## BoQ1 (hidden)
Percentage BoQ
BoQ_Ver3.1 | Percentage | Normal | INR Only | INR
Select, At Par, Excess (+), Less (-) |  | IOCL
Tender Inviting Authority: Executive Engineer, IWD, IIT, Kanpur
Name of Work: Renovation of D & E block washrooms in GH1
Contract No: 40/C/D3/2021-22
Name of the Bidder/ Bidding Firm / Company :
PRICE SCHEDULE (This BOQ template must not be modified/replaced by the bidder and the same should be uploaded after filling the relevant columns, else the bidder is liable to be rejected for this tender. Bidders are allowed to enter the Bidder Name and Values only )
NUMBER # | TEXT # | TEXT # | NUMBER # | TEXT # | NUMBER | NUMBER | TEXT | TEXT # | NUMBER # | TEXT# | TEXT # | NUMBER # | NUMBER | NUMBER | NUMBER | NUMBER | TEXT | TEXT | NUMBER | NUMBER | NUMBER | NUMBER | TEXT | TEXT | NUMBER | NUMBER | NUMBER | NUMBER | TEXT | TEXT | NUMBER | NUMBER | NUMBER | NUMBER | TEXT | TEXT | NUMBER | NUMBER | NUMBER | NUMBER | TEXT | TEXT | NUMBER | NUMBER | NUMBER # | NUMBER # | TEXT | TEXT | NUMBER # | NUMBER # | DATE | NUMBER # | NUMBER # | TEXT #
Sl. No. | Item Description | Item Code / Make | Quantity | Units | Estimated Rate in Rs. P |  |  | Addition / Deduction | Addition / Deduction Values | Currency Convertion against each Item | Quoted Currency in INR / Other Currency | BASIC RATE In Figures To be entered by the Bidder Rs. P | Excise Duty | VAT | Freight Charges ( Unloading & Stacking) | Any Other Taxes/Duties/Levies |  |  | Other Taxes 2 | IIIrd Party i.e DGS&D / RITES etc Inspection Charges @0.34%+Service Tax | Less for Cenvat Credit,if any respect of Supplies Under full Excise Duty Category | [30 empty] | TOTAL AMOUNT Without Taxes in Rs. P | TOTAL AMOUNT With Taxes | TOTAL AMOUNT In Words
1 | 2 | 3 | 4 | 5 | 6 | 7 | 8 | 9 | 10 | 11 | 12 | 13 | 14 | 15 | 16 | 17 | 18 | 19 | 20 | 21 | 22 | 23 | 24 | 25 | 26 | 27 | 28 | 29 | 30 | 31 | 32 | 33 | 34 | 35 | 36 | 37 | 38 | 39 | 40 | 41 | 42 | 43 | 44 | 45 | 46 | 47 | 48 | 49 | 50 | 51 | 52 | 7 | 54 | 8
1 | EARTH WORK | [53 empty] | 1 | EARTH WORK
1.01 | Excavating trenches of required width for pipes, cables, etc including excavation for sockets, and dressing of sides, ramming of bottoms, depth upto 1.5 m, including getting out the excavated soil, and then returning the soil as required, in layers not exceeding 20 cm in depth, including consolidating each deposited layer by ramming, watering, etc. and disposing of surplus excavated soil as directed, within a lead of 50 m : | [53 empty] | 1.01 | Excavating trenches of required width for pipes, cables, etc including excavation for sockets, and dressing of sides, ramming of bottoms, depth upto 1.5 m, including getting out the excavated soil, and then returning the soil as required, in layers not exceeding 20 cm in depth, including consolidating each deposited layer by ramming, watering, etc. and disposing of surplus excavated soil as directed, within a lead of 50 m :
1.02 | All kinds of soil | [53 empty] | 1.02 | All kinds of soil
1.03 | Pipes, cables etc. exceeding 80 mm dia. but not exceeding 300 mm dia |  | 19 | metre | 319.33 |  |  | Excess(+) | 1 | Full Conversion | INR | [40 empty] | 6067.27 | 6067.27 | INR Six Thousand &Sixty Seven and Paise Twenty Seven Only | 1.03 | Pipes, cables etc. exceeding 80 mm dia. but not exceeding 300 mm dia | 19 | metre
1.04 | Surface dressing of the ground including removing vegetation and in-equalities not exceeding 15 cm deep and disposal of rubbish, lead up to 50 m and lift up to 1.5 m. | [53 empty] | 1.04 | Surface dressing of the ground including removing vegetation and in-equalities not exceeding 15 cm deep and disposal of rubbish, lead up to 50 m and lift up to 1.5 m.
1.05 | All kinds of soil |  | 40 | sqm | 21.35 |  |  | Excess(+) | 1 | Full Conversion | INR | [40 empty] | 854 | 854 | INR Eight Hundred & Fifty Four Only | 1.05 | All kinds of soil | 40 | sqm
2 | CONCRETE WORK | [53 empty] | 2 | CONCRETE WORK
2.01 | Providing and laying cement concrete in retaining walls, return walls, walls (any thickness) including attached pilasters, columns, piers, abutments, pillars, posts, struts, buttresses, string or lacing courses, parapets, coping, bed blocks, anchor blocks, plain window sills, fillets, sunken floor etc., up to floor five level, excluding the cost of centering, shuttering and finishing : | [53 empty] | 2.01 | Providing and laying cement concrete in retaining walls, return walls, walls (any thickness) including attached pilasters, columns, piers, abutments, pillars, posts, struts, buttresses, string or lacing courses, parapets, coping, bed blocks, anchor blocks, plain window sills, fillets, sunken floor etc., up to floor five level, excluding the cost of centering, shuttering and finishing :
2.02 | 1:2:4 (1 Cement : 2 coarse sand (zone-III) derived from natural sources : 4 graded stone aggregate 20 mm nominal size derived from natural sources) |  | 1.75 | cum | 7500.66 |  |  | Excess(+) | 1 | Full Conversion | INR | [40 empty] | 13126.16 | 13126.16 | INR Thirteen Thousand One Hundred & Twenty Six and Paise Sixteen Only | 2.02 | 1:2:4 (1 Cement : 2 coarse sand (zone-III) derived from natural sources : 4 graded stone aggregate 20 mm nominal size derived from natural sources) | 1.75 | cum
2.03 | Making plinth protection 50mm thick of cement concrete 1:3:6 (1 cement : 3 coarse sand derived from natural sources : 6 graded stone aggregate 20 mm nominal size derived from natural sources) over 75mm thick bed of dry brick ballast 40 mm nominal size, well rammed and consolidated and grouted with fine sand, including necessary excavation, levelling & dressing & finishing the top smooth. |  | 14 | sqm | 538.4 |  |  | Excess(+) | 1 | Full Conversion | INR | [40 empty] | 7537.6 | 7537.6 | INR Seven Thousand Five Hundred & Thirty Seven and Paise Sixty Only | 2.03 | Making plinth protection 50mm thick of cement concrete 1:3:6 (1 cement : 3 coarse sand derived from natural sources : 6 graded stone aggregate 20 mm nominal size derived from natural sources) over 75mm thick bed of dry brick ballast 40 mm nominal size, well rammed and consolidated and grouted with fine sand, including necessary excavation, levelling & dressing & finishing the top smooth. | 14 | sqm
3 | MASONRY WORK | [53 empty] | 3 | MASONRY WORK
3.01 | Brick work with common burnt clay F.P.S. (non modular) bricks of class designation 7.5 in foundation and plinth in: | [53 empty] | 3.01 | Brick work with common burnt clay F.P.S. (non modular) bricks of class designation 7.5 in foundation and plinth in:
3.02 | Cement mortar 1:6 (1 cement : 6 coarse sand) |  | 0.45 | cum | 5398.9 |  |  | Excess(+) | 1 | Full Conversion | INR | [40 empty] | 2429.51 | 2429.51 | INR Two Thousand Four Hundred & Twenty Nine and Paise Fifty One Only | 3.02 | Cement mortar 1:6 (1 cement : 6 coarse sand) | 0.45 | cum
3.03 | Brick work with common burnt clay F.P.S. (non modular) bricks of class designation 7.5 in superstructure above plinth level up to floor V level in all shapes and sizes in : | [53 empty] | 3.03 | Brick work with common burnt clay F.P.S. (non modular) bricks of class designation 7.5 in superstructure above plinth level up to floor V level in all shapes and sizes in :
3.04 | Cement mortar 1:6 (1 cement : 6 coarse sand) |  | 0.2 | cum | 6655.37 |  |  | Excess(+) | 1 | Full Conversion | INR | [40 empty] | 1331.07 | 1331.07 | INR One Thousand Three Hundred & Thirty One and Paise Seven Only | 3.04 | Cement mortar 1:6 (1 cement : 6 coarse sand) | 0.2 | cum
3.05 | Brick edging 7cm wide 11.4 cm deep to plinth protection with common burnt clay F.P.S. (non modular) bricks of class designation 7.5 including grouting with cement mortar 1:4 (1 cement : 4 fine sand). |  | 14 | metre | 45.59 |  |  | Excess(+) | 1 | Full Conversion | INR | [40 empty] | 638.26 | 638.26 | INR Six Hundred & Thirty Eight and Paise Twenty Six Only | 3.05 | Brick edging 7cm wide 11.4 cm deep to plinth protection with common burnt clay F.P.S. (non modular) bricks of class designation 7.5 including grouting with cement mortar 1:4 (1 cement : 4 fine sand). | 14 | metre
4 | CLADDING WORK | [53 empty] | 4 | CLADDING WORK
4.01 | Providing and fixing Ist quality ceramic glazed wall tiles conforming to IS: 15622 (thickness to be specified by the manufacturer), of approved make, in all colours, shades except burgundy, bottle green, black of any size as approved by Engineer-in-Charge, in skirting, risers of steps and dados, over 12 mm thick bed of cement mortar 1:3 (1 cement : 3 coarse sand) and jointing with grey cement slurry @ 3.3kg per sqm, including pointing in white cement mixed with pigment of matching shade complete. |  | 25 | sqm | 903.38 |  |  | Excess(+) | 1 | Full Conversion | INR | [40 empty] | 22584.5 | 22584.5 | INR Twenty Two Thousand Five Hundred & Eighty Four and Paise Fifty Only | 4.01 | Providing and fixing Ist quality ceramic glazed wall tiles conforming to IS: 15622 (thickness to be specified by the manufacturer), of approved make, in all colours, shades except burgundy, bottle green, black of any size as approved by Engineer-in-Charge, in skirting, risers of steps and dados, over 12 mm thick bed of cement mortar 1:3 (1 cement : 3 coarse sand) and jointing with grey cement slurry @ 3.3kg per sqm, including pointing in white cement mixed with pigment of matching shade complete. | 25 | sqm
5 | WOOD AND PVC WORK | [53 empty] | 5 | WOOD AND PVC WORK
5.01 | Providing and fixing ISI marked flush door shutters conforming to IS : 2202 (Part I) non-decorative type, core of block board construction with frame of 1st class hard wood and well matched commercial 3 ply veneering with vertical grains or cross bands and face veneers on both faces of shutters: | [53 empty] | 5.01 | Providing and fixing ISI marked flush door shutters conforming to IS : 2202 (Part I) non-decorative type, core of block board construction with frame of 1st class hard wood and well matched commercial 3 ply veneering with vertical grains or cross bands and face veneers on both faces of shutters:
5.02 | 35 mm thick including ISI marked Stainless Steel butt hinges with necessary screws |  | 1.8 | sqm | 1654.27 |  |  | Excess(+) | 1 | Full Conversion | INR | [40 empty] | 2977.69 | 2977.69 | INR Two Thousand Nine Hundred & Seventy Seven and Paise Sixty Nine Only | 5.02 | 35 mm thick including ISI marked Stainless Steel butt hinges with necessary screws | 1.8 | sqm
5.03 | Providing and fixing aluminium tower bolts, ISI marked, anodised (anodic coating not less than grade AC 10 as per IS : 1868 ) transparent or dyed to required colour or shade, with necessary screws etc. complete : | [53 empty] | 5.03 | Providing and fixing aluminium tower bolts, ISI marked, anodised (anodic coating not less than grade AC 10 as per IS : 1868 ) transparent or dyed to required colour or shade, with necessary screws etc. complete :
5.04 | 100x10 mm |  | 24 | each | 50.99 |  |  | Excess(+) | 1 | Full Conversion | INR | [40 empty] | 1223.76 | 1223.76 | INR One Thousand Two Hundred & Twenty Three and Paise Seventy Six Only | 5.04 | 100x10 mm | 24 | each
5.05 | Providing and fixing aluminium handles, ISI marked, anodised (anodic coating not less than grade AC 10 as per IS : 1868) transparent or dyed to required colour or shade, with necessary screws etc. complete : | [53 empty] | 5.05 | Providing and fixing aluminium handles, ISI marked, anodised (anodic coating not less than grade AC 10 as per IS : 1868) transparent or dyed to required colour or shade, with necessary screws etc. complete :
5.06 | 100 mm |  | 12 | each | 46.34 |  |  | Excess(+) | 1 | Full Conversion | INR | [40 empty] | 556.08 | 556.08 | INR Five Hundred & Fifty Six and Paise Eight Only | 5.06 | 100 mm | 12 | each
5.07 | Providing and fixing factory made uPVC door frame made of uPVC extruded sections having an overall dimension as below (tolerance ±1mm), with wall thickness 2.0 mm (± 0.2 mm), corners of the door frame to be Jointed with galvanized brackets and stainless steel screws, joints mitred and Plastic welded. The hinge side vertical of the frames reinforced by galvanized M.S. tube of size 19 X 19 mm and 1mm (± 0.1 mm) wall thickness and 3 nos. stainless steel hinges fixed to the frame complete as per manufacturer’s specification and direction of Engineer- in-charge | [53 empty] | 5.07 | Providing and fixing factory made uPVC door frame made of uPVC extruded sections having an overall dimension as below (tolerance ±1mm), with wall thickness 2.0 mm (± 0.2 mm), corners of the door frame to be Jointed with galvanized brackets and stainless steel screws, joints mitred and Plastic welded. The hinge side vertical of the frames reinforced by galvanized M.S. tube of size 19 X 19 mm and 1mm (± 0.1 mm) wall thickness and 3 nos. stainless steel hinges fixed to the frame complete as per manufacturer’s specification and direction of Engineer- in-charge
5.08 | Extruded section profile size 48x40 mm |  | 2 | metre | 194.34 |  |  | Excess(+) | 1 | Full Conversion | INR | [40 empty] | 388.68 | 388.68 | INR Three Hundred & Eighty Eight and Paise Sixty Eight Only | 5.08 | Extruded section profile size 48x40 mm | 2 | metre
5.09 | Providing and fixing to existing door frames. | [53 empty] | 5.09 | Providing and fixing to existing door frames.
5.1 | 24 mm thick factory made PVC door shutters made of styles and rails of a uPVC hollow section of size 59x24 mm and wall thickness 2 mm (± 0.2 mm) with inbuilt edging on both sides. The styles and rails mitred and joint at the corners by means of M.S. galvanised/ plastic brackets of size 75x220 mm having wall thickness 1.0 mm and stainless steel screws. The styles of the shutter reinforced by inserting galvanised M.S. tube of size 20x20 mm and 1 mm (± 0.1 mm) wall thickness. The lock rail made up of 'H' section, a uPVC hollow section of size 100x24 mm and 2 mm (± 0.2 mm) wall thickness, fixed to the shutter styles by means of plastic/galvanised M.S. 'U' cleats. The shutter frame filled with a uPVC multi-chambered single panel of size not less than 620 mm, having over all thickness of 20 mm and 1 mm (± 0.1 mm) wall thickness. The panels filled vertically and tie bar at two places by inserting horizontally 6 mm galvanised M.S. rod and fastened with nuts and washers, complete as per manufacturer's specification and direction of Engineer-in-charge. (For W.C. and bathroom door shutter). |  | 23 | sqm | 1543.8 |  |  | Excess(+) | 1 | Full Conversion | INR | [40 empty] | 35507.4 | 35507.4 | INR Thirty Five Thousand Five Hundred & Seven and Paise Forty Only | 5.1 | 24 mm thick factory made PVC door shutters made of styles and rails of a uPVC hollow section of size 59x24 mm and wall thickness 2 mm (± 0.2 mm) with inbuilt edging on both sides. The styles and rails mitred and joint at the corners by means of M.S. galvanised/ plastic brackets of size 75x220 mm having wall thickness 1.0 mm and stainless steel screws. The styles of the shutter reinforced by inserting galvanised M.S. tube of size 20x20 mm and 1 mm (± 0.1 mm) wall thickness. The lock rail made up of 'H' section, a uPVC hollow section of size 100x24 mm and 2 mm (± 0.2 mm) wall thickness, fixed to the shutter styles by means of plastic/galvanised M.S. 'U' cleats. The shutter frame filled with a uPVC multi-chambered single panel of size not less than 620 mm, having over all thickness of 20 mm and 1 mm (± 0.1 mm) wall thickness. The panels filled vertically and tie bar at two places by inserting horizontally 6 mm galvanised M.S. rod and fastened with nuts and washers, complete as per manufacturer's specification and direction of Engineer-in-charge. (For W.C. and bathroom door shutter). | 23 | sqm
5.11 | Providing and fixing fly proof stainless steel grade 304 wire gauge, to windows and clerestory windows using wire gauge with average width of aperture 1.4 mm in both directions with wire of dia. 0.50 mm all complete. | [53 empty] | 5.11 | Providing and fixing fly proof stainless steel grade 304 wire gauge, to windows and clerestory windows using wire gauge with average width of aperture 1.4 mm in both directions with wire of dia. 0.50 mm all complete.
5.12 | With 12 mm mild steel U beading |  | 2 | sqm | 878.12 |  |  | Excess(+) | 1 | Full Conversion | INR | [40 empty] | 1756.24 | 1756.24 | INR One Thousand Seven Hundred & Fifty Six and Paise Twenty Four Only | 5.12 | With 12 mm mild steel U beading | 2 | sqm
6 | STEEL WORK | [53 empty] | 6 | STEEL WORK
6.01 | Structural steel work riveted, bolted or welded in built up sections, trusses and framed work, including cutting, hoisting, fixing in position and applying a priming coat of approved steel primer all complete. |  | 210 | kg | 89.22 |  |  | Excess(+) | 1 | Full Conversion | INR | [40 empty] | 18736.2 | 18736.2 | INR Eighteen Thousand Seven Hundred & Thirty Six and Paise Twenty Only | 6.01 | Structural steel work riveted, bolted or welded in built up sections, trusses and framed work, including cutting, hoisting, fixing in position and applying a priming coat of approved steel primer all complete. | 210 | kg
6.02 | Providing and fixing factory made ISI marked steel glazed doors, windows and ventilators, side /top /centre hung, with beading and all members such as F7D,F4B, K11 B and K12 B etc. complete of standard rolled steel sections, joints mitred and flash butt welded and sash bars tenoned and riveted, including providing and fixing of hinges, pivots, including priming coat of approved steel primer, but excluding the cost of other fittings, complete all as per approved design, (sectional weight of only steel members shall be measured for payment). | [53 empty] | 6.02 | Providing and fixing factory made ISI marked steel glazed doors, windows and ventilators, side /top /centre hung, with beading and all members such as F7D,F4B, K11 B and K12 B etc. complete of standard rolled steel sections, joints mitred and flash butt welded and sash bars tenoned and riveted, including providing and fixing of hinges, pivots, including priming coat of approved steel primer, but excluding the cost of other fittings, complete all as per approved design, (sectional weight of only steel members shall be measured for payment).
6.03 | Fixing with 15x3 mm lugs 10 cm long embedded in cement concrete block 15x10x10 cm of C.C. 1:3:6 (1 Cement : 3 coarse sand : 6 graded stone aggregate 20 mm nominal size) |  | 35 | kg | 145.99 |  |  | Excess(+) | 1 | Full Conversion | INR | [40 empty] | 5109.65 | 5109.65 | INR Five Thousand One Hundred & Nine and Paise Sixty Five Only | 6.03 | Fixing with 15x3 mm lugs 10 cm long embedded in cement concrete block 15x10x10 cm of C.C. 1:3:6 (1 Cement : 3 coarse sand : 6 graded stone aggregate 20 mm nominal size) | 35 | kg
7 | FLOORING | [53 empty] | 7 | FLOORING
7.01 | Kota stone slab flooring over 20 mm (average) thick base laid over and jointed with grey cement slurry mixed with pigment to match the shade of the slab, including rubbing and polishing complete with base of cement mortar 1 : 4 (1 cement : 4 coarse sand) : | [53 empty] | 7.01 | Kota stone slab flooring over 20 mm (average) thick base laid over and jointed with grey cement slurry mixed with pigment to match the shade of the slab, including rubbing and polishing complete with base of cement mortar 1 : 4 (1 cement : 4 coarse sand) :
7.02 | 25 mm thick |  | 8 | sqm | 1343.14 |  |  | Excess(+) | 1 | Full Conversion | INR | [40 empty] | 10745.12 | 10745.12 | INR Ten Thousand Seven Hundred & Forty Five and Paise Twelve Only | 7.02 | 25 mm thick | 8 | sqm
7.03 | Kota stone slabs 20 mm thick in risers of steps, skirting, dado and pillars laid on 12 mm (average) thick cement mortar 1:3 (1 cement: 3 coarse sand) and jointed with grey cement slurry mixed with pigment to match the shade of the slabs, including rubbing and polishing complete. |  | 2 | sqm | 1587.07 |  |  | Excess(+) | 1 | Full Conversion | INR | [40 empty] | 3174.14 | 3174.14 | INR Three Thousand One Hundred & Seventy Four and Paise Fourteen Only | 7.03 | Kota stone slabs 20 mm thick in risers of steps, skirting, dado and pillars laid on 12 mm (average) thick cement mortar 1:3 (1 cement: 3 coarse sand) and jointed with grey cement slurry mixed with pigment to match the shade of the slabs, including rubbing and polishing complete. | 2 | sqm
7.04 | Providing and laying Ceramic glazed floor tiles of size 300x300 mm (thickness to be specified by the manufacturer) of 1st quality conforming to IS : 15622 of approved make in colours such as White, Ivory, Grey, Fume Red Brown, laid on 20 mm thick cement mortar 1:4 (1 Cement : 4 Coarse sand), Jointing with grey cement slurry @ 3.3 kg/sqm including pointing the joints with white cement and matching pigment etc., complete. |  | 18.5 | sqm | 812.71 |  |  | Excess(+) | 1 | Full Conversion | INR | [40 empty] | 15035.14 | 15035.14 | INR Fifteen Thousand &Thirty Five and Paise Fourteen Only | 7.04 | Providing and laying Ceramic glazed floor tiles of size 300x300 mm (thickness to be specified by the manufacturer) of 1st quality conforming to IS : 15622 of approved make in colours such as White, Ivory, Grey, Fume Red Brown, laid on 20 mm thick cement mortar 1:4 (1 Cement : 4 Coarse sand), Jointing with grey cement slurry @ 3.3 kg/sqm including pointing the joints with white cement and matching pigment etc., complete. | 18.5 | sqm
8 | ROOFING | [53 empty] | 8 | ROOFING
8.01 | Providing gola 75x75 mm in cement concrete 1:2:4 (1 cement : 2 coarse sand : 4 stone aggregate 10 mm and down gauge), including finishing with cement mortar 1:3 (1 cement : 3 fine sand) as per standard design : | [53 empty] | 8.01 | Providing gola 75x75 mm in cement concrete 1:2:4 (1 cement : 2 coarse sand : 4 stone aggregate 10 mm and down gauge), including finishing with cement mortar 1:3 (1 cement : 3 fine sand) as per standard design :
8.02 | In 75x75 mm deep chase |  | 2 | metre | 208.02 |  |  | Excess(+) | 1 | Full Conversion | INR | [40 empty] | 416.04 | 416.04 | INR Four Hundred & Sixteen and Paise Four Only | 8.02 | In 75x75 mm deep chase | 2 | metre
8.03 | Making khurras 45x45 cm with average minimum thickness of 5 cm cement concrete 1:2:4 (1 cement : 2 coarse sand : 4 graded stone aggregate of 20 mm nominal size) over P.V.C. sheet 1 m x1 m x 400 micron, finished with 12 mm cement plaster 1:3 (1 cement : 3 coarse sand) and a coat of neat cement, rounding the edges and making and finishing the outlet complete. |  | 2 | each | 213.99 |  |  | Excess(+) | 1 | Full Conversion | INR | [40 empty] | 427.98 | 427.98 | INR Four Hundred & Twenty Seven and Paise Ninety Eight Only | 8.03 | Making khurras 45x45 cm with average minimum thickness of 5 cm cement concrete 1:2:4 (1 cement : 2 coarse sand : 4 graded stone aggregate of 20 mm nominal size) over P.V.C. sheet 1 m x1 m x 400 micron, finished with 12 mm cement plaster 1:3 (1 cement : 3 coarse sand) and a coat of neat cement, rounding the edges and making and finishing the outlet complete. | 2 | each
9 | FINISHING | [53 empty] | 9 | FINISHING
9.01 | 12 mm cement plaster of mix : | [53 empty] | 9.01 | 12 mm cement plaster of mix :
9.02 | 1:6 (1 cement: 6 coarse sand) |  | 15 | sqm | 231.08 |  |  | Excess(+) | 1 | Full Conversion | INR | [40 empty] | 3466.2 | 3466.2 | INR Three Thousand Four Hundred & Sixty Six and Paise Twenty Only | 9.02 | 1:6 (1 cement: 6 coarse sand) | 15 | sqm
9.03 | 15 mm cement plaster on rough side of single or half brick wall of mix: | [53 empty] | 9.03 | 15 mm cement plaster on rough side of single or half brick wall of mix:
9.04 | 1:6 (1 cement: 6 coarse sand) |  | 8 | sqm | 266.46 |  |  | Excess(+) | 1 | Full Conversion | INR | [40 empty] | 2131.68 | 2131.68 | INR Two Thousand One Hundred & Thirty One and Paise Sixty Eight Only | 9.04 | 1:6 (1 cement: 6 coarse sand) | 8 | sqm
9.05 | 20 mm cement plaster of mix : | [53 empty] | 9.05 | 20 mm cement plaster of mix :
9.06 | 1:6 (1 cement: 6 coarse sand) |  | 32 | sqm | 315.74 |  |  | Excess(+) | 1 | Full Conversion | INR | [40 empty] | 10103.68 | 10103.68 | INR Ten Thousand One Hundred & Three and Paise Sixty Eight Only | 9.06 | 1:6 (1 cement: 6 coarse sand) | 32 | sqm
9.07 | Distempering with 1st quality acrylic distemper (ready mixed) having VOC content less than 50 gms/litre, of approved manufacturer, of required shade and colour complete, as per manufacturer's specification. | [53 empty] | 9.07 | Distempering with 1st quality acrylic distemper (ready mixed) having VOC content less than 50 gms/litre, of approved manufacturer, of required shade and colour complete, as per manufacturer's specification.
9.08 | Two or more coats on new work |  | 100 | sqm | 76.41 |  |  | Excess(+) | 1 | Full Conversion | INR | [40 empty] | 7641 | 7641 | INR Seven Thousand Six Hundred & Forty One Only | 9.08 | Two or more coats on new work | 100 | sqm
9.09 | Finishing walls with Premium Acrylic Smooth exterior paint with Silicone additives of required shade: | [53 empty] | 9.09 | Finishing walls with Premium Acrylic Smooth exterior paint with Silicone additives of required shade:
9.1 | New work (Two or more coats applied @ 1.43 ltr/10 sqm over and including priming coat of exterior primer applied @ 2.20 kg/10 sqm) |  | 106 | sqm | 141.3 |  |  | Excess(+) | 1 | Full Conversion | INR | [40 empty] | 14977.8 | 14977.8 | INR Fourteen Thousand Nine Hundred & Seventy Seven and Paise Eighty Only | 9.1 | New work (Two or more coats applied @ 1.43 ltr/10 sqm over and including priming coat of exterior primer applied @ 2.20 kg/10 sqm) | 106 | sqm
9.11 | Providing and applying white cement based putty of average thickness 1 mm, of approved brand and manufacturer, over the plastered wall surface to prepare the surface even and smooth complete. |  | 80 | sqm | 100.96 |  |  | Excess(+) | 1 | Full Conversion | INR | [40 empty] | 8076.8 | 8076.8 | INR Eight Thousand &Seventy Six and Paise Eighty Only | 9.11 | Providing and applying white cement based putty of average thickness 1 mm, of approved brand and manufacturer, over the plastered wall surface to prepare the surface even and smooth complete. | 80 | sqm
9.12 | Distempering with 1st quality acrylic distember (Ready mix) having VOC content less than 50 grams/ litre of approved brand and manufacture to give an even shade : | [53 empty] | 9.12 | Distempering with 1st quality acrylic distember (Ready mix) having VOC content less than 50 grams/ litre of approved brand and manufacture to give an even shade :
9.13 | Old work (one or more coats) |  | 350 | sqm | 47.61 |  |  | Excess(+) | 1 | Full Conversion | INR | [40 empty] | 16663.5 | 16663.5 | INR Sixteen Thousand Six Hundred & Sixty Three and Paise Fifty Only | 9.13 | Old work (one or more coats) | 350 | sqm
9.14 | Removing dry or oil bound distemper, water proofing cement paint and the like by scrapping, sand papering and preparing the surface smooth including necessary repairs to scratches etc. complete. |  | 80 | sqm | 16 |  |  | Excess(+) | 1 | Full Conversion | INR | [40 empty] | 1280 | 1280 | INR One Thousand Two Hundred & Eighty Only | 9.14 | Removing dry or oil bound distemper, water proofing cement paint and the like by scrapping, sand papering and preparing the surface smooth including necessary repairs to scratches etc. complete. | 80 | sqm
9.15 | Painting with synthetic enamel paint of approved brand and manufacture of required colour to give an even shade : | [53 empty] | 9.15 | Painting with synthetic enamel paint of approved brand and manufacture of required colour to give an even shade :
9.16 | One or more coats on old work |  | 50 | sqm | 70.1 |  |  | Excess(+) | 1 | Full Conversion | INR | [40 empty] | 3505 | 3505 | INR Three Thousand Five Hundred & Five Only | 9.16 | One or more coats on old work | 50 | sqm
10 | REPAIRS TO BUILDING | [53 empty] | 10 | REPAIRS TO BUILDING
10.01 | Repairs to plaster of thickness 12 mm to 20 mm in patches of area 2.5 sq.meters and under, including cutting the patch in proper shape, raking out joints and preparing and plastering the surface of the walls complete, including disposal of rubbish to the dumping ground, all complete as per direction of Engineer-in-Charge. | [53 empty] | 10.01 | Repairs to plaster of thickness 12 mm to 20 mm in patches of area 2.5 sq.meters and under, including cutting the patch in proper shape, raking out joints and preparing and plastering the surface of the walls complete, including disposal of rubbish to the dumping ground, all complete as per direction of Engineer-in-Charge.
10.02 | With cement mortar 1:4 (1cement: 4 coarse sand) |  | 15 | sqm | 376.68 |  |  | Excess(+) | 1 | Full Conversion | INR | [40 empty] | 5650.2 | 5650.2 | INR Five Thousand Six Hundred & Fifty and Paise Twenty Only | 10.02 | With cement mortar 1:4 (1cement: 4 coarse sand) | 15 | sqm
10.03 | Fixing chowkhats in existing opening including embedding chowkhats in floors or walls cutting masonry for holdfasts, embedding hold fasts in cement concrete blocks of size 15 x 10 x 10 cm with cement concrete 1:3:6 (1 cement : 3 coarse sand : 6 graded stone aggregate 20 mm nominal size), painting two coats of approved wood preservative to sides of chowkhats and making good the damages to walls and floors as required complete, including disposal of rubbish to the dumping ground, all complete as per direction of Engineer-in-Charge. | [53 empty] | 10.03 | Fixing chowkhats in existing opening including embedding chowkhats in floors or walls cutting masonry for holdfasts, embedding hold fasts in cement concrete blocks of size 15 x 10 x 10 cm with cement concrete 1:3:6 (1 cement : 3 coarse sand : 6 graded stone aggregate 20 mm nominal size), painting two coats of approved wood preservative to sides of chowkhats and making good the damages to walls and floors as required complete, including disposal of rubbish to the dumping ground, all complete as per direction of Engineer-in-Charge.
10.04 | Window chowkhats |  | 8 | each | 753.09 |  |  | Excess(+) | 1 | Full Conversion | INR | [40 empty] | 6024.72 | 6024.72 | INR Six Thousand &Twenty Four and Paise Seventy Two Only | 10.04 | Window chowkhats | 8 | each
10.05 | Providing and fixing double scaffolding system (cup lock type) on the exterior side, up to seven story height made with 40 mm dia M.S. tube 1.5 m centre to centre, horizontal & vertical tubes joining with cup & lock system with M.S. tubes, M.S. tube challies, M.S. clamps and M.S. staircase system in the scaffolding for working platform etc. and maintaining it in a serviceable condition for the required duration as approved and removing it there after .The scaffolding system shall be stiffened with bracings, runners, connection with the building etc wherever required for inspection of work at required locations with essential safety features for the workmen etc. complete as per directions and approval of Engineer-in-charge .The elevational area of the scaffolding shall be measured for payment purpose .The payment will be made once irrespective of duration of scaffolding. |  | 10 | sqm | 226.17 |  |  | Excess(+) | 1 | Full Conversion | INR | [40 empty] | 2261.7 | 2261.7 | INR Two Thousand Two Hundred & Sixty One and Paise Seventy Only | 10.05 | Providing and fixing double scaffolding system (cup lock type) on the exterior side, up to seven story height made with 40 mm dia M.S. tube 1.5 m centre to centre, horizontal & vertical tubes joining with cup & lock system with M.S. tubes, M.S. tube challies, M.S. clamps and M.S. staircase system in the scaffolding for working platform etc. and maintaining it in a serviceable condition for the required duration as approved and removing it there after .The scaffolding system shall be stiffened with bracings, runners, connection with the building etc wherever required for inspection of work at required locations with essential safety features for the workmen etc. complete as per directions and approval of Engineer-in-charge .The elevational area of the scaffolding shall be measured for payment purpose .The payment will be made once irrespective of duration of scaffolding. | 10 | sqm
11 | DISMANTLING AND DEMOLISHING | [53 empty] | 11 | DISMANTLING AND DEMOLISHING
11.01 | Demolishing lime concrete manually/ by mechanical means and disposal of material within 50 metres lead as per direction of Engineer- in-charge. |  | 4.5 | cum | 532.66 |  |  | Excess(+) | 1 | Full Conversion | INR | [40 empty] | 2396.97 | 2396.97 | INR Two Thousand Three Hundred & Ninety Six and Paise Ninety Seven Only | 11.01 | Demolishing lime concrete manually/ by mechanical means and disposal of material within 50 metres lead as per direction of Engineer- in-charge. | 4.5 | cum
11.02 | Demolishing cement concrete manually/ by mechanical means including disposal of material within 50 metres lead as per direction of Engineer - in - charge. | [53 empty] | 11.02 | Demolishing cement concrete manually/ by mechanical means including disposal of material within 50 metres lead as per direction of Engineer - in - charge.
11.03 | Nominal concrete 1:3:6 or richer mix (i/c equivalent design mix) |  | 1.1 | cum | 1523.41 |  |  | Excess(+) | 1 | Full Conversion | INR | [40 empty] | 1675.75 | 1675.75 | INR One Thousand Six Hundred & Seventy Five and Paise Seventy Five Only | 11.03 | Nominal concrete 1:3:6 or richer mix (i/c equivalent design mix) | 1.1 | cum
11.04 | Demolishing brick work manually/ by mechanical means including stacking of serviceable material and disposal of unserviceable material within 50 metres lead as per direction of Engineer-in-charge. | [53 empty] | 11.04 | Demolishing brick work manually/ by mechanical means including stacking of serviceable material and disposal of unserviceable material within 50 metres lead as per direction of Engineer-in-charge.
11.05 | In cement mortar |  | 0.5 | cum | 1288.82 |  |  | Excess(+) | 1 | Full Conversion | INR | [40 empty] | 644.41 | 644.41 | INR Six Hundred & Forty Four and Paise Forty One Only | 11.05 | In cement mortar | 0.5 | cum
11.06 | Dismantling doors, windows and clerestory windows (steel or wood) shutter including chowkhats, architrave, holdfasts etc. complete and stacking within 50 metres lead : | [53 empty] | 11.06 | Dismantling doors, windows and clerestory windows (steel or wood) shutter including chowkhats, architrave, holdfasts etc. complete and stacking within 50 metres lead :
11.07 | Of area 3 sq. metres and below |  | 8 | each | 240.68 |  |  | Excess(+) | 1 | Full Conversion | INR | [40 empty] | 1925.44 | 1925.44 | INR One Thousand Nine Hundred & Twenty Five and Paise Forty Four Only | 11.07 | Of area 3 sq. metres and below | 8 | each
11.08 | Taking out doors, windows and clerestory window shutters (steel or wood) including stacking within 50 metres lead : | [53 empty] | 11.08 | Taking out doors, windows and clerestory window shutters (steel or wood) including stacking within 50 metres lead :
11.09 | Of area 3 sq. metres and below |  | 14 | each | 93.42 |  |  | Excess(+) | 1 | Full Conversion | INR | [40 empty] | 1307.88 | 1307.88 | INR One Thousand Three Hundred & Seven and Paise Eighty Eight Only | 11.09 | Of area 3 sq. metres and below | 14 | each
11.1 | Dismantling tile work in floors and roofs laid in cement mortar including stacking material within 50 metres lead. | [53 empty] | 11.1 | Dismantling tile work in floors and roofs laid in cement mortar including stacking material within 50 metres lead.
11.11 | For thickness of tiles 10 mm to 25 mm |  | 33 | sqm | 48.09 |  |  | Excess(+) | 1 | Full Conversion | INR | [40 empty] | 1586.97 | 1586.97 | INR One Thousand Five Hundred & Eighty Six and Paise Ninety Seven Only | 11.11 | For thickness of tiles 10 mm to 25 mm | 33 | sqm
11.12 | Dismantling old plaster or skirting raking out joints and cleaning the surface for plaster including disposal of rubbish to the dumping ground within 50 metres lead. |  | 35 | sqm | 34.2 |  |  | Excess(+) | 1 | Full Conversion | INR | [40 empty] | 1197 | 1197 | INR One Thousand One Hundred & Ninety Seven Only | 11.12 | Dismantling old plaster or skirting raking out joints and cleaning the surface for plaster including disposal of rubbish to the dumping ground within 50 metres lead. | 35 | sqm
11.13 | Disposal of building rubbish / malba / similar unserviceable, dismantled or waste materials by mechanical means, including loading, transporting, unloading to approved municipal dumping ground or as approved by Engineer-in-charge, beyond 50 m initial lead, for all leads including all lifts involved. |  | 3 | cum | 121.74 |  |  | Excess(+) | 1 | Full Conversion | INR | [40 empty] | 365.22 | 365.22 | INR Three Hundred & Sixty Five and Paise Twenty Two Only | 11.13 | Disposal of building rubbish / malba / similar unserviceable, dismantled or waste materials by mechanical means, including loading, transporting, unloading to approved municipal dumping ground or as approved by Engineer-in-charge, beyond 50 m initial lead, for all leads including all lifts involved. | 3 | cum
12 | SANITARY INSTALLATIONS | [53 empty] | 12 | SANITARY INSTALLATIONS
12.01 | Providing and fixing water closet squatting pan (Indian type W.C. pan ) with 100 mm sand cast Iron P or S trap, 10 litre low level white P.V.C. flushing cistern, including flush pipe, with manually controlled device (handle lever) conforming to IS : 7231, with all fittings and fixtures complete, including cutting and making good the walls and floors wherever required: | [53 empty] | 12.01 | Providing and fixing water closet squatting pan (Indian type W.C. pan ) with 100 mm sand cast Iron P or S trap, 10 litre low level white P.V.C. flushing cistern, including flush pipe, with manually controlled device (handle lever) conforming to IS : 7231, with all fittings and fixtures complete, including cutting and making good the walls and floors wherever required:
12.02 | White Vitreous china Orissa pattern W.C. pan of size 580x440 mm with integral type foot rests |  | 6 | each | 4753.62 |  |  | Excess(+) | 1 | Full Conversion | INR | [40 empty] | 28521.72 | 28521.72 | INR Twenty Eight Thousand Five Hundred & Twenty One and Paise Seventy Two Only | 12.02 | White Vitreous china Orissa pattern W.C. pan of size 580x440 mm with integral type foot rests | 6 | each
12.03 | Providing and fixing white vitreous china pedestal type water closet (European type W.C. pan) with seat and lid, 10 litre low level white P.V.C. flushing cistern, including flush pipe, with manually controlled device (handle lever), conforming to IS : 7231, with all fittings and fixtures complete, including cutting and making good the walls and floors wherever required : | [53 empty] | 12.03 | Providing and fixing white vitreous china pedestal type water closet (European type W.C. pan) with seat and lid, 10 litre low level white P.V.C. flushing cistern, including flush pipe, with manually controlled device (handle lever), conforming to IS : 7231, with all fittings and fixtures complete, including cutting and making good the walls and floors wherever required :
12.04 | W.C. pan with ISI marked white solid plastic seat and lid |  | 6 | each | 4612.85 |  |  | Excess(+) | 1 | Full Conversion | INR | [40 empty] | 27677.1 | 27677.1 | INR Twenty Seven Thousand Six Hundred & Seventy Seven and Paise Ten Only | 12.04 | W.C. pan with ISI marked white solid plastic seat and lid | 6 | each
12.05 | Providing and fixing white vitreous china water closet squatting pan (Indian type) : | [53 empty] | 12.05 | Providing and fixing white vitreous china water closet squatting pan (Indian type) :
12.06 | Orissa pattern W.C. pan of size 580x440 mm |  | 6 | each | 2231.04 |  |  | Excess(+) | 1 | Full Conversion | INR | [40 empty] | 13386.24 | 13386.24 | INR Thirteen Thousand Three Hundred & Eighty Six and Paise Twenty Four Only | 12.06 | Orissa pattern W.C. pan of size 580x440 mm | 6 | each
12.07 | Providing and fixing P.V.C. low level flushing cistern with manually controlled device (handle lever) conforming to IS : 7231, with all fittings and fixtures complete. | [53 empty] | 12.07 | Providing and fixing P.V.C. low level flushing cistern with manually controlled device (handle lever) conforming to IS : 7231, with all fittings and fixtures complete.
12.08 | 10 litre capacity - White |  | 6 | each | 876.76 |  |  | Excess(+) | 1 | Full Conversion | INR | [40 empty] | 5260.56 | 5260.56 | INR Five Thousand Two Hundred & Sixty and Paise Fifty Six Only | 12.08 | 10 litre capacity - White | 6 | each
12.09 | Providing and fixing solid plastic seat with lid for pedestal type W.C. pan complete : | [53 empty] | 12.09 | Providing and fixing solid plastic seat with lid for pedestal type W.C. pan complete :
12.1 | White solid plastic seat with lid |  | 1 | each | 500.66 |  |  | Excess(+) | 1 | Full Conversion | INR | [40 empty] | 500.66 | 500.66 | INR Five Hundred and Paise Sixty Six Only | 12.1 | White solid plastic seat with lid | 1 | each
12.11 | Providing and fixing CP Brass 32mm size Bottle Trap of approved quality & make and as per the direction of Engineer-in-charge. |  | 18 | each | 774.27 |  |  | Excess(+) | 1 | Full Conversion | INR | [40 empty] | 13936.86 | 13936.86 | INR Thirteen Thousand Nine Hundred & Thirty Six and Paise Eighty Six Only | 12.11 | Providing and fixing CP Brass 32mm size Bottle Trap of approved quality & make and as per the direction of Engineer-in-charge. | 18 | each
12.12 | Providing and fixing P.V.C. waste pipe for sink or wash basin including P.V.C. waste fittings complete. | [53 empty] | 12.12 | Providing and fixing P.V.C. waste pipe for sink or wash basin including P.V.C. waste fittings complete.
12.13 | Flexible pipe | [53 empty] | 12.13 | Flexible pipe
12.14 | 32 mm dia |  | 2 | each | 88.65 |  |  | Excess(+) | 1 | Full Conversion | INR | [40 empty] | 177.3 | 177.3 | INR One Hundred & Seventy Seven and Paise Thirty Only | 12.14 | 32 mm dia | 2 | each
12.15 | Providing and fixing soil, waste and vent pipes : | [53 empty] | 12.15 | Providing and fixing soil, waste and vent pipes :
12.16 | 100 mm dia | [53 empty] | 12.16 | 100 mm dia
12.17 | Centrifugally cast (spun) iron socket & spigot (S&S) pipe as per IS: 3989 |  | 110 | metre | 957.65 |  |  | Excess(+) | 1 | Full Conversion | INR | [40 empty] | 105341.5 | 105341.5 | INR One Lakh Five Thousand Three Hundred & Forty One and Paise Fifty Only | 12.17 | Centrifugally cast (spun) iron socket & spigot (S&S) pipe as per IS: 3989 | 110 | metre
12.18 | 75 mm diameter : | [53 empty] | 12.18 | 75 mm diameter :
12.19 | Centrifugally cast (spun) iron socketed pipe as per IS: 3989 |  | 12 | metre | 869.84 |  |  | Excess(+) | 1 | Full Conversion | INR | [40 empty] | 10438.08 | 10438.08 | INR Ten Thousand Four Hundred & Thirty Eight and Paise Eight Only | 12.19 | Centrifugally cast (spun) iron socketed pipe as per IS: 3989 | 12 | metre
12.2 | Providing and fixing M.S. holder-bat clamps of approved design to Sand Cast iron/cast iron (spun) pipe embedded in and including cement concrete blocks 10x10x10 cm of 1:2:4 mix (1 cement : 2 coarse sand : 4 graded stone aggregate 20 mm nominal size), including cost of cutting holes and making good the walls etc. : | [53 empty] | 12.2 | Providing and fixing M.S. holder-bat clamps of approved design to Sand Cast iron/cast iron (spun) pipe embedded in and including cement concrete blocks 10x10x10 cm of 1:2:4 mix (1 cement : 2 coarse sand : 4 graded stone aggregate 20 mm nominal size), including cost of cutting holes and making good the walls etc. :
12.21 | For 100 mm dia pipe |  | 30 | each | 252.04 |  |  | Excess(+) | 1 | Full Conversion | INR | [40 empty] | 7561.2 | 7561.2 | INR Seven Thousand Five Hundred & Sixty One and Paise Twenty Only | 12.21 | For 100 mm dia pipe | 30 | each
12.22 | Providing and fixing bend of required degree with access door, insertion rubber washer 3 mm thick, bolts and nuts complete. | [53 empty] | 12.22 | Providing and fixing bend of required degree with access door, insertion rubber washer 3 mm thick, bolts and nuts complete.
12.23 | 100 mm dia | [53 empty] | 12.23 | 100 mm dia
12.24 | Sand cast iron S&S as per IS - 3989 |  | 12 | each | 404.78 |  |  | Excess(+) | 1 | Full Conversion | INR | [40 empty] | 4857.36 | 4857.36 | INR Four Thousand Eight Hundred & Fifty Seven and Paise Thirty Six Only | 12.24 | Sand cast iron S&S as per IS - 3989 | 12 | each
12.25 | 75 mm dia | [53 empty] | 12.25 | 75 mm dia
12.26 | Sand cast iron S&S as per IS- 3989 |  | 12 | each | 337.35 |  |  | Excess(+) | 1 | Full Conversion | INR | [40 empty] | 4048.2 | 4048.2 | INR Four Thousand &Forty Eight and Paise Twenty Only | 12.26 | Sand cast iron S&S as per IS- 3989 | 12 | each
12.27 | Providing and fixing plain bend of required degree. | [53 empty] | 12.27 | Providing and fixing plain bend of required degree.
12.28 | 100 mm dia | [53 empty] | 12.28 | 100 mm dia
12.29 | Sand cast iron S&S as per IS : 3989 |  | 6 | each | 342.61 |  |  | Excess(+) | 1 | Full Conversion | INR | [40 empty] | 2055.66 | 2055.66 | INR Two Thousand &Fifty Five and Paise Sixty Six Only | 12.29 | Sand cast iron S&S as per IS : 3989 | 6 | each
12.3 | 75 mm dia | [53 empty] | 12.3 | 75 mm dia
12.31 | Sand cast iron S&S as per IS - 3989 |  | 12 | each | 254.06 |  |  | Excess(+) | 1 | Full Conversion | INR | [40 empty] | 3048.72 | 3048.72 | INR Three Thousand &Forty Eight and Paise Seventy Two Only | 12.31 | Sand cast iron S&S as per IS - 3989 | 12 | each
12.32 | Providing and fixing single equal plain junction of required degree with access door, insertion rubber washer 3 mm thick, bolts and nuts complete. | [53 empty] | 12.32 | Providing and fixing single equal plain junction of required degree with access door, insertion rubber washer 3 mm thick, bolts and nuts complete.
12.33 | 100x100x100 mm | [53 empty] | 12.33 | 100x100x100 mm
12.34 | Sand cast iron S&S as per IS - 3989 |  | 20 | each | 633.54 |  |  | Excess(+) | 1 | Full Conversion | INR | [40 empty] | 12670.8 | 12670.8 | INR Twelve Thousand Six Hundred & Seventy and Paise Eighty Only | 12.34 | Sand cast iron S&S as per IS - 3989 | 20 | each
12.35 | 75x75x75 mm | [53 empty] | 12.35 | 75x75x75 mm
12.36 | Sand cast iron S&S as per IS - 3989 |  | 12 | each | 481.67 |  |  | Excess(+) | 1 | Full Conversion | INR | [40 empty] | 5780.04 | 5780.04 | INR Five Thousand Seven Hundred & Eighty and Paise Four Only | 12.36 | Sand cast iron S&S as per IS - 3989 | 12 | each
12.37 | Providing and fixing single equal plain junction of required degree : | [53 empty] | 12.37 | Providing and fixing single equal plain junction of required degree :
12.38 | 100x100x100 mm | [53 empty] | 12.38 | 100x100x100 mm
12.39 | Sand cast iron S&S as per IS - 3989 |  | 10 | each | 585.44 |  |  | Excess(+) | 1 | Full Conversion | INR | [40 empty] | 5854.4 | 5854.4 | INR Five Thousand Eight Hundred & Fifty Four and Paise Forty Only | 12.39 | Sand cast iron S&S as per IS - 3989 | 10 | each
12.4 | 75x75x75 mm | [53 empty] | 12.4 | 75x75x75 mm
12.41 | Sand cast iron S&S as per IS - 3989 |  | 1 | each | 412.45 |  |  | Excess(+) | 1 | Full Conversion | INR | [40 empty] | 412.45 | 412.45 | INR Four Hundred & Twelve and Paise Forty Five Only | 12.41 | Sand cast iron S&S as per IS - 3989 | 1 | each
12.42 | Providing and fixing single unequal junction of required degree with access door, insertion rubber washer 3 mm thick, bolts and nuts complete : | [53 empty] | 12.42 | Providing and fixing single unequal junction of required degree with access door, insertion rubber washer 3 mm thick, bolts and nuts complete :
12.43 | 100x100x75 mm | [53 empty] | 12.43 | 100x100x75 mm
12.44 | Sand cast iron S&S as per IS - 3989 |  | 6 | each | 803.64 |  |  | Excess(+) | 1 | Full Conversion | INR | [40 empty] | 4821.84 | 4821.84 | INR Four Thousand Eight Hundred & Twenty One and Paise Eighty Four Only | 12.44 | Sand cast iron S&S as per IS - 3989 | 6 | each
12.45 | Providing and fixing single unequal plain junction of required degree : | [53 empty] | 12.45 | Providing and fixing single unequal plain junction of required degree :
12.46 | 100x100x75 mm | [53 empty] | 12.46 | 100x100x75 mm
12.47 | Sand cast iron S&S as per IS - 3989 |  | 6 | each | 700.39 |  |  | Excess(+) | 1 | Full Conversion | INR | [40 empty] | 4202.34 | 4202.34 | INR Four Thousand Two Hundred & Two and Paise Thirty Four Only | 12.47 | Sand cast iron S&S as per IS - 3989 | 6 | each
12.48 | Providing and fixing terminal guard : | [53 empty] | 12.48 | Providing and fixing terminal guard :
12.49 | 100 mm | [53 empty] | 12.49 | 100 mm
12.5 | Sand cast iron S&S as per IS - 3989 |  | 10 | each | 341.43 |  |  | Excess(+) | 1 | Full Conversion | INR | [40 empty] | 3414.3 | 3414.3 | INR Three Thousand Four Hundred & Fourteen and Paise Thirty Only | 12.5 | Sand cast iron S&S as per IS - 3989 | 10 | each
12.51 | Providing and fixing collar : | [53 empty] | 12.51 | Providing and fixing collar :
12.52 | 100 mm | [53 empty] | 12.52 | 100 mm
12.53 | Sand cast iron S&S as per IS - 3989 |  | 30 | each | 359.01 |  |  | Excess(+) | 1 | Full Conversion | INR | [40 empty] | 10770.3 | 10770.3 | INR Ten Thousand Seven Hundred & Seventy and Paise Thirty Only | 12.53 | Sand cast iron S&S as per IS - 3989 | 30 | each
12.54 | 75 mm | [53 empty] | 12.54 | 75 mm
12.55 | Sand cast iron S&S as per IS - 3989 |  | 6 | each | 224.73 |  |  | Excess(+) | 1 | Full Conversion | INR | [40 empty] | 1348.38 | 1348.38 | INR One Thousand Three Hundred & Forty Eight and Paise Thirty Eight Only | 12.55 | Sand cast iron S&S as per IS - 3989 | 6 | each
12.56 | Providing lead caulked joints to sand cast iron/centrifugally cast (spun) iron pipes and fittings of diameter : | [53 empty] | 12.56 | Providing lead caulked joints to sand cast iron/centrifugally cast (spun) iron pipes and fittings of diameter :
12.57 | 100 mm |  | 192 | each | 422.14 |  |  | Excess(+) | 1 | Full Conversion | INR | [40 empty] | 81050.88 | 81050.88 | INR Eighty One Thousand &Fifty and Paise Eighty Eight Only | 12.57 | 100 mm | 192 | each
12.58 | 75 mm |  | 48 | each | 357.65 |  |  | Excess(+) | 1 | Full Conversion | INR | [40 empty] | 17167.2 | 17167.2 | INR Seventeen Thousand One Hundred & Sixty Seven and Paise Twenty Only | 12.58 | 75 mm | 48 | each
12.59 | Providing and fixing trap of self cleansing design with screwed down or hinged grating with or without vent arm complete, including cost of cutting and making good the walls and floors : | [53 empty] | 12.59 | Providing and fixing trap of self cleansing design with screwed down or hinged grating with or without vent arm complete, including cost of cutting and making good the walls and floors :
12.6 | 100 mm inlet and 100 mm outlet | [53 empty] | 12.6 | 100 mm inlet and 100 mm outlet
12.61 | Sand cast iron S&S as per IS: 3989 |  | 2 | each | 1326.22 |  |  | Excess(+) | 1 | Full Conversion | INR | [40 empty] | 2652.44 | 2652.44 | INR Two Thousand Six Hundred & Fifty Two and Paise Forty Four Only | 12.61 | Sand cast iron S&S as per IS: 3989 | 2 | each
12.62 | 100 mm inlet and 75 mm outlet | [53 empty] | 12.62 | 100 mm inlet and 75 mm outlet
12.63 | Sand cast iron S&S as per IS - 3989 |  | 1 | each | 1384.88 |  |  | Excess(+) | 1 | Full Conversion | INR | [40 empty] | 1384.88 | 1384.88 | INR One Thousand Three Hundred & Eighty Four and Paise Eighty Eight Only | 12.63 | Sand cast iron S&S as per IS - 3989 | 1 | each
12.64 | Painting sand cast iron/ centrifugally cast (spun) iron soil, waste vent pipes and fittings with two coats of synthetic enamel paint of any colour such as chocolate grey, or buff etc. over a coat of primer (of approved quality) for new work : | [53 empty] | 12.64 | Painting sand cast iron/ centrifugally cast (spun) iron soil, waste vent pipes and fittings with two coats of synthetic enamel paint of any colour such as chocolate grey, or buff etc. over a coat of primer (of approved quality) for new work :
12.65 | 100 mm diameter pipe |  | 110 | metre | 56.29 |  |  | Excess(+) | 1 | Full Conversion | INR | [40 empty] | 6191.9 | 6191.9 | INR Six Thousand One Hundred & Ninety One and Paise Ninety Only | 12.65 | 100 mm diameter pipe | 110 | metre
12.66 | 75 mm diameter pipe |  | 20 | metre | 42.83 |  |  | Excess(+) | 1 | Full Conversion | INR | [40 empty] | 856.6 | 856.6 | INR Eight Hundred & Fifty Six and Paise Sixty Only | 12.66 | 75 mm diameter pipe | 20 | metre
13 | WATER SUPPLY | [53 empty] | 13 | WATER SUPPLY
13.01 | Providing and fixing G.I. pipes complete with G.I. fittings and clamps, i/c cutting and making good the walls etc. Internal work - Exposed on wall | [53 empty] | 13.01 | Providing and fixing G.I. pipes complete with G.I. fittings and clamps, i/c cutting and making good the walls etc. Internal work - Exposed on wall
13.02 | 15 mm dia nominal bore |  | 17 | metre | 249.8 |  |  | Excess(+) | 1 | Full Conversion | INR | [40 empty] | 4246.6 | 4246.6 | INR Four Thousand Two Hundred & Forty Six and Paise Sixty Only | 13.02 | 15 mm dia nominal bore | 17 | metre
13.03 | 20 mm dia nominal bore |  | 60 | metre | 301.71 |  |  | Excess(+) | 1 | Full Conversion | INR | [40 empty] | 18102.6 | 18102.6 | INR Eighteen Thousand One Hundred & Two and Paise Sixty Only | 13.03 | 20 mm dia nominal bore | 60 | metre
13.04 | 25 mm dia nominal bore |  | 221 | metre | 384.04 |  |  | Excess(+) | 1 | Full Conversion | INR | [40 empty] | 84872.84 | 84872.84 | INR Eighty Four Thousand Eight Hundred & Seventy Two and Paise Eighty Four Only | 13.04 | 25 mm dia nominal bore | 221 | metre
13.05 | 32 mm dia nominal bore |  | 28 | metre | 464.45 |  |  | Excess(+) | 1 | Full Conversion | INR | [40 empty] | 13004.6 | 13004.6 | INR Thirteen Thousand &Four and Paise Sixty Only | 13.05 | 32 mm dia nominal bore | 28 | metre
13.06 | 40 mm dia nominal bore |  | 1 | metre | 560.81 |  |  | Excess(+) | 1 | Full Conversion | INR | [40 empty] | 560.81 | 560.81 | INR Five Hundred & Sixty and Paise Eighty One Only | 13.06 | 40 mm dia nominal bore | 1 | metre
13.07 | Providing and fixing G.I. Pipes complete with G.I. fittings and clamps, i/c making good the walls etc. concealed pipe, including painting with anti corrosive bitumastic paint, cutting chases and making good the wall : | [53 empty] | 13.07 | Providing and fixing G.I. Pipes complete with G.I. fittings and clamps, i/c making good the walls etc. concealed pipe, including painting with anti corrosive bitumastic paint, cutting chases and making good the wall :
13.08 | 15 mm dia nominal bore |  | 5 | metre | 392.46 |  |  | Excess(+) | 1 | Full Conversion | INR | [40 empty] | 1962.3 | 1962.3 | INR One Thousand Nine Hundred & Sixty Two and Paise Thirty Only | 13.08 | 15 mm dia nominal bore | 5 | metre
13.09 | 20 mm dia nominal bore |  | 10 | metre | 433.23 |  |  | Excess(+) | 1 | Full Conversion | INR | [40 empty] | 4332.3 | 4332.3 | INR Four Thousand Three Hundred & Thirty Two and Paise Thirty Only | 13.09 | 20 mm dia nominal bore | 10 | metre
13.1 | Providing and fixing G.I. pipes complete with G.I. fittings including trenching and refilling etc. External work | [53 empty] | 13.1 | Providing and fixing G.I. pipes complete with G.I. fittings including trenching and refilling etc. External work
13.11 | 20 mm dia nominal bore |  | 10 | metre | 248.84 |  |  | Excess(+) | 1 | Full Conversion | INR | [40 empty] | 2488.4 | 2488.4 | INR Two Thousand Four Hundred & Eighty Eight and Paise Forty Only | 13.11 | 20 mm dia nominal bore | 10 | metre
13.12 | 25 mm dia nominal bore |  | 35 | metre | 319.64 |  |  | Excess(+) | 1 | Full Conversion | INR | [40 empty] | 11187.4 | 11187.4 | INR Eleven Thousand One Hundred & Eighty Seven and Paise Forty Only | 13.12 | 25 mm dia nominal bore | 35 | metre
13.13 | 32 mm dia nominal bore |  | 40 | metre | 372.38 |  |  | Excess(+) | 1 | Full Conversion | INR | [40 empty] | 14895.2 | 14895.2 | INR Fourteen Thousand Eight Hundred & Ninety Five and Paise Twenty Only | 13.13 | 32 mm dia nominal bore | 40 | metre
13.14 | 40 mm dia nominal bore |  | 14 | metre | 423.63 |  |  | Excess(+) | 1 | Full Conversion | INR | [40 empty] | 5930.82 | 5930.82 | INR Five Thousand Nine Hundred & Thirty and Paise Eighty Two Only | 13.14 | 40 mm dia nominal bore | 14 | metre
13.15 | Making connection of G.I. distribution branch with G.I. main of following sizes by providing and fixing tee, including cutting and threading the pipe etc. complete : | [53 empty] | 13.15 | Making connection of G.I. distribution branch with G.I. main of following sizes by providing and fixing tee, including cutting and threading the pipe etc. complete :
13.16 | 25 to 40 mm nominal bore |  | 2 | each | 590.49 |  |  | Excess(+) | 1 | Full Conversion | INR | [40 empty] | 1180.98 | 1180.98 | INR One Thousand One Hundred & Eighty and Paise Ninety Eight Only | 13.16 | 25 to 40 mm nominal bore | 2 | each
13.17 | Providing and fixing gun metal gate valve with C.I. wheel of approved quality (screwed end) : | [53 empty] | 13.17 | Providing and fixing gun metal gate valve with C.I. wheel of approved quality (screwed end) :
13.18 | 25 mm nominal bore |  | 22 | each | 435.91 |  |  | Excess(+) | 1 | Full Conversion | INR | [40 empty] | 9590.02 | 9590.02 | INR Nine Thousand Five Hundred & Ninety and Paise Two Only | 13.18 | 25 mm nominal bore | 22 | each
13.19 | 20 mm nominal bore |  | 8 | each | 403.51 |  |  | Excess(+) | 1 | Full Conversion | INR | [40 empty] | 3228.08 | 3228.08 | INR Three Thousand Two Hundred & Twenty Eight and Paise Eight Only | 13.19 | 20 mm nominal bore | 8 | each
13.2 | 32 mm nominal bore. |  | 4 | each | 509.64 |  |  | Excess(+) | 1 | Full Conversion | INR | [40 empty] | 2038.56 | 2038.56 | INR Two Thousand &Thirty Eight and Paise Fifty Six Only | 13.2 | 32 mm nominal bore. | 4 | each
13.21 | 40 mm nominal bore |  | 2 | each | 594.83 |  |  | Excess(+) | 1 | Full Conversion | INR | [40 empty] | 1189.66 | 1189.66 | INR One Thousand One Hundred & Eighty Nine and Paise Sixty Six Only | 13.21 | 40 mm nominal bore | 2 | each
13.22 | Providing and fixing ball valve (brass) of approved quality, High or low pressure, with plastic floats complete : | [53 empty] | 13.22 | Providing and fixing ball valve (brass) of approved quality, High or low pressure, with plastic floats complete :
13.23 | 20 mm nominal bore |  | 6 | each | 338.8 |  |  | Excess(+) | 1 | Full Conversion | INR | [40 empty] | 2032.8 | 2032.8 | INR Two Thousand &Thirty Two and Paise Eighty Only | 13.23 | 20 mm nominal bore | 6 | each
13.24 | Providing and fixing uplasticised PVC connection pipe with brass unions : | [53 empty] | 13.24 | Providing and fixing uplasticised PVC connection pipe with brass unions :
13.25 | 30 cm length | [53 empty] | 13.25 | 30 cm length
13.26 | 15 mm nominal bore |  | 42 | each | 63.88 |  |  | Excess(+) | 1 | Full Conversion | INR | [40 empty] | 2682.96 | 2682.96 | INR Two Thousand Six Hundred & Eighty Two and Paise Ninety Six Only | 13.26 | 15 mm nominal bore | 42 | each
13.27 | Constructing masonry Chamber 30x30x50 cm inside, in brick work in cement mortar 1:4 (1 cement :4 coarse sand) for stop cock, with C. I. surface box 100x100 x75 mm (inside) with hinged cover fixed in cement concrete slab 1:2:4 mix (1 cement : 2 coarse sand : 4 graded stone aggregate 20 mm nominal size), i/c necessary excavation, foundation concrete 1:5:10 ( 1 cement : 5 fine sand : 10 graded stone aggregate 40mm nominal size ) and inside plastering with cement mortar 1:3 (1 cement : 3 coarse sand) 12mm thick, finished with a floating coat of neat cement complete as per standard design : | [53 empty] | 13.27 | Constructing masonry Chamber 30x30x50 cm inside, in brick work in cement mortar 1:4 (1 cement :4 coarse sand) for stop cock, with C. I. surface box 100x100 x75 mm (inside) with hinged cover fixed in cement concrete slab 1:2:4 mix (1 cement : 2 coarse sand : 4 graded stone aggregate 20 mm nominal size), i/c necessary excavation, foundation concrete 1:5:10 ( 1 cement : 5 fine sand : 10 graded stone aggregate 40mm nominal size ) and inside plastering with cement mortar 1:3 (1 cement : 3 coarse sand) 12mm thick, finished with a floating coat of neat cement complete as per standard design :
13.28 | With common burnt clay F.P.S.(non modular) bricks of class designation 7.5 |  | 6 | each | 1387.51 |  |  | Excess(+) | 1 | Full Conversion | INR | [40 empty] | 8325.06 | 8325.06 | INR Eight Thousand Three Hundred & Twenty Five and Paise Six Only | 13.28 | With common burnt clay F.P.S.(non modular) bricks of class designation 7.5 | 6 | each
13.29 | Painting G.I. pipes and fittings with synthetic enamel white paint with two coats over a ready mixed priming coat, both of approved quality for new work : | [53 empty] | 13.29 | Painting G.I. pipes and fittings with synthetic enamel white paint with two coats over a ready mixed priming coat, both of approved quality for new work :
13.3 | 15 mm diameter pipe |  | 17 | metre | 13.33 |  |  | Excess(+) | 1 | Full Conversion | INR | [40 empty] | 226.61 | 226.61 | INR Two Hundred & Twenty Six and Paise Sixty One Only | 13.3 | 15 mm diameter pipe | 17 | metre
13.31 | 20 mm diameter pipe |  | 60 | metre | 15.91 |  |  | Excess(+) | 1 | Full Conversion | INR | [40 empty] | 954.6 | 954.6 | INR Nine Hundred & Fifty Four and Paise Sixty Only | 13.31 | 20 mm diameter pipe | 60 | metre
13.32 | 25 mm diameter pipe |  | 221 | metre | 20.78 |  |  | Excess(+) | 1 | Full Conversion | INR | [40 empty] | 4592.38 | 4592.38 | INR Four Thousand Five Hundred & Ninety Two and Paise Thirty Eight Only | 13.32 | 25 mm diameter pipe | 221 | metre
13.33 | 32 mm diameter pipe |  | 28 | metre | 24.9 |  |  | Excess(+) | 1 | Full Conversion | INR | [40 empty] | 697.2 | 697.2 | INR Six Hundred & Ninety Seven and Paise Twenty Only | 13.33 | 32 mm diameter pipe | 28 | metre
13.34 | 40 mm diameter pipe |  | 1 | metre | 29.29 |  |  | Excess(+) | 1 | Full Conversion | INR | [40 empty] | 29.29 | 29.29 | INR Twenty Nine and Paise Twenty Nine Only | 13.34 | 40 mm diameter pipe | 1 | metre
13.35 | Painting G.I. pipes and fittings with two coats of anti-corrosive bitumastic paint of approved quality : | [53 empty] | 13.35 | Painting G.I. pipes and fittings with two coats of anti-corrosive bitumastic paint of approved quality :
13.36 | 20 mm diameter pipe |  | 10 | metre | 9.73 |  |  | Excess(+) | 1 | Full Conversion | INR | [40 empty] | 97.3 | 97.3 | INR Ninety Seven and Paise Thirty Only | 13.36 | 20 mm diameter pipe | 10 | metre
13.37 | 25 mm diameter pipe |  | 35 | metre | 12.41 |  |  | Excess(+) | 1 | Full Conversion | INR | [40 empty] | 434.35 | 434.35 | INR Four Hundred & Thirty Four and Paise Thirty Five Only | 13.37 | 25 mm diameter pipe | 35 | metre
13.38 | 32 mm diameter pipe |  | 40 | metre | 14.95 |  |  | Excess(+) | 1 | Full Conversion | INR | [40 empty] | 598 | 598 | INR Five Hundred & Ninety Eight Only | 13.38 | 32 mm diameter pipe | 40 | metre
13.39 | 40 mm diameter pipe |  | 14 | metre | 17.01 |  |  | Excess(+) | 1 | Full Conversion | INR | [40 empty] | 238.14 | 238.14 | INR Two Hundred & Thirty Eight and Paise Fourteen Only | 13.39 | 40 mm diameter pipe | 14 | metre
13.4 | Providing and filling sand of grading zone V or coarser grade, allround the G.I. pipes in external work : | [53 empty] | 13.4 | Providing and filling sand of grading zone V or coarser grade, allround the G.I. pipes in external work :
13.41 | 32 mm diameter pipe |  | 15 | metre | 133.49 |  |  | Excess(+) | 1 | Full Conversion | INR | [40 empty] | 2002.35 | 2002.35 | INR Two Thousand &Two and Paise Thirty Five Only | 13.41 | 32 mm diameter pipe | 15 | metre
13.42 | 40 mm diameter pipe |  | 15 | metre | 135.16 |  |  | Excess(+) | 1 | Full Conversion | INR | [40 empty] | 2027.4 | 2027.4 | INR Two Thousand &Twenty Seven and Paise Forty Only | 13.42 | 40 mm diameter pipe | 15 | metre
13.43 | Providing and fixing G.I. Union in G.I. pipe including cutting and threading the pipe and making long screws etc. complete (New work) : | [53 empty] | 13.43 | Providing and fixing G.I. Union in G.I. pipe including cutting and threading the pipe and making long screws etc. complete (New work) :
13.44 | 15 mm nominal bore |  | 6 | each | 206.71 |  |  | Excess(+) | 1 | Full Conversion | INR | [40 empty] | 1240.26 | 1240.26 | INR One Thousand Two Hundred & Forty and Paise Twenty Six Only | 13.44 | 15 mm nominal bore | 6 | each
13.45 | 20 mm nominal bore |  | 20 | each | 228.98 |  |  | Excess(+) | 1 | Full Conversion | INR | [40 empty] | 4579.6 | 4579.6 | INR Four Thousand Five Hundred & Seventy Nine and Paise Sixty Only | 13.45 | 20 mm nominal bore | 20 | each
13.46 | 25 mm nominal bore |  | 40 | each | 298.2 |  |  | Excess(+) | 1 | Full Conversion | INR | [40 empty] | 11928 | 11928 | INR Eleven Thousand Nine Hundred & Twenty Eight Only | 13.46 | 25 mm nominal bore | 40 | each
13.47 | 32 mm nominal bore |  | 15 | each | 336.9 |  |  | Excess(+) | 1 | Full Conversion | INR | [40 empty] | 5053.5 | 5053.5 | INR Five Thousand &Fifty Three and Paise Fifty Only | 13.47 | 32 mm nominal bore | 15 | each
13.48 | 40 mm nominal bore |  | 4 | each | 396.76 |  |  | Excess(+) | 1 | Full Conversion | INR | [40 empty] | 1587.04 | 1587.04 | INR One Thousand Five Hundred & Eighty Seven and Paise Four Only | 13.48 | 40 mm nominal bore | 4 | each
13.49 | Providing and placing on terrace (at all floor levels) polyethylene water storage tank, IS : 12701 marked, with cover and suitable locking arrangement and making necessary holes for inlet, outlet and overflow pipes but without fittings and the base support for tank. |  | 2000 | per litre | 7.72 |  |  | Excess(+) | 1 | Full Conversion | INR | [40 empty] | 15440 | 15440 | INR Fifteen Thousand Four Hundred & Forty Only | 13.49 | Providing and placing on terrace (at all floor levels) polyethylene water storage tank, IS : 12701 marked, with cover and suitable locking arrangement and making necessary holes for inlet, outlet and overflow pipes but without fittings and the base support for tank. | 2000 | per litre
13.5 | Providing and fixing C.P. brass bib cock of approved quality conforming to IS:8931 : | [53 empty] | 13.5 | Providing and fixing C.P. brass bib cock of approved quality conforming to IS:8931 :
13.51 | 15 mm nominal bore |  | 24 | each | 367.34 |  |  | Excess(+) | 1 | Full Conversion | INR | [40 empty] | 8816.16 | 8816.16 | INR Eight Thousand Eight Hundred & Sixteen and Paise Sixteen Only | 13.51 | 15 mm nominal bore | 24 | each
13.52 | Providing and fixing C.P. brass long body bib cock of approved quality conforming to IS standards and weighing not less than 690 gms. | [53 empty] | 13.52 | Providing and fixing C.P. brass long body bib cock of approved quality conforming to IS standards and weighing not less than 690 gms.
13.53 | 15 mm nominal bore |  | 42 | each | 484.31 |  |  | Excess(+) | 1 | Full Conversion | INR | [40 empty] | 20341.02 | 20341.02 | INR Twenty Thousand Three Hundred & Forty One and Paise Two Only | 13.53 | 15 mm nominal bore | 42 | each
13.54 | Providing and fixing C.P. brass stop cock (concealed) of standard design and of approved make conforming to IS:8931. | [53 empty] | 13.54 | Providing and fixing C.P. brass stop cock (concealed) of standard design and of approved make conforming to IS:8931.
13.55 | 15 mm nominal bore |  | 4 | each | 531.57 |  |  | Excess(+) | 1 | Full Conversion | INR | [40 empty] | 2126.28 | 2126.28 | INR Two Thousand One Hundred & Twenty Six and Paise Twenty Eight Only | 13.55 | 15 mm nominal bore | 4 | each
13.56 | Providing and fixing C.P. brass angle valve for basin mixer and geyser points of approved quality conforming to IS:8931 | [53 empty] | 13.56 | Providing and fixing C.P. brass angle valve for basin mixer and geyser points of approved quality conforming to IS:8931
13.57 | 15mm nominal bore |  | 48 | each | 466.46 |  |  | Excess(+) | 1 | Full Conversion | INR | [40 empty] | 22390.08 | 22390.08 | INR Twenty Two Thousand Three Hundred & Ninety and Paise Eight Only | 13.57 | 15mm nominal bore | 48 | each
13.58 | Providing and fixing C.P. Brass extension nipple (size 15mmx50mm) of approved make and quality as per direction of Engineer-in-charge. |  | 123 | each | 53.7 |  |  | Excess(+) | 1 | Full Conversion | INR | [40 empty] | 6605.1 | 6605.1 | INR Six Thousand Six Hundred & Five and Paise Ten Only | 13.58 | Providing and fixing C.P. Brass extension nipple (size 15mmx50mm) of approved make and quality as per direction of Engineer-in-charge. | 123 | each
13.59 | Cutting holes up to 15x15 cm in R.C.C. floors and roofs for passing drain pipe etc. and repairing the hole after insertion of drain pipe etc. with cement concrete 1:2:4 (1 cement : 2 coarse sand : 4 graded stone aggregate 20 mm nominal size), including finishing complete so as to make it leak proof. |  | 43 | each | 302.15 |  |  | Excess(+) | 1 | Full Conversion | INR | [40 empty] | 12992.45 | 12992.45 | INR Twelve Thousand Nine Hundred & Ninety Two and Paise Forty Five Only | 13.59 | Cutting holes up to 15x15 cm in R.C.C. floors and roofs for passing drain pipe etc. and repairing the hole after insertion of drain pipe etc. with cement concrete 1:2:4 (1 cement : 2 coarse sand : 4 graded stone aggregate 20 mm nominal size), including finishing complete so as to make it leak proof. | 43 | each
14 | DRAINAGE | [53 empty] | 14 | DRAINAGE
14.01 | Providing, laying and jointing glazed stoneware pipes class SP-1 with stiff mixture of cement mortar in the proportion of 1:1 (1 cement : 1 fine sand) including testing of joints etc. complete : | [53 empty] | 14.01 | Providing, laying and jointing glazed stoneware pipes class SP-1 with stiff mixture of cement mortar in the proportion of 1:1 (1 cement : 1 fine sand) including testing of joints etc. complete :
14.02 | 100 mm diameter |  | 18 | metre | 277.99 |  |  | Excess(+) | 1 | Full Conversion | INR | [40 empty] | 5003.82 | 5003.82 | INR Five Thousand &Three and Paise Eighty Two Only | 14.02 | 100 mm diameter | 18 | metre
14.03 | Providing and laying cement concrete 1:5:10 (1 cement : 5 coarse sand : 10 graded stone aggregate 40 mm nominal size) all-round S.W. pipes including bed concrete as per standard design : | [53 empty] | 14.03 | Providing and laying cement concrete 1:5:10 (1 cement : 5 coarse sand : 10 graded stone aggregate 40 mm nominal size) all-round S.W. pipes including bed concrete as per standard design :
14.04 | 100 mm diameter S.W. pipe |  | 18 | metre | 716.35 |  |  | Excess(+) | 1 | Full Conversion | INR | [40 empty] | 12894.3 | 12894.3 | INR Twelve Thousand Eight Hundred & Ninety Four and Paise Thirty Only | 14.04 | 100 mm diameter S.W. pipe | 18 | metre
14.05 | Providing and fixing square-mouth S.W. gully trap class SP-1 complete with C.I. grating brick masonry chamber with water tight C.I. cover with frame of 300 x300 mm size (inside) the weight of cover to be not less than 4.50 kg and frame to be not less than 2.70 kg as per standard design: | [53 empty] | 14.05 | Providing and fixing square-mouth S.W. gully trap class SP-1 complete with C.I. grating brick masonry chamber with water tight C.I. cover with frame of 300 x300 mm size (inside) the weight of cover to be not less than 4.50 kg and frame to be not less than 2.70 kg as per standard design:
14.06 | 100x100 mm size P type | [53 empty] | 14.06 | 100x100 mm size P type
14.07 | With common burnt clay F.P.S. (non modular) bricks of class designation 7.5 |  | 4 | each | 2022.8 |  |  | Excess(+) | 1 | Full Conversion | INR | [40 empty] | 8091.2 | 8091.2 | INR Eight Thousand &Ninety One and Paise Twenty Only | 14.07 | With common burnt clay F.P.S. (non modular) bricks of class designation 7.5 | 4 | each
14.08 | Making connection of drain or sewer line with existing manhole including breaking into and making good the walls, floors with cement concrete 1:2:4 mix (1 cement : 2 coarse sand : 4 graded stone aggregate 20 mm nominal size) cement plastered on both sides with cement mortar 1:3 (1 cement : 3 coarse sand), finished with a floating coat of neat cement and making necessary channels for the drain etc. complete : | [53 empty] | 14.08 | Making connection of drain or sewer line with existing manhole including breaking into and making good the walls, floors with cement concrete 1:2:4 mix (1 cement : 2 coarse sand : 4 graded stone aggregate 20 mm nominal size) cement plastered on both sides with cement mortar 1:3 (1 cement : 3 coarse sand), finished with a floating coat of neat cement and making necessary channels for the drain etc. complete :
14.09 | For pipes 100 to 250 mm diameter |  | 2 | each | 546.66 |  |  | Excess(+) | 1 | Full Conversion | INR | [40 empty] | 1093.32 | 1093.32 | INR One Thousand &Ninety Three and Paise Thirty Two Only | 14.09 | For pipes 100 to 250 mm diameter | 2 | each
15 | WATER PROOFING | [53 empty] | 15 | WATER PROOFING
15.01 | Providing and laying water proofing treatment to vertical and horizontal surfaces of depressed portions of W.C., kitchen and the like consisting of: (i) Ist course of applying cement slurry @ 4.4 kg/sqm mixed with water proofing compound conforming to IS 2645 in recommended proportions including rounding off junction of vertical and horizontal surface. (ii) IInd course of 20 mm cement plaster 1:3 (1 cement : 3 coarse sand) mixed with water proofing compound in recommended proportion including rounding off junction of vertical and horizontal surface. (iii) IIIrd course of applying blown or residual bitumen applied hot at 1.7 kg. per sqm of area. (iv) IVth course of 400 micron thick PVC sheet. (Overlaps at joints of PVC sheet should be 100 mm wide and pasted to each other with bitumen @ 1.7 kg/sqm). |  | 10 | sqm | 618.76 |  |  | Excess(+) | 1 | Full Conversion | INR | [40 empty] | 6187.6 | 6187.6 | INR Six Thousand One Hundred & Eighty Seven and Paise Sixty Only | 15.01 | Providing and laying water proofing treatment to vertical and horizontal surfaces of depressed portions of W.C., kitchen and the like consisting of: (i) Ist course of applying cement slurry @ 4.4 kg/sqm mixed with water proofing compound conforming to IS 2645 in recommended proportions including rounding off junction of vertical and horizontal surface. (ii) IInd course of 20 mm cement plaster 1:3 (1 cement : 3 coarse sand) mixed with water proofing compound in recommended proportion including rounding off junction of vertical and horizontal surface. (iii) IIIrd course of applying blown or residual bitumen applied hot at 1.7 kg. per sqm of area. (iv) IVth course of 400 micron thick PVC sheet. (Overlaps at joints of PVC sheet should be 100 mm wide and pasted to each other with bitumen @ 1.7 kg/sqm). | 10 | sqm
16 | NEW TECHNOLOGIES AND MATERIALS | [53 empty] | 16 | NEW TECHNOLOGIES AND MATERIALS
16.01 | Providing, mixing and applying bonding coat of approved adhesive on chipped portion of RCC as per specifications and direction of Engineer-In-charge complete in all respect. | [53 empty] | 16.01 | Providing, mixing and applying bonding coat of approved adhesive on chipped portion of RCC as per specifications and direction of Engineer-In-charge complete in all respect.
16.02 | SBR Polymer (@10% of cement weight) modified cementitious bond coat @ 2.2 kg cement per sqm of surface area mixed with specified proportion of approved polymer |  | 15 | sqm | 102.85 |  |  | Excess(+) | 1 | Full Conversion | INR | [40 empty] | 1542.75 | 1542.75 | INR One Thousand Five Hundred & Forty Two and Paise Seventy Five Only | 16.02 | SBR Polymer (@10% of cement weight) modified cementitious bond coat @ 2.2 kg cement per sqm of surface area mixed with specified proportion of approved polymer | 15 | sqm
16.03 | Providing, mixing and applying SBR polymer (of approved make) modified Cement mortar in proportion of 1:4 (1 cement: 4 graded coarse sand with polymer minimum 2% by wt. of cement used) as per specifications and directions of Engineer-in-charge. | [53 empty] | 16.03 | Providing, mixing and applying SBR polymer (of approved make) modified Cement mortar in proportion of 1:4 (1 cement: 4 graded coarse sand with polymer minimum 2% by wt. of cement used) as per specifications and directions of Engineer-in-charge.
16.04 | 25 mm average thickness in 2 layers. |  | 15 | sqm | 412.98 |  |  | Excess(+) | 1 | Full Conversion | INR | [40 empty] | 6194.7 | 6194.7 | INR Six Thousand One Hundred & Ninety Four and Paise Seventy Only | 16.04 | 25 mm average thickness in 2 layers. | 15 | sqm
17 | MINOR CIVIL MAINTENANCE WORK: | [53 empty] | 17 | MINOR CIVIL MAINTENANCE WORK:
17.01 | "Providing and laying in position cement concrete of specified grade excluding the cost of centering and shuttering - All work up to plinth level : 1:5:10 (1 cement : 5 coarse sand (zone-III) derived from natural sources: 10 graded brick aggregate 40 mm nominal size derived from natural sources) |  | 3 | Cum | 4942.04 |  |  | Excess(+) | 1 | Full Conversion | INR | [40 empty] | 14826.12 | 14826.12 | INR Fourteen Thousand Eight Hundred & Twenty Six and Paise Twelve Only | 17.01 | "Providing and laying in position cement concrete of specified grade excluding the cost of centering and shuttering - All work up to plinth level : 1:5:10 (1 cement : 5 coarse sand (zone-III) derived from natural sources: 10 graded brick aggregate 40 mm nominal size derived from natural sources) | 3 | Cum
17.02 | "P/F C.P brass towel rod complete with two C.P.brass brackets fixed to wooden cleats with C.P. brass screws of approved quality size of 600 x 20 mm. |  | 6 | Each | 422.32 |  |  | Excess(+) | 1 | Full Conversion | INR | [40 empty] | 2533.92 | 2533.92 | INR Two Thousand Five Hundred & Thirty Three and Paise Ninety Two Only | 17.02 | "P/F C.P brass towel rod complete with two C.P.brass brackets fixed to wooden cleats with C.P. brass screws of approved quality size of 600 x 20 mm. | 6 | Each
17.03 | "Providing and fixing C.P. grating with or without hole for waste pipe for floor/ nahani trap 100 mm dia. weight not less than 100 grams. |  | 43 | Each | 58.66 |  |  | Excess(+) | 1 | Full Conversion | INR | [40 empty] | 2522.38 | 2522.38 | INR Two Thousand Five Hundred & Twenty Two and Paise Thirty Eight Only | 17.03 | "Providing and fixing C.P. grating with or without hole for waste pipe for floor/ nahani trap 100 mm dia. weight not less than 100 grams. | 43 | Each
17.04 | "Providing and fixing C.P flange for C.P bib cock/C.P angle stop cock. |  | 123 | Each | 29.33 |  |  | Excess(+) | 1 | Full Conversion | INR | [40 empty] | 3607.59 | 3607.59 | INR Three Thousand Six Hundred & Seven and Paise Fifty Nine Only | 17.04 | "Providing and fixing C.P flange for C.P bib cock/C.P angle stop cock. | 123 | Each
17.05 | "Providing and fixing C.P Brass shower rose 15 mm or 20 mm inlet with shower arm (a) 75 mm dia fancy type. |  | 18 | Each | 504.44 |  |  | Excess(+) | 1 | Full Conversion | INR | [40 empty] | 9079.92 | 9079.92 | INR Nine Thousand &Seventy Nine and Paise Ninety Two Only | 17.05 | "Providing and fixing C.P Brass shower rose 15 mm or 20 mm inlet with shower arm (a) 75 mm dia fancy type. | 18 | Each
17.06 | "Providing and fixing C.P. waste 32 mm dia of make L&K for wash basin / sink. |  | 18 | Each | 281.43 |  |  | Excess(+) | 1 | Full Conversion | INR | [40 empty] | 5065.74 | 5065.74 | INR Five Thousand &Sixty Five and Paise Seventy Four Only | 17.06 | "Providing and fixing C.P. waste 32 mm dia of make L&K for wash basin / sink. | 18 | Each
17.07 | "Providing and fixing white vitreous china oval type wash basin of size 550 x 480 with 15mm C.P brass pillar tap, 32mm C.P brass waste of standard pattern. |  | 8 | Each | 3451.44 |  |  | Excess(+) | 1 | Full Conversion | INR | [40 empty] | 27611.52 | 27611.52 | INR Twenty Seven Thousand Six Hundred & Eleven and Paise Fifty Two Only | 17.07 | "Providing and fixing white vitreous china oval type wash basin of size 550 x 480 with 15mm C.P brass pillar tap, 32mm C.P brass waste of standard pattern. | 8 | Each
17.08 | "Providing and fixing C.P soap dish. |  | 18 | Each | 316.71 |  |  | Excess(+) | 1 | Full Conversion | INR | [40 empty] | 5700.78 | 5700.78 | INR Five Thousand Seven Hundred and Paise Seventy Eight Only | 17.08 | "Providing and fixing C.P soap dish. | 18 | Each
17.09 | Providing & fixing C.P Coat Pin hanger |  | 6 | Each | 232.28 |  |  | Excess(+) | 1 | Full Conversion | INR | [40 empty] | 1393.68 | 1393.68 | INR One Thousand Three Hundred & Ninety Three and Paise Sixty Eight Only | 17.09 | Providing & fixing C.P Coat Pin hanger | 6 | Each
17.1 | Providing and fixing 15 mm nominal bore C.P. swan neck pillar cock of L&K or approved equivalent make. |  | 18 | Each | 1125.8 |  |  | Excess(+) | 1 | Full Conversion | INR | [40 empty] | 20264.4 | 20264.4 | INR Twenty Thousand Two Hundred & Sixty Four and Paise Forty Only | 17.1 | Providing and fixing 15 mm nominal bore C.P. swan neck pillar cock of L&K or approved equivalent make. | 18 | Each
17.11 | Cutting, rubbing polishing of old mosaic flooring or dado including one coat of cement slurry before final rubbing & polishing and removal of rubbing malba etc. complete. |  | 227 | Sqm | 69.91 |  |  | Excess(+) | 1 | Full Conversion | INR | [40 empty] | 15869.57 | 15869.57 | INR Fifteen Thousand Eight Hundred & Sixty Nine and Paise Fifty Seven Only | 17.11 | Cutting, rubbing polishing of old mosaic flooring or dado including one coat of cement slurry before final rubbing & polishing and removal of rubbing malba etc. complete. | 227 | Sqm
17.12 | Dismantling of CI pipe with fittings and clamps i/c disposal of unserviceable material upto 50 mtr lead. upto 150 mm DIA |  | 40 | Mtr. | 8.7 |  |  | Excess(+) | 1 | Full Conversion | INR | [40 empty] | 348 | 348 | INR Three Hundred & Forty Eight Only | 17.12 | Dismantling of CI pipe with fittings and clamps i/c disposal of unserviceable material upto 50 mtr lead. upto 150 mm DIA | 40 | Mtr.
17.13 | Dismantling of GI pipe with fittings and clamps i/c disposal of unserviceable material upto 50 mtr lead. 15 mm to 40 mm DIA |  | 40 | Rmtr. | 4.38 |  |  | Excess(+) | 1 | Full Conversion | INR | [40 empty] | 175.2 | 175.2 | INR One Hundred & Seventy Five and Paise Twenty Only | 17.13 | Dismantling of GI pipe with fittings and clamps i/c disposal of unserviceable material upto 50 mtr lead. 15 mm to 40 mm DIA | 40 | Rmtr.
17.14 | Dismantling broken wash basin with old word out bracket and cleaning of waste water pipe up to trap |  | 8 | Rmtr. | 39.41 |  |  | Excess(+) | 1 | Full Conversion | INR | [40 empty] | 315.28 | 315.28 | INR Three Hundred & Fifteen and Paise Twenty Eight Only | 17.14 | Dismantling broken wash basin with old word out bracket and cleaning of waste water pipe up to trap | 8 | Rmtr.
17.15 | Supplying and fixing of CP jet with 1.5 mtr long 15 mm nominal bore bed |  | 6 | Each | 223.4 |  |  | Excess(+) | 1 | Full Conversion | INR | [40 empty] | 1340.4 | 1340.4 | INR One Thousand Three Hundred & Forty and Paise Forty Only | 17.15 | Supplying and fixing of CP jet with 1.5 mtr long 15 mm nominal bore bed | 6 | Each
17.16 | P/F CP brass pipe 32 mm for bottle trap |  | 18 | Each | 186.9 |  |  | Excess(+) | 1 | Full Conversion | INR | [40 empty] | 3364.2 | 3364.2 | INR Three Thousand Three Hundred & Sixty Four and Paise Twenty Only | 17.16 | P/F CP brass pipe 32 mm for bottle trap | 18 | Each
17.17 | P/F looking mirror of 5.5 mm thick superior glass of approved quality complete with 12 mm thick of water type ply wood sheet ground 40 mm widex 12 mm thick 1st class teak wood beeding frame of half round fixed to wooden cleats with CP brass screw and washer complete teak wood beading finished with sprits polishing complete. |  | 13 | Sqm. | 3267.12 |  |  | Excess(+) | 1 | Full Conversion | INR | [40 empty] | 42472.56 | 42472.56 | INR Forty Two Thousand Four Hundred & Seventy Two and Paise Fifty Six Only | 17.17 | P/F looking mirror of 5.5 mm thick superior glass of approved quality complete with 12 mm thick of water type ply wood sheet ground 40 mm widex 12 mm thick 1st class teak wood beeding frame of half round fixed to wooden cleats with CP brass screw and washer complete teak wood beading finished with sprits polishing complete. | 13 | Sqm.
Total in Figures | [51 empty] | 1143242.37 | 1143242.37 | INR Eleven Lakh Forty Three Thousand Two Hundred & Forty Two and Paise Thirty Seven Only
Quoted Rate in Figures |  |  |  | Select | [47 empty] | 0 | 0 | INR Zero Only
Quoted Rate in Words |  | INR Zero Only
Note on K16: gepadmin: 1. If you choose "Full Conversion" then Column BA (AMOUNT) and Column BB (TAXES) BOTH values will be convert based on selected Currency in (Column L). 2. If you choose "Partial Conversion" then Column BA (AMOUNT) only will be converted based on selected currency (Column L) and Column BB (TAXES) value (INR) will be added to the converted values.
Note on K55: gepadmin: 1. If you choose "Full Conversion" then Column BA (AMOUNT) and Column BB (TAXES) BOTH values will be convert based on selected Currency in (Column L). 2. If you choose "Partial Conversion" then Column BA (AMOUNT) only will be converted based on selected currency (Column L) and Column BB (TAXES) value (INR) will be added to the converted values.
Note on K56: gepadmin: 1. If you choose "Full Conversion" then Column BA (AMOUNT) and Column BB (TAXES) BOTH values will be convert based on selected Currency in (Column L). 2. If you choose "Partial Conversion" then Column BA (AMOUNT) only will be converted based on selected currency (Column L) and Column BB (TAXES) value (INR) will be added to the converted values.
Note on K59: gepadmin: 1. If you choose "Full Conversion" then Column BA (AMOUNT) and Column BB (TAXES) BOTH values will be convert based on selected Currency in (Column L). 2. If you choose "Partial Conversion" then Column BA (AMOUNT) only will be converted based on selected currency (Column L) and Column BB (TAXES) value (INR) will be added to the converted values.
Note on K61: gepadmin: 1. If you choose "Full Conversion" then Column BA (AMOUNT) and Column BB (TAXES) BOTH values will be convert based on selected Currency in (Column L). 2. If you choose "Partial Conversion" then Column BA (AMOUNT) only will be converted based on selected currency (Column L) and Column BB (TAXES) value (INR) will be added to the converted values.
Note on K63: gepadmin: 1. If you choose "Full Conversion" then Column BA (AMOUNT) and Column BB (TAXES) BOTH values will be convert based on selected Currency in (Column L). 2. If you choose "Partial Conversion" then Column BA (AMOUNT) only will be converted based on selected currency (Column L) and Column BB (TAXES) value (INR) will be added to the converted values.
Note on K65: gepadmin: 1. If you choose "Full Conversion" then Column BA (AMOUNT) and Column BB (TAXES) BOTH values will be convert based on selected Currency in (Column L). 2. If you choose "Partial Conversion" then Column BA (AMOUNT) only will be converted based on selected currency (Column L) and Column BB (TAXES) value (INR) will be added to the converted values.
Note on K255: gepadmin: 1. If you choose "Full Conversion" then Column BA (AMOUNT) and Column BB (TAXES) BOTH values will be convert based on selected Currency in (Column L). 2. If you choose "Partial Conversion" then Column BA (AMOUNT) only will be converted based on selected currency (Column L) and Column BB (TAXES) value (INR) will be added to the converted values.
Note on K18: gepadmin: 1. If you choose "Full Conversion" then Column BA (AMOUNT) and Column BB (TAXES) BOTH values will be convert based on selected Currency in (Column L). 2. If you choose "Partial Conversion" then Column BA (AMOUNT) only will be converted based on selected currency (Column L) and Column BB (TAXES) value (INR) will be added to the converted values.
Note on K21: gepadmin: 1. If you choose "Full Conversion" then Column BA (AMOUNT) and Column BB (TAXES) BOTH values will be convert based on selected Currency in (Column L). 2. If you choose "Partial Conversion" then Column BA (AMOUNT) only will be converted based on selected currency (Column L) and Column BB (TAXES) value (INR) will be added to the converted values.
Note on K22: gepadmin: 1. If you choose "Full Conversion" then Column BA (AMOUNT) and Column BB (TAXES) BOTH values will be convert based on selected Currency in (Column L). 2. If you choose "Partial Conversion" then Column BA (AMOUNT) only will be converted based on selected currency (Column L) and Column BB (TAXES) value (INR) will be added to the converted values.
Note on K25: gepadmin: 1. If you choose "Full Conversion" then Column BA (AMOUNT) and Column BB (TAXES) BOTH values will be convert based on selected Currency in (Column L). 2. If you choose "Partial Conversion" then Column BA (AMOUNT) only will be converted based on selected currency (Column L) and Column BB (TAXES) value (INR) will be added to the converted values.
Note on K27: gepadmin: 1. If you choose "Full Conversion" then Column BA (AMOUNT) and Column BB (TAXES) BOTH values will be convert based on selected Currency in (Column L). 2. If you choose "Partial Conversion" then Column BA (AMOUNT) only will be converted based on selected currency (Column L) and Column BB (TAXES) value (INR) will be added to the converted values.
Note on K28: gepadmin: 1. If you choose "Full Conversion" then Column BA (AMOUNT) and Column BB (TAXES) BOTH values will be convert based on selected Currency in (Column L). 2. If you choose "Partial Conversion" then Column BA (AMOUNT) only will be converted based on selected currency (Column L) and Column BB (TAXES) value (INR) will be added to the converted values.
Note on K30: gepadmin: 1. If you choose "Full Conversion" then Column BA (AMOUNT) and Column BB (TAXES) BOTH values will be convert based on selected Currency in (Column L). 2. If you choose "Partial Conversion" then Column BA (AMOUNT) only will be converted based on selected currency (Column L) and Column BB (TAXES) value (INR) will be added to the converted values.
Note on K33: gepadmin: 1. If you choose "Full Conversion" then Column BA (AMOUNT) and Column BB (TAXES) BOTH values will be convert based on selected Currency in (Column L). 2. If you choose "Partial Conversion" then Column BA (AMOUNT) only will be converted based on selected currency (Column L) and Column BB (TAXES) value (INR) will be added to the converted values.
Note on K35: gepadmin: 1. If you choose "Full Conversion" then Column BA (AMOUNT) and Column BB (TAXES) BOTH values will be convert based on selected Currency in (Column L). 2. If you choose "Partial Conversion" then Column BA (AMOUNT) only will be converted based on selected currency (Column L) and Column BB (TAXES) value (INR) will be added to the converted values.
Note on K37: gepadmin: 1. If you choose "Full Conversion" then Column BA (AMOUNT) and Column BB (TAXES) BOTH values will be convert based on selected Currency in (Column L). 2. If you choose "Partial Conversion" then Column BA (AMOUNT) only will be converted based on selected currency (Column L) and Column BB (TAXES) value (INR) will be added to the converted values.
Note on K39: gepadmin: 1. If you choose "Full Conversion" then Column BA (AMOUNT) and Column BB (TAXES) BOTH values will be convert based on selected Currency in (Column L). 2. If you choose "Partial Conversion" then Column BA (AMOUNT) only will be converted based on selected currency (Column L) and Column BB (TAXES) value (INR) will be added to the converted values.
Note on K41: gepadmin: 1. If you choose "Full Conversion" then Column BA (AMOUNT) and Column BB (TAXES) BOTH values will be convert based on selected Currency in (Column L). 2. If you choose "Partial Conversion" then Column BA (AMOUNT) only will be converted based on selected currency (Column L) and Column BB (TAXES) value (INR) will be added to the converted values.
Note on K43: gepadmin: 1. If you choose "Full Conversion" then Column BA (AMOUNT) and Column BB (TAXES) BOTH values will be convert based on selected Currency in (Column L). 2. If you choose "Partial Conversion" then Column BA (AMOUNT) only will be converted based on selected currency (Column L) and Column BB (TAXES) value (INR) will be added to the converted values.
Note on K45: gepadmin: 1. If you choose "Full Conversion" then Column BA (AMOUNT) and Column BB (TAXES) BOTH values will be convert based on selected Currency in (Column L). 2. If you choose "Partial Conversion" then Column BA (AMOUNT) only will be converted based on selected currency (Column L) and Column BB (TAXES) value (INR) will be added to the converted values.
Note on K47: gepadmin: 1. If you choose "Full Conversion" then Column BA (AMOUNT) and Column BB (TAXES) BOTH values will be convert based on selected Currency in (Column L). 2. If you choose "Partial Conversion" then Column BA (AMOUNT) only will be converted based on selected currency (Column L) and Column BB (TAXES) value (INR) will be added to the converted values.
Note on K50: gepadmin: 1. If you choose "Full Conversion" then Column BA (AMOUNT) and Column BB (TAXES) BOTH values will be convert based on selected Currency in (Column L). 2. If you choose "Partial Conversion" then Column BA (AMOUNT) only will be converted based on selected currency (Column L) and Column BB (TAXES) value (INR) will be added to the converted values.
Note on K51: gepadmin: 1. If you choose "Full Conversion" then Column BA (AMOUNT) and Column BB (TAXES) BOTH values will be convert based on selected Currency in (Column L). 2. If you choose "Partial Conversion" then Column BA (AMOUNT) only will be converted based on selected currency (Column L) and Column BB (TAXES) value (INR) will be added to the converted values.
Note on K52: gepadmin: 1. If you choose "Full Conversion" then Column BA (AMOUNT) and Column BB (TAXES) BOTH values will be convert based on selected Currency in (Column L). 2. If you choose "Partial Conversion" then Column BA (AMOUNT) only will be converted based on selected currency (Column L) and Column BB (TAXES) value (INR) will be added to the converted values.
Note on K67: gepadmin: 1. If you choose "Full Conversion" then Column BA (AMOUNT) and Column BB (TAXES) BOTH values will be convert based on selected Currency in (Column L). 2. If you choose "Partial Conversion" then Column BA (AMOUNT) only will be converted based on selected currency (Column L) and Column BB (TAXES) value (INR) will be added to the converted values.
Note on K68: gepadmin: 1. If you choose "Full Conversion" then Column BA (AMOUNT) and Column BB (TAXES) BOTH values will be convert based on selected Currency in (Column L). 2. If you choose "Partial Conversion" then Column BA (AMOUNT) only will be converted based on selected currency (Column L) and Column BB (TAXES) value (INR) will be added to the converted values.
Note on K70: gepadmin: 1. If you choose "Full Conversion" then Column BA (AMOUNT) and Column BB (TAXES) BOTH values will be convert based on selected Currency in (Column L). 2. If you choose "Partial Conversion" then Column BA (AMOUNT) only will be converted based on selected currency (Column L) and Column BB (TAXES) value (INR) will be added to the converted values.
Note on K71: gepadmin: 1. If you choose "Full Conversion" then Column BA (AMOUNT) and Column BB (TAXES) BOTH values will be convert based on selected Currency in (Column L). 2. If you choose "Partial Conversion" then Column BA (AMOUNT) only will be converted based on selected currency (Column L) and Column BB (TAXES) value (INR) will be added to the converted values.
Note on K73: gepadmin: 1. If you choose "Full Conversion" then Column BA (AMOUNT) and Column BB (TAXES) BOTH values will be convert based on selected Currency in (Column L). 2. If you choose "Partial Conversion" then Column BA (AMOUNT) only will be converted based on selected currency (Column L) and Column BB (TAXES) value (INR) will be added to the converted values.
Note on K76: gepadmin: 1. If you choose "Full Conversion" then Column BA (AMOUNT) and Column BB (TAXES) BOTH values will be convert based on selected Currency in (Column L). 2. If you choose "Partial Conversion" then Column BA (AMOUNT) only will be converted based on selected currency (Column L) and Column BB (TAXES) value (INR) will be added to the converted values.
Note on K78: gepadmin: 1. If you choose "Full Conversion" then Column BA (AMOUNT) and Column BB (TAXES) BOTH values will be convert based on selected Currency in (Column L). 2. If you choose "Partial Conversion" then Column BA (AMOUNT) only will be converted based on selected currency (Column L) and Column BB (TAXES) value (INR) will be added to the converted values.
Note on K79: gepadmin: 1. If you choose "Full Conversion" then Column BA (AMOUNT) and Column BB (TAXES) BOTH values will be convert based on selected Currency in (Column L). 2. If you choose "Partial Conversion" then Column BA (AMOUNT) only will be converted based on selected currency (Column L) and Column BB (TAXES) value (INR) will be added to the converted values.
Note on K81: gepadmin: 1. If you choose "Full Conversion" then Column BA (AMOUNT) and Column BB (TAXES) BOTH values will be convert based on selected Currency in (Column L). 2. If you choose "Partial Conversion" then Column BA (AMOUNT) only will be converted based on selected currency (Column L) and Column BB (TAXES) value (INR) will be added to the converted values.
Note on K83: gepadmin: 1. If you choose "Full Conversion" then Column BA (AMOUNT) and Column BB (TAXES) BOTH values will be convert based on selected Currency in (Column L). 2. If you choose "Partial Conversion" then Column BA (AMOUNT) only will be converted based on selected currency (Column L) and Column BB (TAXES) value (INR) will be added to the converted values.
Note on K85: gepadmin: 1. If you choose "Full Conversion" then Column BA (AMOUNT) and Column BB (TAXES) BOTH values will be convert based on selected Currency in (Column L). 2. If you choose "Partial Conversion" then Column BA (AMOUNT) only will be converted based on selected currency (Column L) and Column BB (TAXES) value (INR) will be added to the converted values.
Note on K87: gepadmin: 1. If you choose "Full Conversion" then Column BA (AMOUNT) and Column BB (TAXES) BOTH values will be convert based on selected Currency in (Column L). 2. If you choose "Partial Conversion" then Column BA (AMOUNT) only will be converted based on selected currency (Column L) and Column BB (TAXES) value (INR) will be added to the converted values.
Note on K89: gepadmin: 1. If you choose "Full Conversion" then Column BA (AMOUNT) and Column BB (TAXES) BOTH values will be convert based on selected Currency in (Column L). 2. If you choose "Partial Conversion" then Column BA (AMOUNT) only will be converted based on selected currency (Column L) and Column BB (TAXES) value (INR) will be added to the converted values.
Note on K91: gepadmin: 1. If you choose "Full Conversion" then Column BA (AMOUNT) and Column BB (TAXES) BOTH values will be convert based on selected Currency in (Column L). 2. If you choose "Partial Conversion" then Column BA (AMOUNT) only will be converted based on selected currency (Column L) and Column BB (TAXES) value (INR) will be added to the converted values.
Note on K92: gepadmin: 1. If you choose "Full Conversion" then Column BA (AMOUNT) and Column BB (TAXES) BOTH values will be convert based on selected Currency in (Column L). 2. If you choose "Partial Conversion" then Column BA (AMOUNT) only will be converted based on selected currency (Column L) and Column BB (TAXES) value (INR) will be added to the converted values.
Note on K93: gepadmin: 1. If you choose "Full Conversion" then Column BA (AMOUNT) and Column BB (TAXES) BOTH values will be convert based on selected Currency in (Column L). 2. If you choose "Partial Conversion" then Column BA (AMOUNT) only will be converted based on selected currency (Column L) and Column BB (TAXES) value (INR) will be added to the converted values.
Note on K96: gepadmin: 1. If you choose "Full Conversion" then Column BA (AMOUNT) and Column BB (TAXES) BOTH values will be convert based on selected Currency in (Column L). 2. If you choose "Partial Conversion" then Column BA (AMOUNT) only will be converted based on selected currency (Column L) and Column BB (TAXES) value (INR) will be added to the converted values.
Note on K98: gepadmin: 1. If you choose "Full Conversion" then Column BA (AMOUNT) and Column BB (TAXES) BOTH values will be convert based on selected Currency in (Column L). 2. If you choose "Partial Conversion" then Column BA (AMOUNT) only will be converted based on selected currency (Column L) and Column BB (TAXES) value (INR) will be added to the converted values.
Note on K100: gepadmin: 1. If you choose "Full Conversion" then Column BA (AMOUNT) and Column BB (TAXES) BOTH values will be convert based on selected Currency in (Column L). 2. If you choose "Partial Conversion" then Column BA (AMOUNT) only will be converted based on selected currency (Column L) and Column BB (TAXES) value (INR) will be added to the converted values.
Note on K102: gepadmin: 1. If you choose "Full Conversion" then Column BA (AMOUNT) and Column BB (TAXES) BOTH values will be convert based on selected Currency in (Column L). 2. If you choose "Partial Conversion" then Column BA (AMOUNT) only will be converted based on selected currency (Column L) and Column BB (TAXES) value (INR) will be added to the converted values.
Note on K104: gepadmin: 1. If you choose "Full Conversion" then Column BA (AMOUNT) and Column BB (TAXES) BOTH values will be convert based on selected Currency in (Column L). 2. If you choose "Partial Conversion" then Column BA (AMOUNT) only will be converted based on selected currency (Column L) and Column BB (TAXES) value (INR) will be added to the converted values.
Note on K105: gepadmin: 1. If you choose "Full Conversion" then Column BA (AMOUNT) and Column BB (TAXES) BOTH values will be convert based on selected Currency in (Column L). 2. If you choose "Partial Conversion" then Column BA (AMOUNT) only will be converted based on selected currency (Column L) and Column BB (TAXES) value (INR) will be added to the converted values.
Note on K108: gepadmin: 1. If you choose "Full Conversion" then Column BA (AMOUNT) and Column BB (TAXES) BOTH values will be convert based on selected Currency in (Column L). 2. If you choose "Partial Conversion" then Column BA (AMOUNT) only will be converted based on selected currency (Column L) and Column BB (TAXES) value (INR) will be added to the converted values.
Note on K111: gepadmin: 1. If you choose "Full Conversion" then Column BA (AMOUNT) and Column BB (TAXES) BOTH values will be convert based on selected Currency in (Column L). 2. If you choose "Partial Conversion" then Column BA (AMOUNT) only will be converted based on selected currency (Column L) and Column BB (TAXES) value (INR) will be added to the converted values.
Note on K113: gepadmin: 1. If you choose "Full Conversion" then Column BA (AMOUNT) and Column BB (TAXES) BOTH values will be convert based on selected Currency in (Column L). 2. If you choose "Partial Conversion" then Column BA (AMOUNT) only will be converted based on selected currency (Column L) and Column BB (TAXES) value (INR) will be added to the converted values.
Note on K115: gepadmin: 1. If you choose "Full Conversion" then Column BA (AMOUNT) and Column BB (TAXES) BOTH values will be convert based on selected Currency in (Column L). 2. If you choose "Partial Conversion" then Column BA (AMOUNT) only will be converted based on selected currency (Column L) and Column BB (TAXES) value (INR) will be added to the converted values.
Note on K118: gepadmin: 1. If you choose "Full Conversion" then Column BA (AMOUNT) and Column BB (TAXES) BOTH values will be convert based on selected Currency in (Column L). 2. If you choose "Partial Conversion" then Column BA (AMOUNT) only will be converted based on selected currency (Column L) and Column BB (TAXES) value (INR) will be added to the converted values.
Note on K120: gepadmin: 1. If you choose "Full Conversion" then Column BA (AMOUNT) and Column BB (TAXES) BOTH values will be convert based on selected Currency in (Column L). 2. If you choose "Partial Conversion" then Column BA (AMOUNT) only will be converted based on selected currency (Column L) and Column BB (TAXES) value (INR) will be added to the converted values.
Note on K123: gepadmin: 1. If you choose "Full Conversion" then Column BA (AMOUNT) and Column BB (TAXES) BOTH values will be convert based on selected Currency in (Column L). 2. If you choose "Partial Conversion" then Column BA (AMOUNT) only will be converted based on selected currency (Column L) and Column BB (TAXES) value (INR) will be added to the converted values.
Note on K125: gepadmin: 1. If you choose "Full Conversion" then Column BA (AMOUNT) and Column BB (TAXES) BOTH values will be convert based on selected Currency in (Column L). 2. If you choose "Partial Conversion" then Column BA (AMOUNT) only will be converted based on selected currency (Column L) and Column BB (TAXES) value (INR) will be added to the converted values.
Note on K128: gepadmin: 1. If you choose "Full Conversion" then Column BA (AMOUNT) and Column BB (TAXES) BOTH values will be convert based on selected Currency in (Column L). 2. If you choose "Partial Conversion" then Column BA (AMOUNT) only will be converted based on selected currency (Column L) and Column BB (TAXES) value (INR) will be added to the converted values.
Note on K130: gepadmin: 1. If you choose "Full Conversion" then Column BA (AMOUNT) and Column BB (TAXES) BOTH values will be convert based on selected Currency in (Column L). 2. If you choose "Partial Conversion" then Column BA (AMOUNT) only will be converted based on selected currency (Column L) and Column BB (TAXES) value (INR) will be added to the converted values.
Note on K133: gepadmin: 1. If you choose "Full Conversion" then Column BA (AMOUNT) and Column BB (TAXES) BOTH values will be convert based on selected Currency in (Column L). 2. If you choose "Partial Conversion" then Column BA (AMOUNT) only will be converted based on selected currency (Column L) and Column BB (TAXES) value (INR) will be added to the converted values.
Note on K135: gepadmin: 1. If you choose "Full Conversion" then Column BA (AMOUNT) and Column BB (TAXES) BOTH values will be convert based on selected Currency in (Column L). 2. If you choose "Partial Conversion" then Column BA (AMOUNT) only will be converted based on selected currency (Column L) and Column BB (TAXES) value (INR) will be added to the converted values.
Note on K138: gepadmin: 1. If you choose "Full Conversion" then Column BA (AMOUNT) and Column BB (TAXES) BOTH values will be convert based on selected Currency in (Column L). 2. If you choose "Partial Conversion" then Column BA (AMOUNT) only will be converted based on selected currency (Column L) and Column BB (TAXES) value (INR) will be added to the converted values.
Note on K141: gepadmin: 1. If you choose "Full Conversion" then Column BA (AMOUNT) and Column BB (TAXES) BOTH values will be convert based on selected Currency in (Column L). 2. If you choose "Partial Conversion" then Column BA (AMOUNT) only will be converted based on selected currency (Column L) and Column BB (TAXES) value (INR) will be added to the converted values.
Note on K144: gepadmin: 1. If you choose "Full Conversion" then Column BA (AMOUNT) and Column BB (TAXES) BOTH values will be convert based on selected Currency in (Column L). 2. If you choose "Partial Conversion" then Column BA (AMOUNT) only will be converted based on selected currency (Column L) and Column BB (TAXES) value (INR) will be added to the converted values.
Note on K147: gepadmin: 1. If you choose "Full Conversion" then Column BA (AMOUNT) and Column BB (TAXES) BOTH values will be convert based on selected Currency in (Column L). 2. If you choose "Partial Conversion" then Column BA (AMOUNT) only will be converted based on selected currency (Column L) and Column BB (TAXES) value (INR) will be added to the converted values.
Note on K149: gepadmin: 1. If you choose "Full Conversion" then Column BA (AMOUNT) and Column BB (TAXES) BOTH values will be convert based on selected Currency in (Column L). 2. If you choose "Partial Conversion" then Column BA (AMOUNT) only will be converted based on selected currency (Column L) and Column BB (TAXES) value (INR) will be added to the converted values.
Note on K151: gepadmin: 1. If you choose "Full Conversion" then Column BA (AMOUNT) and Column BB (TAXES) BOTH values will be convert based on selected Currency in (Column L). 2. If you choose "Partial Conversion" then Column BA (AMOUNT) only will be converted based on selected currency (Column L) and Column BB (TAXES) value (INR) will be added to the converted values.
Note on K152: gepadmin: 1. If you choose "Full Conversion" then Column BA (AMOUNT) and Column BB (TAXES) BOTH values will be convert based on selected Currency in (Column L). 2. If you choose "Partial Conversion" then Column BA (AMOUNT) only will be converted based on selected currency (Column L) and Column BB (TAXES) value (INR) will be added to the converted values.
Note on K155: gepadmin: 1. If you choose "Full Conversion" then Column BA (AMOUNT) and Column BB (TAXES) BOTH values will be convert based on selected Currency in (Column L). 2. If you choose "Partial Conversion" then Column BA (AMOUNT) only will be converted based on selected currency (Column L) and Column BB (TAXES) value (INR) will be added to the converted values.
Note on K157: gepadmin: 1. If you choose "Full Conversion" then Column BA (AMOUNT) and Column BB (TAXES) BOTH values will be convert based on selected Currency in (Column L). 2. If you choose "Partial Conversion" then Column BA (AMOUNT) only will be converted based on selected currency (Column L) and Column BB (TAXES) value (INR) will be added to the converted values.
Note on K159: gepadmin: 1. If you choose "Full Conversion" then Column BA (AMOUNT) and Column BB (TAXES) BOTH values will be convert based on selected Currency in (Column L). 2. If you choose "Partial Conversion" then Column BA (AMOUNT) only will be converted based on selected currency (Column L) and Column BB (TAXES) value (INR) will be added to the converted values.
Note on K160: gepadmin: 1. If you choose "Full Conversion" then Column BA (AMOUNT) and Column BB (TAXES) BOTH values will be convert based on selected Currency in (Column L). 2. If you choose "Partial Conversion" then Column BA (AMOUNT) only will be converted based on selected currency (Column L) and Column BB (TAXES) value (INR) will be added to the converted values.
Note on K163: gepadmin: 1. If you choose "Full Conversion" then Column BA (AMOUNT) and Column BB (TAXES) BOTH values will be convert based on selected Currency in (Column L). 2. If you choose "Partial Conversion" then Column BA (AMOUNT) only will be converted based on selected currency (Column L) and Column BB (TAXES) value (INR) will be added to the converted values.
Note on K164: gepadmin: 1. If you choose "Full Conversion" then Column BA (AMOUNT) and Column BB (TAXES) BOTH values will be convert based on selected Currency in (Column L). 2. If you choose "Partial Conversion" then Column BA (AMOUNT) only will be converted based on selected currency (Column L) and Column BB (TAXES) value (INR) will be added to the converted values.
Note on K165: gepadmin: 1. If you choose "Full Conversion" then Column BA (AMOUNT) and Column BB (TAXES) BOTH values will be convert based on selected Currency in (Column L). 2. If you choose "Partial Conversion" then Column BA (AMOUNT) only will be converted based on selected currency (Column L) and Column BB (TAXES) value (INR) will be added to the converted values.
Note on K166: gepadmin: 1. If you choose "Full Conversion" then Column BA (AMOUNT) and Column BB (TAXES) BOTH values will be convert based on selected Currency in (Column L). 2. If you choose "Partial Conversion" then Column BA (AMOUNT) only will be converted based on selected currency (Column L) and Column BB (TAXES) value (INR) will be added to the converted values.
Note on K167: gepadmin: 1. If you choose "Full Conversion" then Column BA (AMOUNT) and Column BB (TAXES) BOTH values will be convert based on selected Currency in (Column L). 2. If you choose "Partial Conversion" then Column BA (AMOUNT) only will be converted based on selected currency (Column L) and Column BB (TAXES) value (INR) will be added to the converted values.
Note on K169: gepadmin: 1. If you choose "Full Conversion" then Column BA (AMOUNT) and Column BB (TAXES) BOTH values will be convert based on selected Currency in (Column L). 2. If you choose "Partial Conversion" then Column BA (AMOUNT) only will be converted based on selected currency (Column L) and Column BB (TAXES) value (INR) will be added to the converted values.
Note on K170: gepadmin: 1. If you choose "Full Conversion" then Column BA (AMOUNT) and Column BB (TAXES) BOTH values will be convert based on selected Currency in (Column L). 2. If you choose "Partial Conversion" then Column BA (AMOUNT) only will be converted based on selected currency (Column L) and Column BB (TAXES) value (INR) will be added to the converted values.
Note on K172: gepadmin: 1. If you choose "Full Conversion" then Column BA (AMOUNT) and Column BB (TAXES) BOTH values will be convert based on selected Currency in (Column L). 2. If you choose "Partial Conversion" then Column BA (AMOUNT) only will be converted based on selected currency (Column L) and Column BB (TAXES) value (INR) will be added to the converted values.
Note on K173: gepadmin: 1. If you choose "Full Conversion" then Column BA (AMOUNT) and Column BB (TAXES) BOTH values will be convert based on selected Currency in (Column L). 2. If you choose "Partial Conversion" then Column BA (AMOUNT) only will be converted based on selected currency (Column L) and Column BB (TAXES) value (INR) will be added to the converted values.
Note on K174: gepadmin: 1. If you choose "Full Conversion" then Column BA (AMOUNT) and Column BB (TAXES) BOTH values will be convert based on selected Currency in (Column L). 2. If you choose "Partial Conversion" then Column BA (AMOUNT) only will be converted based on selected currency (Column L) and Column BB (TAXES) value (INR) will be added to the converted values.
Note on K175: gepadmin: 1. If you choose "Full Conversion" then Column BA (AMOUNT) and Column BB (TAXES) BOTH values will be convert based on selected Currency in (Column L). 2. If you choose "Partial Conversion" then Column BA (AMOUNT) only will be converted based on selected currency (Column L) and Column BB (TAXES) value (INR) will be added to the converted values.
Note on K177: gepadmin: 1. If you choose "Full Conversion" then Column BA (AMOUNT) and Column BB (TAXES) BOTH values will be convert based on selected Currency in (Column L). 2. If you choose "Partial Conversion" then Column BA (AMOUNT) only will be converted based on selected currency (Column L) and Column BB (TAXES) value (INR) will be added to the converted values.
Note on K179: gepadmin: 1. If you choose "Full Conversion" then Column BA (AMOUNT) and Column BB (TAXES) BOTH values will be convert based on selected Currency in (Column L). 2. If you choose "Partial Conversion" then Column BA (AMOUNT) only will be converted based on selected currency (Column L) and Column BB (TAXES) value (INR) will be added to the converted values.
Note on K180: gepadmin: 1. If you choose "Full Conversion" then Column BA (AMOUNT) and Column BB (TAXES) BOTH values will be convert based on selected Currency in (Column L). 2. If you choose "Partial Conversion" then Column BA (AMOUNT) only will be converted based on selected currency (Column L) and Column BB (TAXES) value (INR) will be added to the converted values.
Note on K181: gepadmin: 1. If you choose "Full Conversion" then Column BA (AMOUNT) and Column BB (TAXES) BOTH values will be convert based on selected Currency in (Column L). 2. If you choose "Partial Conversion" then Column BA (AMOUNT) only will be converted based on selected currency (Column L) and Column BB (TAXES) value (INR) will be added to the converted values.
Note on K182: gepadmin: 1. If you choose "Full Conversion" then Column BA (AMOUNT) and Column BB (TAXES) BOTH values will be convert based on selected Currency in (Column L). 2. If you choose "Partial Conversion" then Column BA (AMOUNT) only will be converted based on selected currency (Column L) and Column BB (TAXES) value (INR) will be added to the converted values.
Note on K184: gepadmin: 1. If you choose "Full Conversion" then Column BA (AMOUNT) and Column BB (TAXES) BOTH values will be convert based on selected Currency in (Column L). 2. If you choose "Partial Conversion" then Column BA (AMOUNT) only will be converted based on selected currency (Column L) and Column BB (TAXES) value (INR) will be added to the converted values.
Note on K187: gepadmin: 1. If you choose "Full Conversion" then Column BA (AMOUNT) and Column BB (TAXES) BOTH values will be convert based on selected Currency in (Column L). 2. If you choose "Partial Conversion" then Column BA (AMOUNT) only will be converted based on selected currency (Column L) and Column BB (TAXES) value (INR) will be added to the converted values.
Note on K189: gepadmin: 1. If you choose "Full Conversion" then Column BA (AMOUNT) and Column BB (TAXES) BOTH values will be convert based on selected Currency in (Column L). 2. If you choose "Partial Conversion" then Column BA (AMOUNT) only will be converted based on selected currency (Column L) and Column BB (TAXES) value (INR) will be added to the converted values.
Note on K191: gepadmin: 1. If you choose "Full Conversion" then Column BA (AMOUNT) and Column BB (TAXES) BOTH values will be convert based on selected Currency in (Column L). 2. If you choose "Partial Conversion" then Column BA (AMOUNT) only will be converted based on selected currency (Column L) and Column BB (TAXES) value (INR) will be added to the converted values.
Note on K192: gepadmin: 1. If you choose "Full Conversion" then Column BA (AMOUNT) and Column BB (TAXES) BOTH values will be convert based on selected Currency in (Column L). 2. If you choose "Partial Conversion" then Column BA (AMOUNT) only will be converted based on selected currency (Column L) and Column BB (TAXES) value (INR) will be added to the converted values.
Note on K193: gepadmin: 1. If you choose "Full Conversion" then Column BA (AMOUNT) and Column BB (TAXES) BOTH values will be convert based on selected Currency in (Column L). 2. If you choose "Partial Conversion" then Column BA (AMOUNT) only will be converted based on selected currency (Column L) and Column BB (TAXES) value (INR) will be added to the converted values.
Note on K194: gepadmin: 1. If you choose "Full Conversion" then Column BA (AMOUNT) and Column BB (TAXES) BOTH values will be convert based on selected Currency in (Column L). 2. If you choose "Partial Conversion" then Column BA (AMOUNT) only will be converted based on selected currency (Column L) and Column BB (TAXES) value (INR) will be added to the converted values.
Note on K195: gepadmin: 1. If you choose "Full Conversion" then Column BA (AMOUNT) and Column BB (TAXES) BOTH values will be convert based on selected Currency in (Column L). 2. If you choose "Partial Conversion" then Column BA (AMOUNT) only will be converted based on selected currency (Column L) and Column BB (TAXES) value (INR) will be added to the converted values.
Note on K197: gepadmin: 1. If you choose "Full Conversion" then Column BA (AMOUNT) and Column BB (TAXES) BOTH values will be convert based on selected Currency in (Column L). 2. If you choose "Partial Conversion" then Column BA (AMOUNT) only will be converted based on selected currency (Column L) and Column BB (TAXES) value (INR) will be added to the converted values.
Note on K198: gepadmin: 1. If you choose "Full Conversion" then Column BA (AMOUNT) and Column BB (TAXES) BOTH values will be convert based on selected Currency in (Column L). 2. If you choose "Partial Conversion" then Column BA (AMOUNT) only will be converted based on selected currency (Column L) and Column BB (TAXES) value (INR) will be added to the converted values.
Note on K199: gepadmin: 1. If you choose "Full Conversion" then Column BA (AMOUNT) and Column BB (TAXES) BOTH values will be convert based on selected Currency in (Column L). 2. If you choose "Partial Conversion" then Column BA (AMOUNT) only will be converted based on selected currency (Column L) and Column BB (TAXES) value (INR) will be added to the converted values.
Note on K200: gepadmin: 1. If you choose "Full Conversion" then Column BA (AMOUNT) and Column BB (TAXES) BOTH values will be convert based on selected Currency in (Column L). 2. If you choose "Partial Conversion" then Column BA (AMOUNT) only will be converted based on selected currency (Column L) and Column BB (TAXES) value (INR) will be added to the converted values.
Note on K202: gepadmin: 1. If you choose "Full Conversion" then Column BA (AMOUNT) and Column BB (TAXES) BOTH values will be convert based on selected Currency in (Column L). 2. If you choose "Partial Conversion" then Column BA (AMOUNT) only will be converted based on selected currency (Column L) and Column BB (TAXES) value (INR) will be added to the converted values.
Note on K203: gepadmin: 1. If you choose "Full Conversion" then Column BA (AMOUNT) and Column BB (TAXES) BOTH values will be convert based on selected Currency in (Column L). 2. If you choose "Partial Conversion" then Column BA (AMOUNT) only will be converted based on selected currency (Column L) and Column BB (TAXES) value (INR) will be added to the converted values.
Note on K205: gepadmin: 1. If you choose "Full Conversion" then Column BA (AMOUNT) and Column BB (TAXES) BOTH values will be convert based on selected Currency in (Column L). 2. If you choose "Partial Conversion" then Column BA (AMOUNT) only will be converted based on selected currency (Column L) and Column BB (TAXES) value (INR) will be added to the converted values.
Note on K206: gepadmin: 1. If you choose "Full Conversion" then Column BA (AMOUNT) and Column BB (TAXES) BOTH values will be convert based on selected Currency in (Column L). 2. If you choose "Partial Conversion" then Column BA (AMOUNT) only will be converted based on selected currency (Column L) and Column BB (TAXES) value (INR) will be added to the converted values.
Note on K207: gepadmin: 1. If you choose "Full Conversion" then Column BA (AMOUNT) and Column BB (TAXES) BOTH values will be convert based on selected Currency in (Column L). 2. If you choose "Partial Conversion" then Column BA (AMOUNT) only will be converted based on selected currency (Column L) and Column BB (TAXES) value (INR) will be added to the converted values.
Note on K208: gepadmin: 1. If you choose "Full Conversion" then Column BA (AMOUNT) and Column BB (TAXES) BOTH values will be convert based on selected Currency in (Column L). 2. If you choose "Partial Conversion" then Column BA (AMOUNT) only will be converted based on selected currency (Column L) and Column BB (TAXES) value (INR) will be added to the converted values.
Note on K209: gepadmin: 1. If you choose "Full Conversion" then Column BA (AMOUNT) and Column BB (TAXES) BOTH values will be convert based on selected Currency in (Column L). 2. If you choose "Partial Conversion" then Column BA (AMOUNT) only will be converted based on selected currency (Column L) and Column BB (TAXES) value (INR) will be added to the converted values.
Note on K210: gepadmin: 1. If you choose "Full Conversion" then Column BA (AMOUNT) and Column BB (TAXES) BOTH values will be convert based on selected Currency in (Column L). 2. If you choose "Partial Conversion" then Column BA (AMOUNT) only will be converted based on selected currency (Column L) and Column BB (TAXES) value (INR) will be added to the converted values.
Note on K212: gepadmin: 1. If you choose "Full Conversion" then Column BA (AMOUNT) and Column BB (TAXES) BOTH values will be convert based on selected Currency in (Column L). 2. If you choose "Partial Conversion" then Column BA (AMOUNT) only will be converted based on selected currency (Column L) and Column BB (TAXES) value (INR) will be added to the converted values.
Note on K214: gepadmin: 1. If you choose "Full Conversion" then Column BA (AMOUNT) and Column BB (TAXES) BOTH values will be convert based on selected Currency in (Column L). 2. If you choose "Partial Conversion" then Column BA (AMOUNT) only will be converted based on selected currency (Column L) and Column BB (TAXES) value (INR) will be added to the converted values.
Note on K216: gepadmin: 1. If you choose "Full Conversion" then Column BA (AMOUNT) and Column BB (TAXES) BOTH values will be convert based on selected Currency in (Column L). 2. If you choose "Partial Conversion" then Column BA (AMOUNT) only will be converted based on selected currency (Column L) and Column BB (TAXES) value (INR) will be added to the converted values.
Note on K218: gepadmin: 1. If you choose "Full Conversion" then Column BA (AMOUNT) and Column BB (TAXES) BOTH values will be convert based on selected Currency in (Column L). 2. If you choose "Partial Conversion" then Column BA (AMOUNT) only will be converted based on selected currency (Column L) and Column BB (TAXES) value (INR) will be added to the converted values.
Note on K219: gepadmin: 1. If you choose "Full Conversion" then Column BA (AMOUNT) and Column BB (TAXES) BOTH values will be convert based on selected Currency in (Column L). 2. If you choose "Partial Conversion" then Column BA (AMOUNT) only will be converted based on selected currency (Column L) and Column BB (TAXES) value (INR) will be added to the converted values.
Note on K220: gepadmin: 1. If you choose "Full Conversion" then Column BA (AMOUNT) and Column BB (TAXES) BOTH values will be convert based on selected Currency in (Column L). 2. If you choose "Partial Conversion" then Column BA (AMOUNT) only will be converted based on selected currency (Column L) and Column BB (TAXES) value (INR) will be added to the converted values.
Note on K223: gepadmin: 1. If you choose "Full Conversion" then Column BA (AMOUNT) and Column BB (TAXES) BOTH values will be convert based on selected Currency in (Column L). 2. If you choose "Partial Conversion" then Column BA (AMOUNT) only will be converted based on selected currency (Column L) and Column BB (TAXES) value (INR) will be added to the converted values.
Note on K225: gepadmin: 1. If you choose "Full Conversion" then Column BA (AMOUNT) and Column BB (TAXES) BOTH values will be convert based on selected Currency in (Column L). 2. If you choose "Partial Conversion" then Column BA (AMOUNT) only will be converted based on selected currency (Column L) and Column BB (TAXES) value (INR) will be added to the converted values.
Note on K228: gepadmin: 1. If you choose "Full Conversion" then Column BA (AMOUNT) and Column BB (TAXES) BOTH values will be convert based on selected Currency in (Column L). 2. If you choose "Partial Conversion" then Column BA (AMOUNT) only will be converted based on selected currency (Column L) and Column BB (TAXES) value (INR) will be added to the converted values.
Note on K230: gepadmin: 1. If you choose "Full Conversion" then Column BA (AMOUNT) and Column BB (TAXES) BOTH values will be convert based on selected Currency in (Column L). 2. If you choose "Partial Conversion" then Column BA (AMOUNT) only will be converted based on selected currency (Column L) and Column BB (TAXES) value (INR) will be added to the converted values.
Note on K232: gepadmin: 1. If you choose "Full Conversion" then Column BA (AMOUNT) and Column BB (TAXES) BOTH values will be convert based on selected Currency in (Column L). 2. If you choose "Partial Conversion" then Column BA (AMOUNT) only will be converted based on selected currency (Column L) and Column BB (TAXES) value (INR) will be added to the converted values.
Note on K235: gepadmin: 1. If you choose "Full Conversion" then Column BA (AMOUNT) and Column BB (TAXES) BOTH values will be convert based on selected Currency in (Column L). 2. If you choose "Partial Conversion" then Column BA (AMOUNT) only will be converted based on selected currency (Column L) and Column BB (TAXES) value (INR) will be added to the converted values.
Note on K237: gepadmin: 1. If you choose "Full Conversion" then Column BA (AMOUNT) and Column BB (TAXES) BOTH values will be convert based on selected Currency in (Column L). 2. If you choose "Partial Conversion" then Column BA (AMOUNT) only will be converted based on selected currency (Column L) and Column BB (TAXES) value (INR) will be added to the converted values.
Note on K239: gepadmin: 1. If you choose "Full Conversion" then Column BA (AMOUNT) and Column BB (TAXES) BOTH values will be convert based on selected Currency in (Column L). 2. If you choose "Partial Conversion" then Column BA (AMOUNT) only will be converted based on selected currency (Column L) and Column BB (TAXES) value (INR) will be added to the converted values.
Note on K240: gepadmin: 1. If you choose "Full Conversion" then Column BA (AMOUNT) and Column BB (TAXES) BOTH values will be convert based on selected Currency in (Column L). 2. If you choose "Partial Conversion" then Column BA (AMOUNT) only will be converted based on selected currency (Column L) and Column BB (TAXES) value (INR) will be added to the converted values.
Note on K241: gepadmin: 1. If you choose "Full Conversion" then Column BA (AMOUNT) and Column BB (TAXES) BOTH values will be convert based on selected Currency in (Column L). 2. If you choose "Partial Conversion" then Column BA (AMOUNT) only will be converted based on selected currency (Column L) and Column BB (TAXES) value (INR) will be added to the converted values.
Note on K242: gepadmin: 1. If you choose "Full Conversion" then Column BA (AMOUNT) and Column BB (TAXES) BOTH values will be convert based on selected Currency in (Column L). 2. If you choose "Partial Conversion" then Column BA (AMOUNT) only will be converted based on selected currency (Column L) and Column BB (TAXES) value (INR) will be added to the converted values.
Note on K243: gepadmin: 1. If you choose "Full Conversion" then Column BA (AMOUNT) and Column BB (TAXES) BOTH values will be convert based on selected Currency in (Column L). 2. If you choose "Partial Conversion" then Column BA (AMOUNT) only will be converted based on selected currency (Column L) and Column BB (TAXES) value (INR) will be added to the converted values.
Note on K244: gepadmin: 1. If you choose "Full Conversion" then Column BA (AMOUNT) and Column BB (TAXES) BOTH values will be convert based on selected Currency in (Column L). 2. If you choose "Partial Conversion" then Column BA (AMOUNT) only will be converted based on selected currency (Column L) and Column BB (TAXES) value (INR) will be added to the converted values.
Note on K245: gepadmin: 1. If you choose "Full Conversion" then Column BA (AMOUNT) and Column BB (TAXES) BOTH values will be convert based on selected Currency in (Column L). 2. If you choose "Partial Conversion" then Column BA (AMOUNT) only will be converted based on selected currency (Column L) and Column BB (TAXES) value (INR) will be added to the converted values.
Note on K246: gepadmin: 1. If you choose "Full Conversion" then Column BA (AMOUNT) and Column BB (TAXES) BOTH values will be convert based on selected Currency in (Column L). 2. If you choose "Partial Conversion" then Column BA (AMOUNT) only will be converted based on selected currency (Column L) and Column BB (TAXES) value (INR) will be added to the converted values.
Note on K247: gepadmin: 1. If you choose "Full Conversion" then Column BA (AMOUNT) and Column BB (TAXES) BOTH values will be convert based on selected Currency in (Column L). 2. If you choose "Partial Conversion" then Column BA (AMOUNT) only will be converted based on selected currency (Column L) and Column BB (TAXES) value (INR) will be added to the converted values.
Note on K248: gepadmin: 1. If you choose "Full Conversion" then Column BA (AMOUNT) and Column BB (TAXES) BOTH values will be convert based on selected Currency in (Column L). 2. If you choose "Partial Conversion" then Column BA (AMOUNT) only will be converted based on selected currency (Column L) and Column BB (TAXES) value (INR) will be added to the converted values.
Note on K249: gepadmin: 1. If you choose "Full Conversion" then Column BA (AMOUNT) and Column BB (TAXES) BOTH values will be convert based on selected Currency in (Column L). 2. If you choose "Partial Conversion" then Column BA (AMOUNT) only will be converted based on selected currency (Column L) and Column BB (TAXES) value (INR) will be added to the converted values.
Note on K250: gepadmin: 1. If you choose "Full Conversion" then Column BA (AMOUNT) and Column BB (TAXES) BOTH values will be convert based on selected Currency in (Column L). 2. If you choose "Partial Conversion" then Column BA (AMOUNT) only will be converted based on selected currency (Column L) and Column BB (TAXES) value (INR) will be added to the converted values.
Note on K251: gepadmin: 1. If you choose "Full Conversion" then Column BA (AMOUNT) and Column BB (TAXES) BOTH values will be convert based on selected Currency in (Column L). 2. If you choose "Partial Conversion" then Column BA (AMOUNT) only will be converted based on selected currency (Column L) and Column BB (TAXES) value (INR) will be added to the converted values.
Note on K252: gepadmin: 1. If you choose "Full Conversion" then Column BA (AMOUNT) and Column BB (TAXES) BOTH values will be convert based on selected Currency in (Column L). 2. If you choose "Partial Conversion" then Column BA (AMOUNT) only will be converted based on selected currency (Column L) and Column BB (TAXES) value (INR) will be added to the converted values.
Note on K253: gepadmin: 1. If you choose "Full Conversion" then Column BA (AMOUNT) and Column BB (TAXES) BOTH values will be convert based on selected Currency in (Column L). 2. If you choose "Partial Conversion" then Column BA (AMOUNT) only will be converted based on selected currency (Column L) and Column BB (TAXES) value (INR) will be added to the converted values.
Note on K254: gepadmin: 1. If you choose "Full Conversion" then Column BA (AMOUNT) and Column BB (TAXES) BOTH values will be convert based on selected Currency in (Column L). 2. If you choose "Partial Conversion" then Column BA (AMOUNT) only will be converted based on selected currency (Column L) and Column BB (TAXES) value (INR) will be added to the converted values.

## Macros
Please Enable Macros to View BoQ information