## BoQ1 (hidden)
Percentage BoQ
BoQ_Ver3.1 | Percentage | Normal | INR Only | INR
Select, At Par, Excess (+), Less (-) |  | IOCL
Tender Inviting Authority: DOIP, IIT Kanpur
Name of Work: Construction of electrical panel room for Southern Lab including upgradation of electrical panel and associated works in IIT Kanpur
NIT No: Composite/24/11/2023-1
Name of the Bidder/ Bidding Firm / Company :
PRICE SCHEDULE (This BOQ template must not be modified/replaced by the bidder and the same should be uploaded after filling the relevant columns, else the bidder is liable to be rejected for this tender. Bidders are allowed to enter the Bidder Name and Values only )
NUMBER # | TEXT # | TEXT # | NUMBER # | TEXT # | NUMBER | NUMBER | TEXT | TEXT # | NUMBER # | TEXT# | TEXT # | NUMBER # | NUMBER | NUMBER | NUMBER | NUMBER | TEXT | TEXT | NUMBER | NUMBER | NUMBER | NUMBER | TEXT | TEXT | NUMBER | NUMBER | NUMBER | NUMBER | TEXT | TEXT | NUMBER | NUMBER | NUMBER | NUMBER | TEXT | TEXT | NUMBER | NUMBER | NUMBER | NUMBER | TEXT | TEXT | NUMBER | NUMBER | NUMBER # | NUMBER # | TEXT | TEXT | NUMBER # | NUMBER # | DATE | NUMBER # | NUMBER # | TEXT #
Sl. No. | Item Description | Item Code / Make | Quantity | Units | Estimated Rate in Rs. P |  |  | Addition / Deduction | Addition / Deduction Values | Currency Convertion against each Item | Quoted Currency in INR / Other Currency | BASIC RATE In Figures To be entered by the Bidder Rs. P | Excise Duty | VAT | Freight Charges ( Unloading & Stacking) | Any Other Taxes/Duties/Levies |  |  | Other Taxes 2 | IIIrd Party i.e DGS&D / RITES etc Inspection Charges @0.34%+Service Tax | Less for Cenvat Credit,if any respect of Supplies Under full Excise Duty Category | [30 empty] | TOTAL AMOUNT in Rs. P | TOTAL AMOUNT With Taxes | TOTAL AMOUNT In Words
1 | 2 | 3 | 4 | 5 | 6 | 7 | 8 | 9 | 10 | 11 | 12 | 13 | 14 | 15 | 16 | 17 | 18 | 19 | 20 | 21 | 22 | 23 | 24 | 25 | 26 | 27 | 28 | 29 | 30 | 31 | 32 | 33 | 34 | 35 | 36 | 37 | 38 | 39 | 40 | 41 | 42 | 43 | 44 | 45 | 46 | 47 | 48 | 49 | 50 | 51 | 52 | 7 | 54 | 8
1 | Component | [53 empty] | 1 | Component
1.01 | EARTH WORK | item no.1 | [52 empty] | 1.01 | EARTH WORK | item no.1 |  |  | Construction of chamber for 100mm sluices valve | item1 | 10 | 1 Nos
1.02 | Earth work in excavation by mechanical means (Hydraulic excavator) / manual means in foundation trenches or drains (not exceeding 1.5 m in width or 10 sqm on plan), including dressing of sides and ramming of bottoms, lift upto 1.5 m, including getting out the excavated soil and disposal of surplus excavated soil as directed, within a lead of 50 m. | item no.2 | [52 empty] | 1.02 | Earth work in excavation by mechanical means (Hydraulic excavator) / manual means in foundation trenches or drains (not exceeding 1.5 m in width or 10 sqm on plan), including dressing of sides and ramming of bottoms, lift upto 1.5 m, including getting out the excavated soil and disposal of surplus excavated soil as directed, within a lead of 50 m. | item no.2 |  |  | Supplying, Conveying and fixing spls. Including eart | item1 | 123.223 | Nos
1.03 | All kinds of soil. | item no.3 | 22.5 | cum | 251.51 |  |  | Excess(+) | 1 | Full Conversion | INR | [40 empty] | 5659 | 5659 | INR Five Thousand Six Hundred & Fifty Nine Only | 1.03 | All kinds of soil. | item no.3 | 22.5 | cum | Construction of chamber for 100mm sluice plates | item2 | 213 | Nos
1.04 | Filling available excavated earth (excluding rock) in trenches, plinth, sides of foundations etc. in layers not exceeding 20cm in depth, consolidating each deposited layer by ramming and watering, lead up to 50 m and lift upto 1.5 m. | item no.4 | 22.5 | cum | 222.66 |  |  | Excess(+) | 1 | Full Conversion | INR | [40 empty] | 5010 | 5010 | INR Five Thousand &Ten Only | 1.04 | Filling available excavated earth (excluding rock) in trenches, plinth, sides of foundations etc. in layers not exceeding 20cm in depth, consolidating each deposited layer by ramming and watering, lead up to 50 m and lift upto 1.5 m. | item no.4 | 22.5 | cum
1.05 | CEMENT CONCRETE (CAST IN SITU) | item no.5 | [52 empty] | 1.05 | CEMENT CONCRETE (CAST IN SITU) | item no.5
1.06 | Providing and laying in position cement concrete of specified grade excluding the cost of centering and shuttering - All work up to plinth level : | item no.6 | [52 empty] | 1.06 | Providing and laying in position cement concrete of specified grade excluding the cost of centering and shuttering - All work up to plinth level : | item no.6
1.07 | 1:4:8 (1 Cement : 4 coarse sand (zone-III) derived from natural sources : 8 graded stone aggregate 40 mm nominal size derived from natural sources) | item no.7 | 7.9 | cum | 5546.73 |  |  | Excess(+) | 1 | Full Conversion | INR | [40 empty] | 43819 | 43819 | INR Forty Three Thousand Eight Hundred & Nineteen Only | 1.07 | 1:4:8 (1 Cement : 4 coarse sand (zone-III) derived from natural sources : 8 graded stone aggregate 40 mm nominal size derived from natural sources) | item no.7 | 7.9 | cum
1.08 | Providing and laying cement concrete in retaining walls, return walls, walls (any thickness) including attached pilasters, columns, piers, abutments, pillars, posts, struts, buttresses, string or lacing courses, parapets, coping, bed blocks, anchor blocks, plain window sills, fillets, sunken floor etc., up to floor five level, excluding the cost of centering, shuttering and finishing: | item no.8 | [52 empty] | 1.08 | Providing and laying cement concrete in retaining walls, return walls, walls (any thickness) including attached pilasters, columns, piers, abutments, pillars, posts, struts, buttresses, string or lacing courses, parapets, coping, bed blocks, anchor blocks, plain window sills, fillets, sunken floor etc., up to floor five level, excluding the cost of centering, shuttering and finishing: | item no.8 |  |  | Construction of chamber for 100mm sluices valve | item3 | 10 | Nos
1.09 | 1:1½:3 (1 cement : 1½ coarse sand (zone-III) derived from natural sources : 3 graded stone aggregate 20 mm nominal size derived from natural sources). | item no.9 | 0.3 | cum | 8587.24 |  |  | Excess(+) | 1 | Full Conversion | INR | [40 empty] | 2576 | 2576 | INR Two Thousand Five Hundred & Seventy Six Only | 1.09 | 1:1½:3 (1 cement : 1½ coarse sand (zone-III) derived from natural sources : 3 graded stone aggregate 20 mm nominal size derived from natural sources). | item no.9 | 0.3 | cum
1.1 | Providing and laying damp-proof course 40mm thick with cement concrete 1:2:4 (1 cement : 2 coarse sand (zone-III) derived from natural sources : 4 graded stone aggregate 12.5mm nominal size derived from natural sources) | item no.10 | 5.27 | sqm | 325.16 |  |  | Excess(+) | 1 | Full Conversion | INR | [40 empty] | 1714 | 1714 | INR One Thousand Seven Hundred & Fourteen Only | 1.1 | Providing and laying damp-proof course 40mm thick with cement concrete 1:2:4 (1 cement : 2 coarse sand (zone-III) derived from natural sources : 4 graded stone aggregate 12.5mm nominal size derived from natural sources) | item no.10 | 5.27 | sqm | Supplying, Conveying and fixing spls. Including eart | item1 | 123.223 | Nos
1.11 | Extra for providing and mixing water proofing material in cement concrete work in doses by weight of cement as per manufacturer's specification. | item no.11 | 8 | per 50kg cement | 50.1 |  |  | Excess(+) | 1 | Full Conversion | INR | [40 empty] | 401 | 401 | INR Four Hundred & One Only | 1.11 | Extra for providing and mixing water proofing material in cement concrete work in doses by weight of cement as per manufacturer's specification. | item no.11 | 8 | per 50kg cement | Supplying, Conveying and fixing spls. Including ea | item4 | 10 | Nos
1.12 | Providing & applying a coat of residual petroleum bitumen of grade of VG-10 of approved quality using 1.7kg per square metre on damp proof course after cleaning the surface with brushes and finally with apiece of cloth lightly soaked in kerosene oil. | item no.12 | 5.3 | sqm | 99.82 |  |  | Excess(+) | 1 | Full Conversion | INR | [40 empty] | 529 | 529 | INR Five Hundred & Twenty Nine Only | 1.12 | Providing & applying a coat of residual petroleum bitumen of grade of VG-10 of approved quality using 1.7kg per square metre on damp proof course after cleaning the surface with brushes and finally with apiece of cloth lightly soaked in kerosene oil. | item no.12 | 5.3 | sqm | Construction of chamber for 100mm sluice plates | item2 | 213 | Nos
1.13 | Making plinth protection 50mm thick of cement concrete 1:3:6 (1 cement : 3 coarse sand (zone-III) derived from natural sources : 6 graded stone aggregate 20 mm nominal size derived from natural sources) over 75mm thick bed of dry brick ballast 40 mm nominal size, well rammed and consolidated and grouted with fine sand, including necessary excavation, levelling & dressing & finishing the top smooth. | item no.13 | 15.3 | sqm | 597.67 |  |  | Excess(+) | 1 | Full Conversion | INR | [40 empty] | 9144 | 9144 | INR Nine Thousand One Hundred & Forty Four Only | 1.13 | Making plinth protection 50mm thick of cement concrete 1:3:6 (1 cement : 3 coarse sand (zone-III) derived from natural sources : 6 graded stone aggregate 20 mm nominal size derived from natural sources) over 75mm thick bed of dry brick ballast 40 mm nominal size, well rammed and consolidated and grouted with fine sand, including necessary excavation, levelling & dressing & finishing the top smooth. | item no.13 | 15.3 | sqm
1.14 | REINFORCED CEMENT CONCRETE | item no.14 | [52 empty] | 1.14 | REINFORCED CEMENT CONCRETE | item no.14
1.15 | Centering and shuttering including strutting, propping etc. and removal of form for | item no.15 | [52 empty] | 1.15 | Centering and shuttering including strutting, propping etc. and removal of form for | item no.15
1.16 | Suspended floors, roofs, landings, balconies and access platform | item no.16 | 24 | sqm | 672.11 |  |  | Excess(+) | 1 | Full Conversion | INR | [40 empty] | 16131 | 16131 | INR Sixteen Thousand One Hundred & Thirty One Only | 1.16 | Suspended floors, roofs, landings, balconies and access platform | item no.16 | 24 | sqm
1.17 | Lintels, beams, plinth beams, girders, bressumers and cantilevers | item no.17 | 19 | sqm | 533.41 |  |  | Excess(+) | 1 | Full Conversion | INR | [40 empty] | 10135 | 10135 | INR Ten Thousand One Hundred & Thirty Five Only | 1.17 | Lintels, beams, plinth beams, girders, bressumers and cantilevers | item no.17 | 19 | sqm
1.18 | Edges of slabs and breaks in floors and walls | item no.18 | [52 empty] | 1.18 | Edges of slabs and breaks in floors and walls | item no.18
1.19 | Under 20 cm wide | item no.19 | 24 | metre | 159.49 |  |  | Excess(+) | 1 | Full Conversion | INR | [40 empty] | 3828 | 3828 | INR Three Thousand Eight Hundred & Twenty Eight Only | 1.19 | Under 20 cm wide | item no.19 | 24 | metre
1.2 | Extra for additional height in centering, shuttering where ever required with adequate bracing, propping etc., including cost of de-shuttering and decentering at all levels, over a height of 3.5 m, for every additional height of 1 metre or part thereof (Plan area to be measured). | item no.20 | [52 empty] | 1.2 | Extra for additional height in centering, shuttering where ever required with adequate bracing, propping etc., including cost of de-shuttering and decentering at all levels, over a height of 3.5 m, for every additional height of 1 metre or part thereof (Plan area to be measured). | item no.20
1.21 | Suspended floors, roofs, landing, beams and balconies (Plan area to be measured) | item no.21 | 48 | sqm | 279.92 |  |  | Excess(+) | 1 | Full Conversion | INR | [40 empty] | 13436 | 13436 | INR Thirteen Thousand Four Hundred & Thirty Six Only | 1.21 | Suspended floors, roofs, landing, beams and balconies (Plan area to be measured) | item no.21 | 48 | sqm
1.22 | Steel reinforcement for R.C.C. work including straightening, cutting, bending, placing in position and binding all complete above plinth level. | item no.22 | [52 empty] | 1.22 | Steel reinforcement for R.C.C. work including straightening, cutting, bending, placing in position and binding all complete above plinth level. | item no.22
1.23 | Thermo-Mechanically Treated bars of grade Fe-500D or more. | item no.23 | 615 | kg | 78.62 |  |  | Excess(+) | 1 | Full Conversion | INR | [40 empty] | 48351 | 48351 | INR Forty Eight Thousand Three Hundred & Fifty One Only | 1.23 | Thermo-Mechanically Treated bars of grade Fe-500D or more. | item no.23 | 615 | kg
1.24 | Providing and laying in position ready mixed or site batched design mix cement concrete for reinforced cement concrete work; using coarse aggregate and fine aggregate derived from natural sources, Portland Pozzolana / Ordinary Portland /Portland Slag cement, admixtures in recommended proportions as per IS: 9103 to accelerate / retard setting of concrete, to improve durability and workability without impairing strength; including pumping of concrete to site of laying, curing, carriage for all leads; but excluding the cost of centering, shuttering, finishing and reinforcement as per direction of the engineer-in-charge; for the following grades of concrete. Note: Extra cement up to 10% of the minimum specified cement content in design mix shall be payable separately. In case the cement content in design mix is more than 110% of the specified minimum cement content, the contractor shall have discretion to either re-design the mix or bear the cost of extra cement. | item no.24 | [52 empty] | 1.24 | Providing and laying in position ready mixed or site batched design mix cement concrete for reinforced cement concrete work; using coarse aggregate and fine aggregate derived from natural sources, Portland Pozzolana / Ordinary Portland /Portland Slag cement, admixtures in recommended proportions as per IS: 9103 to accelerate / retard setting of concrete, to improve durability and workability without impairing strength; including pumping of concrete to site of laying, curing, carriage for all leads; but excluding the cost of centering, shuttering, finishing and reinforcement as per direction of the engineer-in-charge; for the following grades of concrete. Note: Extra cement up to 10% of the minimum specified cement content in design mix shall be payable separately. In case the cement content in design mix is more than 110% of the specified minimum cement content, the contractor shall have discretion to either re-design the mix or bear the cost of extra cement. | item no.24
1.25 | All works above plinth level upto floor V level | item no.25 | [52 empty] | 1.25 | All works above plinth level upto floor V level | item no.25
1.26 | Concrete of M25 grade with minimum cement content of 330 kg /cum | item no.26 | 6.26 | cum | 8838.36 |  |  | Excess(+) | 1 | Full Conversion | INR | [40 empty] | 55328 | 55328 | INR Fifty Five Thousand Three Hundred & Twenty Eight Only | 1.26 | Concrete of M25 grade with minimum cement content of 330 kg /cum | item no.26 | 6.26 | cum
1.27 | Add for using extra cement in the items of design mix over and above the specified cement content therein. | item no.27 | 2.5 | quintal | 603.63 |  |  | Excess(+) | 1 | Full Conversion | INR | [40 empty] | 1509 | 1509 | INR One Thousand Five Hundred & Nine Only | 1.27 | Add for using extra cement in the items of design mix over and above the specified cement content therein. | item no.27 | 2.5 | quintal
1.28 | MASONRY WORK | item no.28 | [52 empty] | 1.28 | MASONRY WORK | item no.28
1.29 | Brick work with common burnt clay F.P.S. (non modular) bricks of class designation 7.5 in superstructure above plinth level up to floor V level in all shapes and sizes in : | item no.29 | [52 empty] | 1.29 | Brick work with common burnt clay F.P.S. (non modular) bricks of class designation 7.5 in superstructure above plinth level up to floor V level in all shapes and sizes in : | item no.29
1.3 | Cement mortar 1:6 (1 cement : 6 coarse sand) | item no.30 | 12.25 | cum | 7267.29 |  |  | Excess(+) | 1 | Full Conversion | INR | [40 empty] | 89024 | 89024 | INR Eighty Nine Thousand &Twenty Four Only | 1.3 | Cement mortar 1:6 (1 cement : 6 coarse sand) | item no.30 | 12.25 | cum
1.31 | Brick work with common burnt clay selected F.P.S. (non modular) bricks of class designation 7.5 in exposed brick work including making horizontal and vertical grooves 10 mm wide 12 mm deep complete in cement mortar 1:6 (1 cement : 6 coarse sand) | item no.31 | [52 empty] | 1.31 | Brick work with common burnt clay selected F.P.S. (non modular) bricks of class designation 7.5 in exposed brick work including making horizontal and vertical grooves 10 mm wide 12 mm deep complete in cement mortar 1:6 (1 cement : 6 coarse sand) | item no.31
1.32 | Above plinth level upto floor V level | item no.32 | 22.5 | cum | 7510.69 |  |  | Excess(+) | 1 | Full Conversion | INR | [40 empty] | 168991 | 168991 | INR One Lakh Sixty Eight Thousand Nine Hundred & Ninety One Only | 1.32 | Above plinth level upto floor V level | item no.32 | 22.5 | cum
1.33 | Brick edging 7cm wide 11.4 cm deep to plinth protection with common burnt clay F.P.S. (non modular) bricks of class designation 7.5 including grouting with cement mortar 1:4 (1 cement : 4 fine sand). | item no.33 | 18.8 | metre | 48.92 |  |  | Excess(+) | 1 | Full Conversion | INR | [40 empty] | 920 | 920 | INR Nine Hundred & Twenty Only | 1.33 | Brick edging 7cm wide 11.4 cm deep to plinth protection with common burnt clay F.P.S. (non modular) bricks of class designation 7.5 including grouting with cement mortar 1:4 (1 cement : 4 fine sand). | item no.33 | 18.8 | metre
1.34 | WOOD AND P. V. C. WORK | item no.34 | [52 empty] | 1.34 | WOOD AND P. V. C. WORK | item no.34
1.35 | Providing and fixing M.S. grills of required pattern in frames of windows etc. with M.S. flats, square or round bars etc. including priming coat with approved steel primer all complete. | item no.35 | [52 empty] | 1.35 | Providing and fixing M.S. grills of required pattern in frames of windows etc. with M.S. flats, square or round bars etc. including priming coat with approved steel primer all complete. | item no.35
1.36 | Fixed to steel windows by welding | item no.36 | 31.2 | kg | 158.7 |  |  | Excess(+) | 1 | Full Conversion | INR | [40 empty] | 4951 | 4951 | INR Four Thousand Nine Hundred & Fifty One Only | 1.36 | Fixed to steel windows by welding | item no.36 | 31.2 | kg
1.37 | Providing and fixing ISI marked oxidised M.S. sliding door bolts with nuts and screws etc. complete : | item no.37 | [52 empty] | 1.37 | Providing and fixing ISI marked oxidised M.S. sliding door bolts with nuts and screws etc. complete : | item no.37
1.38 | 300x16 mm | item no.38 | 1 | each | 158.3 |  |  | Excess(+) | 1 | Full Conversion | INR | [40 empty] | 158 | 158 | INR One Hundred & Fifty Eight Only | 1.38 | 300x16 mm | item no.38 | 1 | each
1.39 | Providing and fixing ISI marked oxidised M.S. handles conforming to IS:4992 with necessary screws etc. complete : | item no.39 | [52 empty] | 1.39 | Providing and fixing ISI marked oxidised M.S. handles conforming to IS:4992 with necessary screws etc. complete : | item no.39
1.4 | 125 mm | item no.40 | 4 | each | 30.86 |  |  | Excess(+) | 1 | Full Conversion | INR | [40 empty] | 123 | 123 | INR One Hundred & Twenty Three Only | 1.4 | 125 mm | item no.40 | 4 | each
1.41 | 100 mm | item no.41 | 4 | each | 24.76 |  |  | Excess(+) | 1 | Full Conversion | INR | [40 empty] | 99 | 99 | INR Ninety Nine Only | 1.41 | 100 mm | item no.41 | 4 | each
1.42 | Providing and fixing oxidised M.S. casement stays (straight peg type) with necessary screws etc. complete. | item no.42 | [52 empty] | 1.42 | Providing and fixing oxidised M.S. casement stays (straight peg type) with necessary screws etc. complete. | item no.42
1.43 | 250 mm weighing not less than 150 grams | item no.43 | 4 | each | 45.5 |  |  | Excess(+) | 1 | Full Conversion | INR | [40 empty] | 182 | 182 | INR One Hundred & Eighty Two Only | 1.43 | 250 mm weighing not less than 150 grams | item no.43 | 4 | each
1.44 | STEEL WORK | item no.44 | [52 empty] | 1.44 | STEEL WORK | item no.44
1.45 | Providing and fixing 1mm thick M.S. sheet door with frame of 40x40x6 mm angle iron and 3 mm M.S. gusset plates at the junctions and corners, all necessary fittings complete, including applying a priming coat of approved steel primer. | item no.45 | [52 empty] | 1.45 | Providing and fixing 1mm thick M.S. sheet door with frame of 40x40x6 mm angle iron and 3 mm M.S. gusset plates at the junctions and corners, all necessary fittings complete, including applying a priming coat of approved steel primer. | item no.45
1.46 | Using M.S. angels 40x40x6 mm for diagonal braces | item no.46 | 4.32 | sqm | 4192.15 |  |  | Excess(+) | 1 | Full Conversion | INR | [40 empty] | 18110 | 18110 | INR Eighteen Thousand One Hundred & Ten Only | 1.46 | Using M.S. angels 40x40x6 mm for diagonal braces | item no.46 | 4.32 | sqm
1.47 | Providing and fixing factory made ISI marked steel glazed doors, windows and ventilators, side /top /centre hung, with beading and all members such as F7D,F4B, K11 B and K12 B etc. complete of standard rolled steel sections, joints mitred and flash butt welded and sash bars tenoned and riveted, including providing and fixing of hinges, pivots, including priming coat of approved steel primer, but excluding the cost of other fittings, complete all as per approved design, (sectional weight of only steel members shall be measured for payment). | item no.47 | [52 empty] | 1.47 | Providing and fixing factory made ISI marked steel glazed doors, windows and ventilators, side /top /centre hung, with beading and all members such as F7D,F4B, K11 B and K12 B etc. complete of standard rolled steel sections, joints mitred and flash butt welded and sash bars tenoned and riveted, including providing and fixing of hinges, pivots, including priming coat of approved steel primer, but excluding the cost of other fittings, complete all as per approved design, (sectional weight of only steel members shall be measured for payment). | item no.47
1.48 | Fixing with 15x3 mm lugs 10 cm long embedded in cement concrete block 15x10x10 cm of C.C. 1:3:6 (1 Cement : 3 coarse sand : 6 graded stone aggregate 20 mm nominal size) | item no.48 | 45 | kg | 154.01 |  |  | Excess(+) | 1 | Full Conversion | INR | [40 empty] | 6930 | 6930 | INR Six Thousand Nine Hundred & Thirty Only | 1.48 | Fixing with 15x3 mm lugs 10 cm long embedded in cement concrete block 15x10x10 cm of C.C. 1:3:6 (1 Cement : 3 coarse sand : 6 graded stone aggregate 20 mm nominal size) | item no.48 | 45 | kg
1.49 | Providing and fixing T-iron frames for doors, windows and ventilators of mild steel Tee-sections, joints mitred and welded, including fixing of necessary butt hinges and screws and applying a priming coat of approved steel primer. | item no.49 | [52 empty] | 1.49 | Providing and fixing T-iron frames for doors, windows and ventilators of mild steel Tee-sections, joints mitred and welded, including fixing of necessary butt hinges and screws and applying a priming coat of approved steel primer. | item no.49
1.5 | Fixing with 15x3 mm lugs 10 cm long embedded in cement concrete block 15x10x10 cm of C.C. 1:3:6 (1 Cement : 3 coarse sand : 6 graded stone aggregate 20 mm nominal size). | item no.50 | 35 | kg | 100.52 |  |  | Excess(+) | 1 | Full Conversion | INR | [40 empty] | 3518 | 3518 | INR Three Thousand Five Hundred & Eighteen Only | 1.5 | Fixing with 15x3 mm lugs 10 cm long embedded in cement concrete block 15x10x10 cm of C.C. 1:3:6 (1 Cement : 3 coarse sand : 6 graded stone aggregate 20 mm nominal size). | item no.50 | 35 | kg
1.51 | Providing & fixing glass panes with putty and glazing clips in steel doors, windows, clerestory windows, all complete with : | item no.51 | [52 empty] | 1.51 | Providing & fixing glass panes with putty and glazing clips in steel doors, windows, clerestory windows, all complete with : | item no.51
1.52 | 4.0 mm thick glass panes | item no.52 | 2.88 | sqm | 824.46 |  |  | Excess(+) | 1 | Full Conversion | INR | [40 empty] | 2374 | 2374 | INR Two Thousand Three Hundred & Seventy Four Only | 1.52 | 4.0 mm thick glass panes | item no.52 | 2.88 | sqm
1.53 | FLOORING | item no.53 | [52 empty] | 1.53 | FLOORING | item no.53
1.54 | 52 mm thick cement concrete flooring with concrete hardener topping, under layer 40 mm thick cement concrete 1:2:4 (1 cement : 2 coarse sand : 4 graded stone aggregate 20 mm nominal size) and top layer 12 mm thick cement hardener consisting of mix 1:2 (1 cement hardener mix : 2 graded stone aggregate 6 mm nominal size) by volume, hardening compound mixed @ 2 litre per 50 kg of cement or as per manufacturer's specifications. This includes cost of cement slurry, but excluding the cost of nosing of steps etc. complete. | item no.54 | 24.5 | sqm | 750.46 |  |  | Excess(+) | 1 | Full Conversion | INR | [40 empty] | 18386 | 18386 | INR Eighteen Thousand Three Hundred & Eighty Six Only | 1.54 | 52 mm thick cement concrete flooring with concrete hardener topping, under layer 40 mm thick cement concrete 1:2:4 (1 cement : 2 coarse sand : 4 graded stone aggregate 20 mm nominal size) and top layer 12 mm thick cement hardener consisting of mix 1:2 (1 cement hardener mix : 2 graded stone aggregate 6 mm nominal size) by volume, hardening compound mixed @ 2 litre per 50 kg of cement or as per manufacturer's specifications. This includes cost of cement slurry, but excluding the cost of nosing of steps etc. complete. | item no.54 | 24.5 | sqm
1.55 | Cement plaster skirting up to 30 cm height, with cement mortar 1:3 (1 cement : 3 coarse sand), finished with a floating coat of neat cement. | item no.55 | [52 empty] | 1.55 | Cement plaster skirting up to 30 cm height, with cement mortar 1:3 (1 cement : 3 coarse sand), finished with a floating coat of neat cement. | item no.55
1.56 | 18 mm thick | item no.56 | 3.11 | sqm | 500.43 |  |  | Excess(+) | 1 | Full Conversion | INR | [40 empty] | 1556 | 1556 | INR One Thousand Five Hundred & Fifty Six Only | 1.56 | 18 mm thick | item no.56 | 3.11 | sqm
1.57 | Cement concrete pavement with 1:2:4 (1 cement : 2 coarse sand : 4 graded stone aggregate 20 mm nominal size), including finishing complete. | item no.57 | 0.45 | cum | 6978.21 |  |  | Excess(+) | 1 | Full Conversion | INR | [40 empty] | 3140 | 3140 | INR Three Thousand One Hundred & Forty Only | 1.57 | Cement concrete pavement with 1:2:4 (1 cement : 2 coarse sand : 4 graded stone aggregate 20 mm nominal size), including finishing complete. | item no.57 | 0.45 | cum
1.58 | Providing and fixing glass strips in joints of terrazo/ cement concrete floors. | item no.58 | [52 empty] | 1.58 | Providing and fixing glass strips in joints of terrazo/ cement concrete floors. | item no.58
1.59 | 40 mm wide and 4 mm thick | item no.59 | 48 | metre | 69.7 |  |  | Excess(+) | 1 | Full Conversion | INR | [40 empty] | 3346 | 3346 | INR Three Thousand Three Hundred & Forty Six Only | 1.59 | 40 mm wide and 4 mm thick | item no.59 | 48 | metre
1.6 | ROOFING | item no.60 | [52 empty] | 1.6 | ROOFING | item no.60
1.61 | Making khurras 45x45 cm with average minimum thickness of 5 cm cement concrete 1:2:4 (1 cement : 2 coarse sand : 4 graded stone aggregate of 20 mm nominal size) over P.V.C. sheet 1 m x1 m x 400 micron, finished with 12 mm cement plaster 1:3 (1 cement : 3 coarse sand) and a coat of neat cement, rounding the edges and making and finishing the outlet complete. | item no.61 | 2 | each | 233.75 |  |  | Excess(+) | 1 | Full Conversion | INR | [40 empty] | 468 | 468 | INR Four Hundred & Sixty Eight Only | 1.61 | Making khurras 45x45 cm with average minimum thickness of 5 cm cement concrete 1:2:4 (1 cement : 2 coarse sand : 4 graded stone aggregate of 20 mm nominal size) over P.V.C. sheet 1 m x1 m x 400 micron, finished with 12 mm cement plaster 1:3 (1 cement : 3 coarse sand) and a coat of neat cement, rounding the edges and making and finishing the outlet complete. | item no.61 | 2 | each
1.62 | Providing and fixing on wall face unplasticised Rigid PVC rain water pipes conforming to IS : 13592 Type A, including jointing with seal ring conforming to IS : 5382, leaving 10 mm gap for thermal expansion, (i) Single socketed pipes. | item no.62 | [52 empty] | 1.62 | Providing and fixing on wall face unplasticised Rigid PVC rain water pipes conforming to IS : 13592 Type A, including jointing with seal ring conforming to IS : 5382, leaving 10 mm gap for thermal expansion, (i) Single socketed pipes. | item no.62
1.63 | 110 mm diameter | item no.63 | 11 | metre | 280.35 |  |  | Excess(+) | 1 | Full Conversion | INR | [40 empty] | 3084 | 3084 | INR Three Thousand &Eighty Four Only | 1.63 | 110 mm diameter | item no.63 | 11 | metre
1.64 | Providing and fixing on wall face unplasticised - PVC moulded fittings/ accessories for unplasticised Rigid PVC rain water pipes conforming to IS : 13592 Type A, including jointing with seal ring conforming to IS : 5382, leaving 10 mm gap for thermal expansion. | item no.64 | [52 empty] | 1.64 | Providing and fixing on wall face unplasticised - PVC moulded fittings/ accessories for unplasticised Rigid PVC rain water pipes conforming to IS : 13592 Type A, including jointing with seal ring conforming to IS : 5382, leaving 10 mm gap for thermal expansion. | item no.64
1.65 | Single tee without door | item no.65 | [52 empty] | 1.65 | Single tee without door | item no.65
1.66 | 110x110x110 mm | item no.66 | 2 | each | 167.25 |  |  | Excess(+) | 1 | Full Conversion | INR | [40 empty] | 335 | 335 | INR Three Hundred & Thirty Five Only | 1.66 | 110x110x110 mm | item no.66 | 2 | each
1.67 | Shoe (Plain) | item no.67 | [52 empty] | 1.67 | Shoe (Plain) | item no.67
1.68 | 110 mm Shoe | item no.68 | 2 | each | 101.66 |  |  | Excess(+) | 1 | Full Conversion | INR | [40 empty] | 203 | 203 | INR Two Hundred & Three Only | 1.68 | 110 mm Shoe | item no.68 | 2 | each
1.69 | Providing and fixing unplasticised -PVC pipe clips of approved design to unplasticised - PVC rain water pipes by means of 50x50x50 mm hard wood plugs, screwed with M.S. screws of required length, including cutting brick work and fixing in cement mortar 1:4 (1 cement : 4 coarse sand) and making good the wall etc. complete. | item no.69 | [52 empty] | 1.69 | Providing and fixing unplasticised -PVC pipe clips of approved design to unplasticised - PVC rain water pipes by means of 50x50x50 mm hard wood plugs, screwed with M.S. screws of required length, including cutting brick work and fixing in cement mortar 1:4 (1 cement : 4 coarse sand) and making good the wall etc. complete. | item no.69
1.7 | 110 mm | item no.70 | 6 | each | 271.37 |  |  | Excess(+) | 1 | Full Conversion | INR | [40 empty] | 1628 | 1628 | INR One Thousand Six Hundred & Twenty Eight Only | 1.7 | 110 mm | item no.70 | 6 | each
1.71 | FINISHING | item no.71 | [52 empty] | 1.71 | FINISHING | item no.71
1.72 | 15 mm cement plaster on rough side of single or half brick wall of mix: | item no.72 | [52 empty] | 1.72 | 15 mm cement plaster on rough side of single or half brick wall of mix: | item no.72
1.73 | 1:6 (1 cement: 6 coarse sand) | item no.73 | 100 | sqm | 297.33 |  |  | Excess(+) | 1 | Full Conversion | INR | [40 empty] | 29733 | 29733 | INR Twenty Nine Thousand Seven Hundred & Thirty Three Only | 1.73 | 1:6 (1 cement: 6 coarse sand) | item no.73 | 100 | sqm
1.74 | 6 mm cement plaster of mix : | item no.74 | [52 empty] | 1.74 | 6 mm cement plaster of mix : | item no.74
1.75 | 1:3 (1 cement : 3 fine sand) | item no.75 | 38.5 | sqm | 221.87 |  |  | Excess(+) | 1 | Full Conversion | INR | [40 empty] | 8542 | 8542 | INR Eight Thousand Five Hundred & Forty Two Only | 1.75 | 1:3 (1 cement : 3 fine sand) | item no.75 | 38.5 | sqm
1.76 | 6 mm cement plaster 1:3 (1 cement : 3 fine sand) finished with a floating coat of neat cement and thick coat of Lime wash on top of walls when dry for bearing of R.C.C. slabs and beams. | item no.76 | 5.35 | sqm | 293.02 |  |  | Excess(+) | 1 | Full Conversion | INR | [40 empty] | 1568 | 1568 | INR One Thousand Five Hundred & Sixty Eight Only | 1.76 | 6 mm cement plaster 1:3 (1 cement : 3 fine sand) finished with a floating coat of neat cement and thick coat of Lime wash on top of walls when dry for bearing of R.C.C. slabs and beams. | item no.76 | 5.35 | sqm
1.77 | Pointing on brick work or brick flooring with cement mortar 1:3 (1 cement : 3 fine sand): | item no.77 | [52 empty] | 1.77 | Pointing on brick work or brick flooring with cement mortar 1:3 (1 cement : 3 fine sand): | item no.77
1.78 | Flush / Ruled/ Struck or weathered pointing | item no.78 | 88 | sqm | 187.98 |  |  | Excess(+) | 1 | Full Conversion | INR | [40 empty] | 16542 | 16542 | INR Sixteen Thousand Five Hundred & Forty Two Only | 1.78 | Flush / Ruled/ Struck or weathered pointing | item no.78 | 88 | sqm
1.79 | Distempering with 1st quality acrylic distemper (ready mixed) having VOC content less than 50 gms/litre, of approved manufacturer, of required shade and colour complete, as per manufacturer's specification. | item no.79 | [52 empty] | 1.79 | Distempering with 1st quality acrylic distemper (ready mixed) having VOC content less than 50 gms/litre, of approved manufacturer, of required shade and colour complete, as per manufacturer's specification. | item no.79
1.8 | Two or more coats on new work | item no.80 | 116 | sqm | 81.32 |  |  | Excess(+) | 1 | Full Conversion | INR | [40 empty] | 9433 | 9433 | INR Nine Thousand Four Hundred & Thirty Three Only | 1.8 | Two or more coats on new work | item no.80 | 116 | sqm
1.81 | Finishing walls with Acrylic Smooth exterior paint of required shade : | item no.81 | [52 empty] | 1.81 | Finishing walls with Acrylic Smooth exterior paint of required shade : | item no.81
1.82 | New work (Two or more coat applied @ 1.67 ltr/10 sqm over and including priming coat of exterior primer applied @ 2.20 kg/10 sqm) | item no.82 | 111 | sqm | 146.29 |  |  | Excess(+) | 1 | Full Conversion | INR | [40 empty] | 16238 | 16238 | INR Sixteen Thousand Two Hundred & Thirty Eight Only | 1.82 | New work (Two or more coat applied @ 1.67 ltr/10 sqm over and including priming coat of exterior primer applied @ 2.20 kg/10 sqm) | item no.82 | 111 | sqm
1.83 | Painting with synthetic enamel paint of approved brand and manufacture to give an even shade : | item no.83 | [52 empty] | 1.83 | Painting with synthetic enamel paint of approved brand and manufacture to give an even shade : | item no.83
1.84 | Two or more coats on new work | item no.84 | 16.5 | sqm | 115.25 |  |  | Excess(+) | 1 | Full Conversion | INR | [40 empty] | 1902 | 1902 | INR One Thousand Nine Hundred & Two Only | 1.84 | Two or more coats on new work | item no.84 | 16.5 | sqm
1.85 | Providing and applying white cement based putty of average thickness 1 mm, of approved brand and manufacturer, over the plastered wall surface to prepare the surface even and smooth complete. | item no.85 | 116 | sqm | 108.59 |  |  | Excess(+) | 1 | Full Conversion | INR | [40 empty] | 12596 | 12596 | INR Twelve Thousand Five Hundred & Ninety Six Only | 1.85 | Providing and applying white cement based putty of average thickness 1 mm, of approved brand and manufacturer, over the plastered wall surface to prepare the surface even and smooth complete. | item no.85 | 116 | sqm
1.86 | REPAIRS TO BUILDING | item no.86 | [52 empty] | 1.86 | REPAIRS TO BUILDING | item no.86
1.87 | Cutting holes of required size in brick masonry wall for fixing of exhaust fan including providing and fixing 300 mm dia PVC pipe conforming BIS-12818 and making good the same etc. complete as per direction of Engineer-in-charge. | item no.87 | 2 | each | 213.15 |  |  | Excess(+) | 1 | Full Conversion | INR | [40 empty] | 426 | 426 | INR Four Hundred & Twenty Six Only | 1.87 | Cutting holes of required size in brick masonry wall for fixing of exhaust fan including providing and fixing 300 mm dia PVC pipe conforming BIS-12818 and making good the same etc. complete as per direction of Engineer-in-charge. | item no.87 | 2 | each
1.88 | Dismantling and Demolishing | item no.88 | [52 empty] | 1.88 | Dismantling and Demolishing | item no.88
1.89 | Demolishing cement concrete manually/ by mechanical means including disposal of material within 50 metres lead as per direction of Engineer - in - charge. | item no.89 | [52 empty] | 1.89 | Demolishing cement concrete manually/ by mechanical means including disposal of material within 50 metres lead as per direction of Engineer - in - charge. | item no.89
1.9 | Nominal concrete 1:3:6 or richer mix (i/c equivalent design mix) | item no.90 | 1.09 | cum | 1759.84 |  |  | Excess(+) | 1 | Full Conversion | INR | [40 empty] | 1918 | 1918 | INR One Thousand Nine Hundred & Eighteen Only | 1.9 | Nominal concrete 1:3:6 or richer mix (i/c equivalent design mix) | item no.90 | 1.09 | cum
1.91 | Nominal concrete 1:4:8 or leaner mix (i/c equivalent design mix) | item no.91 | 13.23 | cum | 1086.89 |  |  | Excess(+) | 1 | Full Conversion | INR | [40 empty] | 14380 | 14380 | INR Fourteen Thousand Three Hundred & Eighty Only | 1.91 | Nominal concrete 1:4:8 or leaner mix (i/c equivalent design mix) | item no.91 | 13.23 | cum
1.92 | Demolishing R.C.C. work manually/ by mechanical means including stacking of steel bars and disposal of unserviceable material within 50 metres lead as per direction of Engineer - in- charge. | item no.92 | 3.75 | cum | 2567.38 |  |  | Excess(+) | 1 | Full Conversion | INR | [40 empty] | 9628 | 9628 | INR Nine Thousand Six Hundred & Twenty Eight Only | 1.92 | Demolishing R.C.C. work manually/ by mechanical means including stacking of steel bars and disposal of unserviceable material within 50 metres lead as per direction of Engineer - in- charge. | item no.92 | 3.75 | cum
1.93 | Disposal of building rubbish / malba / similar unserviceable, dismantled or waste materials by mechanical means, including loading, transporting, unloading to approved municipal dumping ground or as approved by Engineer-in-charge, beyond 50 m initial lead, for all leads including all lifts involved. | item no.93 | 20 | cum | 192.32 |  |  | Excess(+) | 1 | Full Conversion | INR | [40 empty] | 3846 | 3846 | INR Three Thousand Eight Hundred & Forty Six Only | 1.93 | Disposal of building rubbish / malba / similar unserviceable, dismantled or waste materials by mechanical means, including loading, transporting, unloading to approved municipal dumping ground or as approved by Engineer-in-charge, beyond 50 m initial lead, for all leads including all lifts involved. | item no.93 | 20 | cum
1.94 | WATER PROOFING | item no.94 | [52 empty] | 1.94 | WATER PROOFING | item no.94
1.95 | Providing and laying water proofing treatment in sunken portion of WCs, bathroom etc., by applying cement slurry mixed with water proofing cement compound consisting of applying : (a) First layer of slurry of cement @ 0.488 kg/sqm mixed with water proofing cement compound @ 0.253 kg/ sqm. This layer will be allowed to air cure for 4 hours. (b) Second layer of slurry of cement @ 0.242 kg/sqm mixed with water proofing cement compound @ 0.126 kg/sqm. This layer will be allowed to air cure for 4 hours followed with water curing for 48 hours. The rate includes preparation of surface, treatment and sealing of all joints, corners, junctions of pipes and masonry with polymer mixed slurry. | item no.95 | 27.5 | sqm | 452.95 |  |  | Excess(+) | 1 | Full Conversion | INR | [40 empty] | 12456 | 12456 | INR Twelve Thousand Four Hundred & Fifty Six Only | 1.95 | Providing and laying water proofing treatment in sunken portion of WCs, bathroom etc., by applying cement slurry mixed with water proofing cement compound consisting of applying : (a) First layer of slurry of cement @ 0.488 kg/sqm mixed with water proofing cement compound @ 0.253 kg/ sqm. This layer will be allowed to air cure for 4 hours. (b) Second layer of slurry of cement @ 0.242 kg/sqm mixed with water proofing cement compound @ 0.126 kg/sqm. This layer will be allowed to air cure for 4 hours followed with water curing for 48 hours. The rate includes preparation of surface, treatment and sealing of all joints, corners, junctions of pipes and masonry with polymer mixed slurry. | item no.95 | 27.5 | sqm
1.96 | Grading roof for water proofing treatment with | item no.96 | [52 empty] | 1.96 | Grading roof for water proofing treatment with | item no.96
1.97 | Cement mortar 1:3 (1 cement : 3 coarse sand) | item no.97 | 1.1 | cum | 12517.09 |  |  | Excess(+) | 1 | Full Conversion | INR | [40 empty] | 13769 | 13769 | INR Thirteen Thousand Seven Hundred & Sixty Nine Only | 1.97 | Cement mortar 1:3 (1 cement : 3 coarse sand) | item no.97 | 1.1 | cum
1.98 | Wiring for light point/ fan point/ exhaust fan point/ call bell point with 1.5 sq.mm FRLS PVC insulated copper conductor single core cable in surface / recessed steel conduit, with modular switch, modular plate, suitable Gl box and earthing the point with 1.5 sq.mm FRLS PVC insulated copper conductor single core cable etc. as required. | item no.98 | [52 empty] | 1.98 | Wiring for light point/ fan point/ exhaust fan point/ call bell point with 1.5 sq.mm FRLS PVC insulated copper conductor single core cable in surface / recessed steel conduit, with modular switch, modular plate, suitable Gl box and earthing the point with 1.5 sq.mm FRLS PVC insulated copper conductor single core cable etc. as required. | item no.98
1.99 | Group C | item no.99 | 8 | Point | 1617.71 |  |  | Excess(+) | 1 | Full Conversion | INR | [40 empty] | 12942 | 12942 | INR Twelve Thousand Nine Hundred & Forty Two Only | 1.99 | Group C | item no.99 | 8 | Point
2 | Supplying and drawing following sizes of FRLS PVC insulated copper conductor, single core cable in the existing surface/ recessed steel/ PVC conduit as required. | item no.100 | [52 empty] | 2 | Supplying and drawing following sizes of FRLS PVC insulated copper conductor, single core cable in the existing surface/ recessed steel/ PVC conduit as required. | item no.100
2.01 | 3 x 1.5 sq. mm | item no.101 | 10 | Metre | 83.3 |  |  | Excess(+) | 1 | Full Conversion | INR | [40 empty] | 833 | 833 | INR Eight Hundred & Thirty Three Only | 2.01 | 3 x 1.5 sq. mm | item no.101 | 10 | Metre
2.02 | 3 x 4 sq. mm | item no.102 | 70 | Metre | 180.62 |  |  | Excess(+) | 1 | Full Conversion | INR | [40 empty] | 12643 | 12643 | INR Twelve Thousand Six Hundred & Forty Three Only | 2.02 | 3 x 4 sq. mm | item no.102 | 70 | Metre
2.03 | 4 x 10 sq.mm. | item no.103 | 120 | Meter | 602.37 |  |  | Excess(+) | 1 | Full Conversion | INR | [40 empty] | 72284 | 72284 | INR Seventy Two Thousand Two Hundred & Eighty Four Only | 2.03 | 4 x 10 sq.mm. | item no.103 | 120 | Meter
2.04 | 4 x 16 sq.mm. | item no.104 | 240 | Meter | 920.65 |  |  | Excess(+) | 1 | Full Conversion | INR | [40 empty] | 220956 | 220956 | INR Two Lakh Twenty Thousand Nine Hundred & Fifty Six Only | 2.04 | 4 x 16 sq.mm. | item no.104 | 240 | Meter
2.05 | 4 x 25 sq.mm. | item no.105 | 150 | Meter | 1435.33 |  |  | Excess(+) | 1 | Full Conversion | INR | [40 empty] | 215300 | 215300 | INR Two Lakh Fifteen Thousand Three Hundred Only | 2.05 | 4 x 25 sq.mm. | item no.105 | 150 | Meter
2.06 | Supply and fixing of 32 x 20 mm DLP mini- trunking white-system with independent cover etc. as required complete. | item no.106 | 25 | Meter | 219.2 |  |  | Excess(+) | 1 | Full Conversion | INR | [40 empty] | 5480 | 5480 | INR Five Thousand Four Hundred & Eighty Only | 2.06 | Supply and fixing of 32 x 20 mm DLP mini- trunking white-system with independent cover etc. as required complete. | item no.106 | 25 | Meter
2.07 | Supply and fixing of following accessories suitable for 32 mm x 20 mm size plastic trunking white system. | item no.107 | [52 empty] | 2.07 | Supply and fixing of following accessories suitable for 32 mm x 20 mm size plastic trunking white system. | item no.107
2.08 | End cap | item no.108 | 2 | Nos. | 143.8 |  |  | Excess(+) | 1 | Full Conversion | INR | [40 empty] | 288 | 288 | INR Two Hundred & Eighty Eight Only | 2.08 | End cap | item no.108 | 2 | Nos.
2.09 | internal / external angle | item no.109 | 4 | Nos. | 138.54 |  |  | Excess(+) | 1 | Full Conversion | INR | [40 empty] | 554 | 554 | INR Five Hundred & Fifty Four Only | 2.09 | internal / external angle | item no.109 | 4 | Nos.
2.1 | changeable flat angle | item no.110 | 2 | Nos. | 117.49 |  |  | Excess(+) | 1 | Full Conversion | INR | [40 empty] | 235 | 235 | INR Two Hundred & Thirty Five Only | 2.1 | changeable flat angle | item no.110 | 2 | Nos.
2.11 | flat junction | item no.111 | 1 | Nos. | 136.78 |  |  | Excess(+) | 1 | Full Conversion | INR | [40 empty] | 137 | 137 | INR One Hundred & Thirty Seven Only | 2.11 | flat junction | item no.111 | 1 | Nos.
2.12 | Supplying of one no. following size PVC insulated, XLPE steel armoured aluminium conductor power cable of grade 1.1 kV as required complete in following manners. | item no.112 | [52 empty] | 2.12 | Supplying of one no. following size PVC insulated, XLPE steel armoured aluminium conductor power cable of grade 1.1 kV as required complete in following manners. | item no.112
2.13 | 4 X 16 Sqmm | item no.113 | 35 | Mtr. | 145.55 |  |  | Excess(+) | 1 | Full Conversion | INR | [40 empty] | 5094 | 5094 | INR Five Thousand &Ninety Four Only | 2.13 | 4 X 16 Sqmm | item no.113 | 35 | Mtr.
2.14 | 3½ X 25 sq. mm | item no.114 | 40 | Mtr. | 177.12 |  |  | Excess(+) | 1 | Full Conversion | INR | [40 empty] | 7085 | 7085 | INR Seven Thousand &Eighty Five Only | 2.14 | 3½ X 25 sq. mm | item no.114 | 40 | Mtr.
2.15 | 3½ X 50 sq. mm | item no.115 | 35 | Mtr. | 288.47 |  |  | Excess(+) | 1 | Full Conversion | INR | [40 empty] | 10096 | 10096 | INR Ten Thousand &Ninety Six Only | 2.15 | 3½ X 50 sq. mm | item no.115 | 35 | Mtr.
2.16 | 3½ X 95 sq. mm | item no.116 | 25 | Mtr. | 488.38 |  |  | Excess(+) | 1 | Full Conversion | INR | [40 empty] | 12210 | 12210 | INR Twelve Thousand Two Hundred & Ten Only | 2.16 | 3½ X 95 sq. mm | item no.116 | 25 | Mtr.
2.17 | 3½ X 150 sq. mm | item no.117 | 45 | Mtr. | 704.95 |  |  | Excess(+) | 1 | Full Conversion | INR | [40 empty] | 31723 | 31723 | INR Thirty One Thousand Seven Hundred & Twenty Three Only | 2.17 | 3½ X 150 sq. mm | item no.117 | 45 | Mtr.
2.18 | 3½ X 185 sq. mm | item no.118 | 25 | Mtr. | 904.87 |  |  | Excess(+) | 1 | Full Conversion | INR | [40 empty] | 22622 | 22622 | INR Twenty Two Thousand Six Hundred & Twenty Two Only | 2.18 | 3½ X 185 sq. mm | item no.118 | 25 | Mtr.
2.19 | 3½ X 400 sq. mm | item no.119 | 175 | Mtr. | 1796.58 |  |  | Excess(+) | 1 | Full Conversion | INR | [40 empty] | 314402 | 314402 | INR Three Lakh Fourteen Thousand Four Hundred & Two Only | 2.19 | 3½ X 400 sq. mm | item no.119 | 175 | Mtr.
2.2 | Supplying and installing of following size of hot dip GI ladder type cable tray, joined with connectors, suspended from the ceiling with G.I. suspenders including bolts & nuts, painting suspenders etc as required complete. | item no.120 | [52 empty] | 2.2 | Supplying and installing of following size of hot dip GI ladder type cable tray, joined with connectors, suspended from the ceiling with G.I. suspenders including bolts & nuts, painting suspenders etc as required complete. | item no.120
2.21 | 300 mm width X 100 mm depth X 2.0 mm thickness | item no.121 | 100 | Meter | 1327.49 |  |  | Excess(+) | 1 | Full Conversion | INR | [40 empty] | 132749 | 132749 | INR One Lakh Thirty Two Thousand Seven Hundred & Forty Nine Only | 2.21 | 300 mm width X 100 mm depth X 2.0 mm thickness | item no.121 | 100 | Meter
2.22 | 600 mm width X 100 mm depth X 2.0 mm thickness | item no.122 | 25 | Meter | 1555.45 |  |  | Excess(+) | 1 | Full Conversion | INR | [40 empty] | 38886 | 38886 | INR Thirty Eight Thousand Eight Hundred & Eighty Six Only | 2.22 | 600 mm width X 100 mm depth X 2.0 mm thickness | item no.122 | 25 | Meter
2.23 | Supplying & fixing Connecting , testing & commisning, of cubical type LT panel suitable for 440V, 3 Phase, 4 wire 50 Hz AC supply system fabricated in compartmentalized ( preferable) design from CRCA sheet steel of 2 mm thick for frame work and covers. 3 mm thick gland plate i/c cleaning & finishing complete with 7 tank process for powder coating in apptoved shade, having suitable capacity extensible type FP Aluminium alloy Bus bars of high conductivity. DMC.SMC bus bar supports. botton base chanel of MS section not less than 100mm x 50m X 5mm thick, fabrication shall be done in transportable sections, entire panel shall have a common earth bar of suitable size at the rear with 2 Nos earth solid connections from main bus bar to switch gears with required 1.5 sqmm zero halogen fire retardant low smoke insulated copper conductor S/c cable, cable alleys, cable gland plate in two half.make in Milestones. as equivalant etc. | item no.123 | [52 empty] | 2.23 | Supplying & fixing Connecting , testing & commisning, of cubical type LT panel suitable for 440V, 3 Phase, 4 wire 50 Hz AC supply system fabricated in compartmentalized ( preferable) design from CRCA sheet steel of 2 mm thick for frame work and covers. 3 mm thick gland plate i/c cleaning & finishing complete with 7 tank process for powder coating in apptoved shade, having suitable capacity extensible type FP Aluminium alloy Bus bars of high conductivity. DMC.SMC bus bar supports. botton base chanel of MS section not less than 100mm x 50m X 5mm thick, fabrication shall be done in transportable sections, entire panel shall have a common earth bar of suitable size at the rear with 2 Nos earth solid connections from main bus bar to switch gears with required 1.5 sqmm zero halogen fire retardant low smoke insulated copper conductor S/c cable, cable alleys, cable gland plate in two half.make in Milestones. as equivalant etc. | item no.123
2.24 | Incomer | item no.124 | [52 empty] | 2.24 | Incomer | item no.124
2.25 | 800A, FP, 36kA, MCCB with microprocessor based O/C,S/C & E/F protection with rotary handle. And should have suitable arrangements for connecting 2 Nos 3 1/2 C X 400 Sq.mm cables.-2 Nos then 800A 4P change over 1 No. Multifunction meter with V, A, F, PF, kW, kVA, Run hours, kWh (EB and DG), Old energy, site selectable kWh/kVAh parameter. RYB LED indication. | item no.125 | [52 empty] | 2.25 | 800A, FP, 36kA, MCCB with microprocessor based O/C,S/C & E/F protection with rotary handle. And should have suitable arrangements for connecting 2 Nos 3 1/2 C X 400 Sq.mm cables.-2 Nos then 800A 4P change over 1 No. Multifunction meter with V, A, F, PF, kW, kVA, Run hours, kWh (EB and DG), Old energy, site selectable kWh/kVAh parameter. RYB LED indication. | item no.125
2.26 | Out goings | item no.126 | [52 empty] | 2.26 | Out goings | item no.126
2.27 | A- 125 A TP, 35 kA, MCCB with microprocessor based O/C, S/S, Protection with rotary handle.-16 Nos. B- 160 A, TP, 35 kA, MCCB with microprocessor based O/C, S/C protection with rotary handle,-34 Nos. C-250 A, TP, 35 kA, MCCB with microprocessor based O/C, S/C protection with rotary handle,-04 Nos. D-400 A, TP, 35 kA, MCCB with microprocessor based O/C, S/C protection with rotary handle,-02 Nos. | item no.127 | 1 | Nos. | 2708687.42 |  |  | Excess(+) | 1 | Full Conversion | INR | [40 empty] | 2708687 | 2708687 | INR Twenty Seven Lakh Eight Thousand Six Hundred & Eighty Seven Only | 2.27 | A- 125 A TP, 35 kA, MCCB with microprocessor based O/C, S/S, Protection with rotary handle.-16 Nos. B- 160 A, TP, 35 kA, MCCB with microprocessor based O/C, S/C protection with rotary handle,-34 Nos. C-250 A, TP, 35 kA, MCCB with microprocessor based O/C, S/C protection with rotary handle,-04 Nos. D-400 A, TP, 35 kA, MCCB with microprocessor based O/C, S/C protection with rotary handle,-02 Nos. | item no.127 | 1 | Nos.
2.28 | Supplying and fixing following way, single pole and neutral, sheet steel, MCB distribution board, 240 V, on surface/ recess, complete with tinned copper bus bar, neutral bus bar, earth bar, din bar, interconnections, powder painted including earthing etc. as required. (But without MCB/RCCB/lsolator) | item no.128 | [52 empty] | 2.28 | Supplying and fixing following way, single pole and neutral, sheet steel, MCB distribution board, 240 V, on surface/ recess, complete with tinned copper bus bar, neutral bus bar, earth bar, din bar, interconnections, powder painted including earthing etc. as required. (But without MCB/RCCB/lsolator) | item no.128
2.29 | 8 way , Double door | item no.129 | 1 | No. | 2256.03 |  |  | Excess(+) | 1 | Full Conversion | INR | [40 empty] | 2256 | 2256 | INR Two Thousand Two Hundred & Fifty Six Only | 2.29 | 8 way , Double door | item no.129 | 1 | No.
2.3 | Supplying and fixing following rating, 240/415 V, 10 kA, "C" curve, miniature circuit breaker suitable for inductive load of following poles in the existing MCB DB complete with connections, testing and commissioning etc. as required. | item no.130 | [52 empty] | 2.3 | Supplying and fixing following rating, 240/415 V, 10 kA, "C" curve, miniature circuit breaker suitable for inductive load of following poles in the existing MCB DB complete with connections, testing and commissioning etc. as required. | item no.130
2.31 | Single pole 5 A to 32 A | item no.131 | 6 | No. | 224.46 |  |  | Excess(+) | 1 | Full Conversion | INR | [40 empty] | 1347 | 1347 | INR One Thousand Three Hundred & Forty Seven Only | 2.31 | Single pole 5 A to 32 A | item no.131 | 6 | No.
2.32 | Single Pole (40A-63A) | item no.132 | 2 | Nos. | 651.47 |  |  | Excess(+) | 1 | Full Conversion | INR | [40 empty] | 1303 | 1303 | INR One Thousand Three Hundred & Three Only | 2.32 | Single Pole (40A-63A) | item no.132 | 2 | Nos.
2.33 | Double Pole (40A-63A) | item no.133 | 1 | Nos. | 1379.22 |  |  | Excess(+) | 1 | Full Conversion | INR | [40 empty] | 1379 | 1379 | INR One Thousand Three Hundred & Seventy Nine Only | 2.33 | Double Pole (40A-63A) | item no.133 | 1 | Nos.
2.34 | Supply and fixing of following LED light fixture with efficiency >100 lumen/ watt, P.F. >0.95, THD<10%, Electronic driver, LED lamp, reflector, diffuser, MS body/housing holder etc. complete with all fixing accessories and lamp as required complete. | item no.134 | [52 empty] | 2.34 | Supply and fixing of following LED light fixture with efficiency >100 lumen/ watt, P.F. >0.95, THD<10%, Electronic driver, LED lamp, reflector, diffuser, MS body/housing holder etc. complete with all fixing accessories and lamp as required complete. | item no.134
2.35 | 36 watt surface mounting LED light fixture 300 x 1200 mm | item no.135 | 4 | Nos. | 5100.39 |  |  | Excess(+) | 1 | Full Conversion | INR | [40 empty] | 20402 | 20402 | INR Twenty Thousand Four Hundred & Two Only | 2.35 | 36 watt surface mounting LED light fixture 300 x 1200 mm | item no.135 | 4 | Nos.
2.36 | Supply, Installation, Testing and Commissioning of 1200 mm sweep, BEE 5 star rated, ceiling fan with Brush Less Direct Current (BLDC) Motor, class of insulation: B, 3 nos. blades, 30 cm long down rod, 2 nos. canopies, shackle kit, safety rope, copper winding, Power Factor not less than 0.9, Service Value (CM/M/W) minimum 6.00, Air delivery minimum 210 Cum/Min , 350 RPM (tolerance as per IS : 374-2019),THD less than 10%, remote or electronic regulator unit for speed control and all remaining accessories including safety pin, nut bolts, washers, temperature rise=75 degree C (max.), insulation resistance more than 2 mega ohm, suitable for 230 V, 50 Hz, single phase ACSupply, earthing etc. complete as required. | item no.136 | 2 | Nos. | 2393.69 |  |  | Excess(+) | 1 | Full Conversion | INR | [40 empty] | 4787 | 4787 | INR Four Thousand Seven Hundred & Eighty Seven Only | 2.36 | Supply, Installation, Testing and Commissioning of 1200 mm sweep, BEE 5 star rated, ceiling fan with Brush Less Direct Current (BLDC) Motor, class of insulation: B, 3 nos. blades, 30 cm long down rod, 2 nos. canopies, shackle kit, safety rope, copper winding, Power Factor not less than 0.9, Service Value (CM/M/W) minimum 6.00, Air delivery minimum 210 Cum/Min , 350 RPM (tolerance as per IS : 374-2019),THD less than 10%, remote or electronic regulator unit for speed control and all remaining accessories including safety pin, nut bolts, washers, temperature rise=75 degree C (max.), insulation resistance more than 2 mega ohm, suitable for 230 V, 50 Hz, single phase ACSupply, earthing etc. complete as required. | item no.136 | 2 | Nos.
2.37 | Supply, Installation testing and commissioning of following seep, copper wound, 900 RPM, 220 volt AC, 50 Hz exhaust fan in the existing opening etc as required complete. | item no.137 | [52 empty] | 2.37 | Supply, Installation testing and commissioning of following seep, copper wound, 900 RPM, 220 volt AC, 50 Hz exhaust fan in the existing opening etc as required complete. | item no.137
2.38 | 450 mm / 18" sweep | item no.138 | 2 | Nos. | 5775.54 |  |  | Excess(+) | 1 | Full Conversion | INR | [40 empty] | 11551 | 11551 | INR Eleven Thousand Five Hundred & Fifty One Only | 2.38 | 450 mm / 18" sweep | item no.138 | 2 | Nos.
2.39 | Supplying and fixing exhaust fan shutter for following sizes exhaust fan on rag bolts as reqd complete. | item no.139 | [52 empty] | 2.39 | Supplying and fixing exhaust fan shutter for following sizes exhaust fan on rag bolts as reqd complete. | item no.139
2.4 | for 450 mm / 18" sweep | item no.140 | 2 | Nos. | 951.34 |  |  | Excess(+) | 1 | Full Conversion | INR | [40 empty] | 1903 | 1903 | INR One Thousand Nine Hundred & Three Only | 2.4 | for 450 mm / 18" sweep | item no.140 | 2 | Nos.
2.41 | Supplying and fixing following modular switch/ socket on the existing modular plate & switch box including connections but excluding modular plate etc. as required. | item no.141 | [52 empty] | 2.41 | Supplying and fixing following modular switch/ socket on the existing modular plate & switch box including connections but excluding modular plate etc. as required. | item no.141
2.42 | 15/16 A switch | item no.142 | 4 | No. | 136.78 |  |  | Excess(+) | 1 | Full Conversion | INR | [40 empty] | 547 | 547 | INR Five Hundred & Forty Seven Only | 2.42 | 15/16 A switch | item no.142 | 4 | No.
2.43 | 6 pin 15/16 A socket outlet | item no.143 | 4 | No. | 172.73 |  |  | Excess(+) | 1 | Full Conversion | INR | [40 empty] | 691 | 691 | INR Six Hundred & Ninety One Only | 2.43 | 6 pin 15/16 A socket outlet | item no.143 | 4 | No.
2.44 | Supplying and fixing following Modular base & cover plate on existing modular metal boxes etc. as required. | item no.144 | [52 empty] | 2.44 | Supplying and fixing following Modular base & cover plate on existing modular metal boxes etc. as required. | item no.144
2.45 | 6 Module | item no.145 | 2 | No. | 159.58 |  |  | Excess(+) | 1 | Full Conversion | INR | [40 empty] | 319 | 319 | INR Three Hundred & Nineteen Only | 2.45 | 6 Module | item no.145 | 2 | No.
2.46 | Supplying and fixing following size/ modules, plastic box for modular switches in recess etc as required. | item no.146 | [52 empty] | 2.46 | Supplying and fixing following size/ modules, plastic box for modular switches in recess etc as required. | item no.146
2.47 | 6 Module | item no.147 | 2 | Nos. | 360.37 |  |  | Excess(+) | 1 | Full Conversion | INR | [40 empty] | 721 | 721 | INR Seven Hundred & Twenty One Only | 2.47 | 6 Module | item no.147 | 2 | Nos.
2.48 | Lifting removing cable of following size from trench/clamps, making roll & depositing the same in store I/c cartage. | item no.148 | [52 empty] | 2.48 | Lifting removing cable of following size from trench/clamps, making roll & depositing the same in store I/c cartage. | item no.148
2.49 | Up to 35 Sq.mm. | item no.149 | 75 | Meter | 42.96 |  |  | Excess(+) | 1 | Full Conversion | INR | [40 empty] | 3222 | 3222 | INR Three Thousand Two Hundred & Twenty Two Only | 2.49 | Up to 35 Sq.mm. | item no.149 | 75 | Meter
2.5 | above 35 up to 95 Sq.mm. | item no.150 | 75 | Meter | 58.75 |  |  | Excess(+) | 1 | Full Conversion | INR | [40 empty] | 4406 | 4406 | INR Four Thousand Four Hundred & Six Only | 2.5 | above 35 up to 95 Sq.mm. | item no.150 | 75 | Meter
2.51 | above to 95 up to 185 Sq.mm. | item no.151 | 25 | Meter | 75.41 |  |  | Excess(+) | 1 | Full Conversion | INR | [40 empty] | 1885 | 1885 | INR One Thousand Eight Hundred & Eighty Five Only | 2.51 | above to 95 up to 185 Sq.mm. | item no.151 | 25 | Meter
2.52 | above 185 up to 400 Sq.mm | item no.152 | 25 | Meter | 124.51 |  |  | Excess(+) | 1 | Full Conversion | INR | [40 empty] | 3113 | 3113 | INR Three Thousand One Hundred & Thirteen Only | 2.52 | above 185 up to 400 Sq.mm | item no.152 | 25 | Meter
2.53 | S&F, Copper tube / reducer/ lug terminals suitable for following size of conductor. | item no.153 | [52 empty] | 2.53 | S&F, Copper tube / reducer/ lug terminals suitable for following size of conductor. | item no.153
2.54 | 6 /10/16 Sq.mm. | item no.154 | 120 | Nos. | 31.57 |  |  | Excess(+) | 1 | Full Conversion | INR | [40 empty] | 3788 | 3788 | INR Three Thousand Seven Hundred & Eighty Eight Only | 2.54 | 6 /10/16 Sq.mm. | item no.154 | 120 | Nos.
2.55 | 25/35/50 Sq.mm. | item no.155 | 60 | Nos. | 45.59 |  |  | Excess(+) | 1 | Full Conversion | INR | [40 empty] | 2735 | 2735 | INR Two Thousand Seven Hundred & Thirty Five Only | 2.55 | 25/35/50 Sq.mm. | item no.155 | 60 | Nos.
2.56 | Digging trench for taking out cable up to 400 Sq.mm. and refilling , watering ,ramming the same after taking out cable as reqd complete. | item no.156 | 95 | Meter | 161.33 |  |  | Excess(+) | 1 | Full Conversion | INR | [40 empty] | 15326 | 15326 | INR Fifteen Thousand Three Hundred & Twenty Six Only | 2.56 | Digging trench for taking out cable up to 400 Sq.mm. and refilling , watering ,ramming the same after taking out cable as reqd complete. | item no.156 | 95 | Meter
2.57 | Laying and fixing of one number PVC insulated and PVC sheathed / XLPE power cable of 1.1 KV grade of following size on cable tray as required. | item no.157 | [52 empty] | 2.57 | Laying and fixing of one number PVC insulated and PVC sheathed / XLPE power cable of 1.1 KV grade of following size on cable tray as required. | item no.157
2.58 | Upto 35 sq. mm (clamped with 1mm thick saddle) | item no.158 | 150 | Metre | 39.46 |  |  | Excess(+) | 1 | Full Conversion | INR | [40 empty] | 5919 | 5919 | INR Five Thousand Nine Hundred & Nineteen Only | 2.58 | Upto 35 sq. mm (clamped with 1mm thick saddle) | item no.158 | 150 | Metre
2.59 | Above 35 sq. mm and upto 95 sq. mm (clamped with 25x3mm MS flat clamp) | item no.159 | 135 | Metre | 80.67 |  |  | Excess(+) | 1 | Full Conversion | INR | [40 empty] | 10890 | 10890 | INR Ten Thousand Eight Hundred & Ninety Only | 2.59 | Above 35 sq. mm and upto 95 sq. mm (clamped with 25x3mm MS flat clamp) | item no.159 | 135 | Metre
2.6 | Above 95 sq. mm and upto 185 sq. mm (clamped with 25/40x3mm MS flat clamp) | item no.160 | 120 | Metre | 100.83 |  |  | Excess(+) | 1 | Full Conversion | INR | [40 empty] | 12100 | 12100 | INR Twelve Thousand One Hundred Only | 2.6 | Above 95 sq. mm and upto 185 sq. mm (clamped with 25/40x3mm MS flat clamp) | item no.160 | 120 | Metre
2.61 | Above 185 sq. mm and upto 400 sq. mm (clamped with 40x3mm MS flat clamp) | item no.161 | 200 | Metre | 162.21 |  |  | Excess(+) | 1 | Full Conversion | INR | [40 empty] | 32442 | 32442 | INR Thirty Two Thousand Four Hundred & Forty Two Only | 2.61 | Above 185 sq. mm and upto 400 sq. mm (clamped with 40x3mm MS flat clamp) | item no.161 | 200 | Metre
2.62 | Laying of one number PVC insulated and PVC sheathed / XLPE power cable of 1.1 KV grade of following size in the existing RCC/ HUME/ METAL pipe as required. | item no.162 | [52 empty] | 2.62 | Laying of one number PVC insulated and PVC sheathed / XLPE power cable of 1.1 KV grade of following size in the existing RCC/ HUME/ METAL pipe as required. | item no.162
2.63 | Above 185 sq. mm and upto 400 sq. mm | item no.163 | 8 | Metre | 117.49 |  |  | Excess(+) | 1 | Full Conversion | INR | [40 empty] | 940 | 940 | INR Nine Hundred & Forty Only | 2.63 | Above 185 sq. mm and upto 400 sq. mm | item no.163 | 8 | Metre
2.64 | Laying and fixing of one number PVC insulated and PVC sheathed / XLPE power cable of 1.1 KV grade of following size on wall surface as required. | item no.164 | [52 empty] | 2.64 | Laying and fixing of one number PVC insulated and PVC sheathed / XLPE power cable of 1.1 KV grade of following size on wall surface as required. | item no.164
2.65 | Above 185 sq. mm and upto 400 sq. mm (clamped with 40x3mm MS flat clamp) | item no.165 | 10 | Metre | 198.16 |  |  | Excess(+) | 1 | Full Conversion | INR | [40 empty] | 1982 | 1982 | INR One Thousand Nine Hundred & Eighty Two Only | 2.65 | Above 185 sq. mm and upto 400 sq. mm (clamped with 40x3mm MS flat clamp) | item no.165 | 10 | Metre
2.66 | Supplying and making straight through joint with heat shrinkable kit including ferrules and other jointing materials for following size of PVC insulated and PVC sheathed / XLPE aluminium conductor cable of 1.1 KV grade as required. | item no.166 | [52 empty] | 2.66 | Supplying and making straight through joint with heat shrinkable kit including ferrules and other jointing materials for following size of PVC insulated and PVC sheathed / XLPE aluminium conductor cable of 1.1 KV grade as required. | item no.166
2.67 | 3½ X 25 sq. mm | item no.167 | 5 | No. | 2172.73 |  |  | Excess(+) | 1 | Full Conversion | INR | [40 empty] | 10864 | 10864 | INR Ten Thousand Eight Hundred & Sixty Four Only | 2.67 | 3½ X 25 sq. mm | item no.167 | 5 | No.
2.68 | 3½ X 50 sq. mm | item no.168 | 4 | No. | 2172.73 |  |  | Excess(+) | 1 | Full Conversion | INR | [40 empty] | 8691 | 8691 | INR Eight Thousand Six Hundred & Ninety One Only | 2.68 | 3½ X 50 sq. mm | item no.168 | 4 | No.
2.69 | 3½ X 95 sq. mm | item no.169 | 6 | No. | 3083.74 |  |  | Excess(+) | 1 | Full Conversion | INR | [40 empty] | 18502 | 18502 | INR Eighteen Thousand Five Hundred & Two Only | 2.69 | 3½ X 95 sq. mm | item no.169 | 6 | No.
2.7 | 3½ X 150 sq. mm | item no.170 | 4 | No. | 3978.96 |  |  | Excess(+) | 1 | Full Conversion | INR | [40 empty] | 15916 | 15916 | INR Fifteen Thousand Nine Hundred & Sixteen Only | 2.7 | 3½ X 150 sq. mm | item no.170 | 4 | No.
2.71 | 3½X400 sq. mm | item no.171 | 3 | No. | 6984.66 |  |  | Excess(+) | 1 | Full Conversion | INR | [40 empty] | 20954 | 20954 | INR Twenty Thousand Nine Hundred & Fifty Four Only | 2.71 | 3½X400 sq. mm | item no.171 | 3 | No.
2.72 | Supplying and making end termination with brass compression gland and aluminium lugs for following size of PVC insulated and PVC sheathed / XLPE aluminium conductor cable of 1.1 KV grade as required. | item no.172 | [52 empty] | 2.72 | Supplying and making end termination with brass compression gland and aluminium lugs for following size of PVC insulated and PVC sheathed / XLPE aluminium conductor cable of 1.1 KV grade as required. | item no.172
2.73 | 2 X16 sq. mm (22mm) | item no.173 | 4 | No. | 224.46 |  |  | Excess(+) | 1 | Full Conversion | INR | [40 empty] | 898 | 898 | INR Eight Hundred & Ninety Eight Only | 2.73 | 2 X16 sq. mm (22mm) | item no.173 | 4 | No.
2.74 | 3½ X 25 sq. mm (28mm) | item no.174 | 3 | No. | 274.44 |  |  | Excess(+) | 1 | Full Conversion | INR | [40 empty] | 823 | 823 | INR Eight Hundred & Twenty Three Only | 2.74 | 3½ X 25 sq. mm (28mm) | item no.174 | 3 | No.
2.75 | 3½ X 35 sq. mm (32mm) | item no.175 | 4 | No. | 323.54 |  |  | Excess(+) | 1 | Full Conversion | INR | [40 empty] | 1294 | 1294 | INR One Thousand Two Hundred & Ninety Four Only | 2.75 | 3½ X 35 sq. mm (32mm) | item no.175 | 4 | No.
2.76 | 3½ X 50 sq. mm (35mm) | item no.176 | 6 | No. | 362.12 |  |  | Excess(+) | 1 | Full Conversion | INR | [40 empty] | 2173 | 2173 | INR Two Thousand One Hundred & Seventy Three Only | 2.76 | 3½ X 50 sq. mm (35mm) | item no.176 | 6 | No.
2.77 | 3½ X 70 sq. mm (38mm) | item no.177 | 4 | No. | 410.35 |  |  | Excess(+) | 1 | Full Conversion | INR | [40 empty] | 1641 | 1641 | INR One Thousand Six Hundred & Forty One Only | 2.77 | 3½ X 70 sq. mm (38mm) | item no.177 | 4 | No.
2.78 | 3½ X 95 sq. mm (45mm) | item no.178 | 2 | No. | 515.56 |  |  | Excess(+) | 1 | Full Conversion | INR | [40 empty] | 1031 | 1031 | INR One Thousand &Thirty One Only | 2.78 | 3½ X 95 sq. mm (45mm) | item no.178 | 2 | No.
2.79 | 3½ X 400 sq. mm (82mm) | item no.179 | 3 | No. | 1364.31 |  |  | Excess(+) | 1 | Full Conversion | INR | [40 empty] | 4093 | 4093 | INR Four Thousand &Ninety Three Only | 2.79 | 3½ X 400 sq. mm (82mm) | item no.179 | 3 | No.
2.8 | Providing, laying and fixing following dia G.l. pipe (medium class) in ground complete with G.l. fittings including trenching (75 cm deep)and re-filling etc as required | item no.180 | [52 empty] | 2.8 | Providing, laying and fixing following dia G.l. pipe (medium class) in ground complete with G.l. fittings including trenching (75 cm deep)and re-filling etc as required | item no.180
2.81 | 100 mm dia | item no.181 | 8 | Metre | 1583.52 |  |  | Excess(+) | 1 | Full Conversion | INR | [40 empty] | 12668 | 12668 | INR Twelve Thousand Six Hundred & Sixty Eight Only | 2.81 | 100 mm dia | item no.181 | 8 | Metre
2.82 | Supplying and fixing 'C' Channel of size 100 x 50 mm ISMC in cut sizes i/c cutting/ welding including painting in black colour after two under coats of red oxide primer as required complete. | item no.182 | 12 | Metre | 177.99 |  |  | Excess(+) | 1 | Full Conversion | INR | [40 empty] | 2136 | 2136 | INR Two Thousand One Hundred & Thirty Six Only | 2.82 | Supplying and fixing 'C' Channel of size 100 x 50 mm ISMC in cut sizes i/c cutting/ welding including painting in black colour after two under coats of red oxide primer as required complete. | item no.182 | 12 | Metre
2.83 | Supplying and laynig chequered plate in cut pcs of 6mm thick with handle cutting/ welding including painting in black colour after two under coats of red oxide primer as required complete. | item no.183 | 8 | Sq.Mtr | 4172.73 |  |  | Excess(+) | 1 | Full Conversion | INR | [40 empty] | 33382 | 33382 | INR Thirty Three Thousand Three Hundred & Eighty Two Only | 2.83 | Supplying and laynig chequered plate in cut pcs of 6mm thick with handle cutting/ welding including painting in black colour after two under coats of red oxide primer as required complete. | item no.183 | 8 | Sq.Mtr
2.84 | Supplying and laying Insulating mat "Shock safe" in front of electrical panels, ISI marked as required somplete. | item no.184 | [52 empty] | 2.84 | Supplying and laying Insulating mat "Shock safe" in front of electrical panels, ISI marked as required somplete. | item no.184
2.85 | 3.0 mm thick for upto 33.0 kV class C | item no.185 | 5 | Sq.Mtr | 1217.89 |  |  | Excess(+) | 1 | Full Conversion | INR | [40 empty] | 6089 | 6089 | INR Six Thousand &Eighty Nine Only | 2.85 | 3.0 mm thick for upto 33.0 kV class C | item no.185 | 5 | Sq.Mtr
2.86 | Earthing with G.l. earth plate 600 mm X 600 mm X 6 mm thick including accessories, and providing masonry enclosure with cover plate having locking arrangement and watering pipe of 2.7 metre long etc. with charcoal/coke and salt as required. | item no.186 | 2 | Set | 6551.51 |  |  | Excess(+) | 1 | Full Conversion | INR | [40 empty] | 13103 | 13103 | INR Thirteen Thousand One Hundred & Three Only | 2.86 | Earthing with G.l. earth plate 600 mm X 600 mm X 6 mm thick including accessories, and providing masonry enclosure with cover plate having locking arrangement and watering pipe of 2.7 metre long etc. with charcoal/coke and salt as required. | item no.186 | 2 | Set
2.87 | Providing and fixing 25 mm X 5 mm G.l. strip on surface or in recess for connections etc. as required. | item no.187 | 70 | Metre | 213.94 |  |  | Excess(+) | 1 | Full Conversion | INR | [40 empty] | 14976 | 14976 | INR Fourteen Thousand Nine Hundred & Seventy Six Only | 2.87 | Providing and fixing 25 mm X 5 mm G.l. strip on surface or in recess for connections etc. as required. | item no.187 | 70 | Metre
2.88 | Supplying and fixing of following sizes of steel conduit along with accessories in surface/recess including painting in case of surface conduit, or cutting the wall and making good the same in case of recessed conduit as required. | item no.188 | [52 empty] | 2.88 | Supplying and fixing of following sizes of steel conduit along with accessories in surface/recess including painting in case of surface conduit, or cutting the wall and making good the same in case of recessed conduit as required. | item no.188
2.89 | 25 mm | item no.189 | 50 | Metre | 224.46 |  |  | Excess(+) | 1 | Full Conversion | INR | [40 empty] | 11223 | 11223 | INR Eleven Thousand Two Hundred & Twenty Three Only | 2.89 | 25 mm | item no.189 | 50 | Metre
2.9 | 32 mm | item no.190 | 75 | Metre | 285.84 |  |  | Excess(+) | 1 | Full Conversion | INR | [40 empty] | 21438 | 21438 | INR Twenty One Thousand Four Hundred & Thirty Eight Only | 2.9 | 32 mm | item no.190 | 75 | Metre
2.91 | Laying of FRLS / PVC/ Flexiable wire of size upto 25 sqmm in existing steel conduit pipe/GI pipe/ raceway / RCC pipe as complete. (wire will be supplied by dept) | item no.191 | 200 | Meter | 16.66 |  |  | Excess(+) | 1 | Full Conversion | INR | [40 empty] | 3332 | 3332 | INR Three Thousand Three Hundred & Thirty Two Only | 2.91 | Laying of FRLS / PVC/ Flexiable wire of size upto 25 sqmm in existing steel conduit pipe/GI pipe/ raceway / RCC pipe as complete. (wire will be supplied by dept) | item no.191 | 200 | Meter
2.92 | Supplying and fixing four pole 125 amp connector for extension of wire connection complete with connections, testing and commissioning etc. as required.( cat No. TB 4108 Powermat make or equivalent. | item no.192 | 16 | Nos. | 199.91 |  |  | Excess(+) | 1 | Full Conversion | INR | [40 empty] | 3199 | 3199 | INR Three Thousand One Hundred & Ninety Nine Only | 2.92 | Supplying and fixing four pole 125 amp connector for extension of wire connection complete with connections, testing and commissioning etc. as required.( cat No. TB 4108 Powermat make or equivalent. | item no.192 | 16 | Nos.
2.93 | Fabricating, supplying & fixing of box of required size made out of 2mm thick CRCA sheet duly powder coated & openable from top - bottom or front as required & fixing the same complete as required. | item no.193 | 60 | Kg | 227.09 |  |  | Excess(+) | 1 | Full Conversion | INR | [40 empty] | 13625 | 13625 | INR Thirteen Thousand Six Hundred & Twenty Five Only | 2.93 | Fabricating, supplying & fixing of box of required size made out of 2mm thick CRCA sheet duly powder coated & openable from top - bottom or front as required & fixing the same complete as required. | item no.193 | 60 | Kg
2.94 | S & F following size of steel flexible pipe along with the accessories on surface etc as required | item no.194 | [52 empty] | 2.94 | S & F following size of steel flexible pipe along with the accessories on surface etc as required | item no.194
2.95 | 25 mm | item no.195 | 10 | Meter | 70.14 |  |  | Excess(+) | 1 | Full Conversion | INR | [40 empty] | 701 | 701 | INR Seven Hundred & One Only | 2.95 | 25 mm | item no.195 | 10 | Meter
2.96 | 32 mm | item no.196 | 10 | Meter | 82.42 |  |  | Excess(+) | 1 | Full Conversion | INR | [40 empty] | 824 | 824 | INR Eight Hundred & Twenty Four Only | 2.96 | 32 mm | item no.196 | 10 | Meter
2.97 | Supplying and fixing 3 pin, 5 A ceiling rose on the existing junction box/ wooden block including connections etc. as required. | item no.197 | 8 | No. | 76.28 |  |  | Excess(+) | 1 | Full Conversion | INR | [40 empty] | 610 | 610 | INR Six Hundred & Ten Only | 2.97 | Supplying and fixing 3 pin, 5 A ceiling rose on the existing junction box/ wooden block including connections etc. as required. | item no.197 | 8 | No.
Total in Figures | [51 empty] | 4893419 | 4893419 | Forty Eight Lakh Ninety Three Thousand Four Hundred & Nineteen Only
Quoted Rate in Figures |  |  |  | Select | [47 empty] | 0 | 0 | INR Zero Only
Quoted Rate in Words |  | INR Zero Only
Note on K16: gepadmin: 1. If you choose "Full Conversion" then Column BA (AMOUNT) and Column BB (TAXES) BOTH values will be convert based on selected Currency in (Column L). 2. If you choose "Partial Conversion" then Column BA (AMOUNT) only will be converted based on selected currency (Column L) and Column BB (TAXES) value (INR) will be added to the converted values.
Note on K17: gepadmin: 1. If you choose "Full Conversion" then Column BA (AMOUNT) and Column BB (TAXES) BOTH values will be convert based on selected Currency in (Column L). 2. If you choose "Partial Conversion" then Column BA (AMOUNT) only will be converted based on selected currency (Column L) and Column BB (TAXES) value (INR) will be added to the converted values.
Note on K20: gepadmin: 1. If you choose "Full Conversion" then Column BA (AMOUNT) and Column BB (TAXES) BOTH values will be convert based on selected Currency in (Column L). 2. If you choose "Partial Conversion" then Column BA (AMOUNT) only will be converted based on selected currency (Column L) and Column BB (TAXES) value (INR) will be added to the converted values.
Note on K22: gepadmin: 1. If you choose "Full Conversion" then Column BA (AMOUNT) and Column BB (TAXES) BOTH values will be convert based on selected Currency in (Column L). 2. If you choose "Partial Conversion" then Column BA (AMOUNT) only will be converted based on selected currency (Column L) and Column BB (TAXES) value (INR) will be added to the converted values.
Note on K23: gepadmin: 1. If you choose "Full Conversion" then Column BA (AMOUNT) and Column BB (TAXES) BOTH values will be convert based on selected Currency in (Column L). 2. If you choose "Partial Conversion" then Column BA (AMOUNT) only will be converted based on selected currency (Column L) and Column BB (TAXES) value (INR) will be added to the converted values.
Note on K24: gepadmin: 1. If you choose "Full Conversion" then Column BA (AMOUNT) and Column BB (TAXES) BOTH values will be convert based on selected Currency in (Column L). 2. If you choose "Partial Conversion" then Column BA (AMOUNT) only will be converted based on selected currency (Column L) and Column BB (TAXES) value (INR) will be added to the converted values.
Note on K25: gepadmin: 1. If you choose "Full Conversion" then Column BA (AMOUNT) and Column BB (TAXES) BOTH values will be convert based on selected Currency in (Column L). 2. If you choose "Partial Conversion" then Column BA (AMOUNT) only will be converted based on selected currency (Column L) and Column BB (TAXES) value (INR) will be added to the converted values.
Note on K26: gepadmin: 1. If you choose "Full Conversion" then Column BA (AMOUNT) and Column BB (TAXES) BOTH values will be convert based on selected Currency in (Column L). 2. If you choose "Partial Conversion" then Column BA (AMOUNT) only will be converted based on selected currency (Column L) and Column BB (TAXES) value (INR) will be added to the converted values.
Note on K29: gepadmin: 1. If you choose "Full Conversion" then Column BA (AMOUNT) and Column BB (TAXES) BOTH values will be convert based on selected Currency in (Column L). 2. If you choose "Partial Conversion" then Column BA (AMOUNT) only will be converted based on selected currency (Column L) and Column BB (TAXES) value (INR) will be added to the converted values.
Note on K30: gepadmin: 1. If you choose "Full Conversion" then Column BA (AMOUNT) and Column BB (TAXES) BOTH values will be convert based on selected Currency in (Column L). 2. If you choose "Partial Conversion" then Column BA (AMOUNT) only will be converted based on selected currency (Column L) and Column BB (TAXES) value (INR) will be added to the converted values.
Note on K32: gepadmin: 1. If you choose "Full Conversion" then Column BA (AMOUNT) and Column BB (TAXES) BOTH values will be convert based on selected Currency in (Column L). 2. If you choose "Partial Conversion" then Column BA (AMOUNT) only will be converted based on selected currency (Column L) and Column BB (TAXES) value (INR) will be added to the converted values.
Note on K34: gepadmin: 1. If you choose "Full Conversion" then Column BA (AMOUNT) and Column BB (TAXES) BOTH values will be convert based on selected Currency in (Column L). 2. If you choose "Partial Conversion" then Column BA (AMOUNT) only will be converted based on selected currency (Column L) and Column BB (TAXES) value (INR) will be added to the converted values.
Note on K36: gepadmin: 1. If you choose "Full Conversion" then Column BA (AMOUNT) and Column BB (TAXES) BOTH values will be convert based on selected Currency in (Column L). 2. If you choose "Partial Conversion" then Column BA (AMOUNT) only will be converted based on selected currency (Column L) and Column BB (TAXES) value (INR) will be added to the converted values.
Note on K39: gepadmin: 1. If you choose "Full Conversion" then Column BA (AMOUNT) and Column BB (TAXES) BOTH values will be convert based on selected Currency in (Column L). 2. If you choose "Partial Conversion" then Column BA (AMOUNT) only will be converted based on selected currency (Column L) and Column BB (TAXES) value (INR) will be added to the converted values.
Note on K40: gepadmin: 1. If you choose "Full Conversion" then Column BA (AMOUNT) and Column BB (TAXES) BOTH values will be convert based on selected Currency in (Column L). 2. If you choose "Partial Conversion" then Column BA (AMOUNT) only will be converted based on selected currency (Column L) and Column BB (TAXES) value (INR) will be added to the converted values.
Note on K43: gepadmin: 1. If you choose "Full Conversion" then Column BA (AMOUNT) and Column BB (TAXES) BOTH values will be convert based on selected Currency in (Column L). 2. If you choose "Partial Conversion" then Column BA (AMOUNT) only will be converted based on selected currency (Column L) and Column BB (TAXES) value (INR) will be added to the converted values.
Note on K45: gepadmin: 1. If you choose "Full Conversion" then Column BA (AMOUNT) and Column BB (TAXES) BOTH values will be convert based on selected Currency in (Column L). 2. If you choose "Partial Conversion" then Column BA (AMOUNT) only will be converted based on selected currency (Column L) and Column BB (TAXES) value (INR) will be added to the converted values.
Note on K46: gepadmin: 1. If you choose "Full Conversion" then Column BA (AMOUNT) and Column BB (TAXES) BOTH values will be convert based on selected Currency in (Column L). 2. If you choose "Partial Conversion" then Column BA (AMOUNT) only will be converted based on selected currency (Column L) and Column BB (TAXES) value (INR) will be added to the converted values.
Note on K49: gepadmin: 1. If you choose "Full Conversion" then Column BA (AMOUNT) and Column BB (TAXES) BOTH values will be convert based on selected Currency in (Column L). 2. If you choose "Partial Conversion" then Column BA (AMOUNT) only will be converted based on selected currency (Column L) and Column BB (TAXES) value (INR) will be added to the converted values.
Note on K51: gepadmin: 1. If you choose "Full Conversion" then Column BA (AMOUNT) and Column BB (TAXES) BOTH values will be convert based on selected Currency in (Column L). 2. If you choose "Partial Conversion" then Column BA (AMOUNT) only will be converted based on selected currency (Column L) and Column BB (TAXES) value (INR) will be added to the converted values.
Note on K53: gepadmin: 1. If you choose "Full Conversion" then Column BA (AMOUNT) and Column BB (TAXES) BOTH values will be convert based on selected Currency in (Column L). 2. If you choose "Partial Conversion" then Column BA (AMOUNT) only will be converted based on selected currency (Column L) and Column BB (TAXES) value (INR) will be added to the converted values.
Note on K54: gepadmin: 1. If you choose "Full Conversion" then Column BA (AMOUNT) and Column BB (TAXES) BOTH values will be convert based on selected Currency in (Column L). 2. If you choose "Partial Conversion" then Column BA (AMOUNT) only will be converted based on selected currency (Column L) and Column BB (TAXES) value (INR) will be added to the converted values.
Note on K56: gepadmin: 1. If you choose "Full Conversion" then Column BA (AMOUNT) and Column BB (TAXES) BOTH values will be convert based on selected Currency in (Column L). 2. If you choose "Partial Conversion" then Column BA (AMOUNT) only will be converted based on selected currency (Column L) and Column BB (TAXES) value (INR) will be added to the converted values.
Note on K59: gepadmin: 1. If you choose "Full Conversion" then Column BA (AMOUNT) and Column BB (TAXES) BOTH values will be convert based on selected Currency in (Column L). 2. If you choose "Partial Conversion" then Column BA (AMOUNT) only will be converted based on selected currency (Column L) and Column BB (TAXES) value (INR) will be added to the converted values.
Note on K61: gepadmin: 1. If you choose "Full Conversion" then Column BA (AMOUNT) and Column BB (TAXES) BOTH values will be convert based on selected Currency in (Column L). 2. If you choose "Partial Conversion" then Column BA (AMOUNT) only will be converted based on selected currency (Column L) and Column BB (TAXES) value (INR) will be added to the converted values.
Note on K63: gepadmin: 1. If you choose "Full Conversion" then Column BA (AMOUNT) and Column BB (TAXES) BOTH values will be convert based on selected Currency in (Column L). 2. If you choose "Partial Conversion" then Column BA (AMOUNT) only will be converted based on selected currency (Column L) and Column BB (TAXES) value (INR) will be added to the converted values.
Note on K65: gepadmin: 1. If you choose "Full Conversion" then Column BA (AMOUNT) and Column BB (TAXES) BOTH values will be convert based on selected Currency in (Column L). 2. If you choose "Partial Conversion" then Column BA (AMOUNT) only will be converted based on selected currency (Column L) and Column BB (TAXES) value (INR) will be added to the converted values.
Note on K67: gepadmin: 1. If you choose "Full Conversion" then Column BA (AMOUNT) and Column BB (TAXES) BOTH values will be convert based on selected Currency in (Column L). 2. If you choose "Partial Conversion" then Column BA (AMOUNT) only will be converted based on selected currency (Column L) and Column BB (TAXES) value (INR) will be added to the converted values.
Note on K69: gepadmin: 1. If you choose "Full Conversion" then Column BA (AMOUNT) and Column BB (TAXES) BOTH values will be convert based on selected Currency in (Column L). 2. If you choose "Partial Conversion" then Column BA (AMOUNT) only will be converted based on selected currency (Column L) and Column BB (TAXES) value (INR) will be added to the converted values.
Note on K70: gepadmin: 1. If you choose "Full Conversion" then Column BA (AMOUNT) and Column BB (TAXES) BOTH values will be convert based on selected Currency in (Column L). 2. If you choose "Partial Conversion" then Column BA (AMOUNT) only will be converted based on selected currency (Column L) and Column BB (TAXES) value (INR) will be added to the converted values.
Note on K72: gepadmin: 1. If you choose "Full Conversion" then Column BA (AMOUNT) and Column BB (TAXES) BOTH values will be convert based on selected Currency in (Column L). 2. If you choose "Partial Conversion" then Column BA (AMOUNT) only will be converted based on selected currency (Column L) and Column BB (TAXES) value (INR) will be added to the converted values.
Note on K74: gepadmin: 1. If you choose "Full Conversion" then Column BA (AMOUNT) and Column BB (TAXES) BOTH values will be convert based on selected Currency in (Column L). 2. If you choose "Partial Conversion" then Column BA (AMOUNT) only will be converted based on selected currency (Column L) and Column BB (TAXES) value (INR) will be added to the converted values.
Note on K76: gepadmin: 1. If you choose "Full Conversion" then Column BA (AMOUNT) and Column BB (TAXES) BOTH values will be convert based on selected Currency in (Column L). 2. If you choose "Partial Conversion" then Column BA (AMOUNT) only will be converted based on selected currency (Column L) and Column BB (TAXES) value (INR) will be added to the converted values.
Note on K79: gepadmin: 1. If you choose "Full Conversion" then Column BA (AMOUNT) and Column BB (TAXES) BOTH values will be convert based on selected Currency in (Column L). 2. If you choose "Partial Conversion" then Column BA (AMOUNT) only will be converted based on selected currency (Column L) and Column BB (TAXES) value (INR) will be added to the converted values.
Note on K81: gepadmin: 1. If you choose "Full Conversion" then Column BA (AMOUNT) and Column BB (TAXES) BOTH values will be convert based on selected Currency in (Column L). 2. If you choose "Partial Conversion" then Column BA (AMOUNT) only will be converted based on selected currency (Column L) and Column BB (TAXES) value (INR) will be added to the converted values.
Note on K83: gepadmin: 1. If you choose "Full Conversion" then Column BA (AMOUNT) and Column BB (TAXES) BOTH values will be convert based on selected Currency in (Column L). 2. If you choose "Partial Conversion" then Column BA (AMOUNT) only will be converted based on selected currency (Column L) and Column BB (TAXES) value (INR) will be added to the converted values.
Note on K86: gepadmin: 1. If you choose "Full Conversion" then Column BA (AMOUNT) and Column BB (TAXES) BOTH values will be convert based on selected Currency in (Column L). 2. If you choose "Partial Conversion" then Column BA (AMOUNT) only will be converted based on selected currency (Column L) and Column BB (TAXES) value (INR) will be added to the converted values.
Note on K88: gepadmin: 1. If you choose "Full Conversion" then Column BA (AMOUNT) and Column BB (TAXES) BOTH values will be convert based on selected Currency in (Column L). 2. If you choose "Partial Conversion" then Column BA (AMOUNT) only will be converted based on selected currency (Column L) and Column BB (TAXES) value (INR) will be added to the converted values.
Note on K89: gepadmin: 1. If you choose "Full Conversion" then Column BA (AMOUNT) and Column BB (TAXES) BOTH values will be convert based on selected Currency in (Column L). 2. If you choose "Partial Conversion" then Column BA (AMOUNT) only will be converted based on selected currency (Column L) and Column BB (TAXES) value (INR) will be added to the converted values.
Note on K91: gepadmin: 1. If you choose "Full Conversion" then Column BA (AMOUNT) and Column BB (TAXES) BOTH values will be convert based on selected Currency in (Column L). 2. If you choose "Partial Conversion" then Column BA (AMOUNT) only will be converted based on selected currency (Column L) and Column BB (TAXES) value (INR) will be added to the converted values.
Note on K93: gepadmin: 1. If you choose "Full Conversion" then Column BA (AMOUNT) and Column BB (TAXES) BOTH values will be convert based on selected Currency in (Column L). 2. If you choose "Partial Conversion" then Column BA (AMOUNT) only will be converted based on selected currency (Column L) and Column BB (TAXES) value (INR) will be added to the converted values.
Note on K95: gepadmin: 1. If you choose "Full Conversion" then Column BA (AMOUNT) and Column BB (TAXES) BOTH values will be convert based on selected Currency in (Column L). 2. If you choose "Partial Conversion" then Column BA (AMOUNT) only will be converted based on selected currency (Column L) and Column BB (TAXES) value (INR) will be added to the converted values.
Note on K97: gepadmin: 1. If you choose "Full Conversion" then Column BA (AMOUNT) and Column BB (TAXES) BOTH values will be convert based on selected Currency in (Column L). 2. If you choose "Partial Conversion" then Column BA (AMOUNT) only will be converted based on selected currency (Column L) and Column BB (TAXES) value (INR) will be added to the converted values.
Note on K98: gepadmin: 1. If you choose "Full Conversion" then Column BA (AMOUNT) and Column BB (TAXES) BOTH values will be convert based on selected Currency in (Column L). 2. If you choose "Partial Conversion" then Column BA (AMOUNT) only will be converted based on selected currency (Column L) and Column BB (TAXES) value (INR) will be added to the converted values.
Note on K100: gepadmin: 1. If you choose "Full Conversion" then Column BA (AMOUNT) and Column BB (TAXES) BOTH values will be convert based on selected Currency in (Column L). 2. If you choose "Partial Conversion" then Column BA (AMOUNT) only will be converted based on selected currency (Column L) and Column BB (TAXES) value (INR) will be added to the converted values.
Note on K103: gepadmin: 1. If you choose "Full Conversion" then Column BA (AMOUNT) and Column BB (TAXES) BOTH values will be convert based on selected Currency in (Column L). 2. If you choose "Partial Conversion" then Column BA (AMOUNT) only will be converted based on selected currency (Column L) and Column BB (TAXES) value (INR) will be added to the converted values.
Note on K104: gepadmin: 1. If you choose "Full Conversion" then Column BA (AMOUNT) and Column BB (TAXES) BOTH values will be convert based on selected Currency in (Column L). 2. If you choose "Partial Conversion" then Column BA (AMOUNT) only will be converted based on selected currency (Column L) and Column BB (TAXES) value (INR) will be added to the converted values.
Note on K105: gepadmin: 1. If you choose "Full Conversion" then Column BA (AMOUNT) and Column BB (TAXES) BOTH values will be convert based on selected Currency in (Column L). 2. If you choose "Partial Conversion" then Column BA (AMOUNT) only will be converted based on selected currency (Column L) and Column BB (TAXES) value (INR) will be added to the converted values.
Note on K106: gepadmin: 1. If you choose "Full Conversion" then Column BA (AMOUNT) and Column BB (TAXES) BOTH values will be convert based on selected Currency in (Column L). 2. If you choose "Partial Conversion" then Column BA (AMOUNT) only will be converted based on selected currency (Column L) and Column BB (TAXES) value (INR) will be added to the converted values.
Note on K108: gepadmin: 1. If you choose "Full Conversion" then Column BA (AMOUNT) and Column BB (TAXES) BOTH values will be convert based on selected Currency in (Column L). 2. If you choose "Partial Conversion" then Column BA (AMOUNT) only will be converted based on selected currency (Column L) and Column BB (TAXES) value (INR) will be added to the converted values.
Note on K110: gepadmin: 1. If you choose "Full Conversion" then Column BA (AMOUNT) and Column BB (TAXES) BOTH values will be convert based on selected Currency in (Column L). 2. If you choose "Partial Conversion" then Column BA (AMOUNT) only will be converted based on selected currency (Column L) and Column BB (TAXES) value (INR) will be added to the converted values.
Note on K112: gepadmin: 1. If you choose "Full Conversion" then Column BA (AMOUNT) and Column BB (TAXES) BOTH values will be convert based on selected Currency in (Column L). 2. If you choose "Partial Conversion" then Column BA (AMOUNT) only will be converted based on selected currency (Column L) and Column BB (TAXES) value (INR) will be added to the converted values.
Note on K114: gepadmin: 1. If you choose "Full Conversion" then Column BA (AMOUNT) and Column BB (TAXES) BOTH values will be convert based on selected Currency in (Column L). 2. If you choose "Partial Conversion" then Column BA (AMOUNT) only will be converted based on selected currency (Column L) and Column BB (TAXES) value (INR) will be added to the converted values.
Note on K115: gepadmin: 1. If you choose "Full Conversion" then Column BA (AMOUNT) and Column BB (TAXES) BOTH values will be convert based on selected Currency in (Column L). 2. If you choose "Partial Conversion" then Column BA (AMOUNT) only will be converted based on selected currency (Column L) and Column BB (TAXES) value (INR) will be added to the converted values.
Note on K116: gepadmin: 1. If you choose "Full Conversion" then Column BA (AMOUNT) and Column BB (TAXES) BOTH values will be convert based on selected Currency in (Column L). 2. If you choose "Partial Conversion" then Column BA (AMOUNT) only will be converted based on selected currency (Column L) and Column BB (TAXES) value (INR) will be added to the converted values.
Note on K117: gepadmin: 1. If you choose "Full Conversion" then Column BA (AMOUNT) and Column BB (TAXES) BOTH values will be convert based on selected Currency in (Column L). 2. If you choose "Partial Conversion" then Column BA (AMOUNT) only will be converted based on selected currency (Column L) and Column BB (TAXES) value (INR) will be added to the converted values.
Note on K118: gepadmin: 1. If you choose "Full Conversion" then Column BA (AMOUNT) and Column BB (TAXES) BOTH values will be convert based on selected Currency in (Column L). 2. If you choose "Partial Conversion" then Column BA (AMOUNT) only will be converted based on selected currency (Column L) and Column BB (TAXES) value (INR) will be added to the converted values.
Note on K119: gepadmin: 1. If you choose "Full Conversion" then Column BA (AMOUNT) and Column BB (TAXES) BOTH values will be convert based on selected Currency in (Column L). 2. If you choose "Partial Conversion" then Column BA (AMOUNT) only will be converted based on selected currency (Column L) and Column BB (TAXES) value (INR) will be added to the converted values.
Note on K121: gepadmin: 1. If you choose "Full Conversion" then Column BA (AMOUNT) and Column BB (TAXES) BOTH values will be convert based on selected Currency in (Column L). 2. If you choose "Partial Conversion" then Column BA (AMOUNT) only will be converted based on selected currency (Column L) and Column BB (TAXES) value (INR) will be added to the converted values.
Note on K122: gepadmin: 1. If you choose "Full Conversion" then Column BA (AMOUNT) and Column BB (TAXES) BOTH values will be convert based on selected Currency in (Column L). 2. If you choose "Partial Conversion" then Column BA (AMOUNT) only will be converted based on selected currency (Column L) and Column BB (TAXES) value (INR) will be added to the converted values.
Note on K123: gepadmin: 1. If you choose "Full Conversion" then Column BA (AMOUNT) and Column BB (TAXES) BOTH values will be convert based on selected Currency in (Column L). 2. If you choose "Partial Conversion" then Column BA (AMOUNT) only will be converted based on selected currency (Column L) and Column BB (TAXES) value (INR) will be added to the converted values.
Note on K124: gepadmin: 1. If you choose "Full Conversion" then Column BA (AMOUNT) and Column BB (TAXES) BOTH values will be convert based on selected Currency in (Column L). 2. If you choose "Partial Conversion" then Column BA (AMOUNT) only will be converted based on selected currency (Column L) and Column BB (TAXES) value (INR) will be added to the converted values.
Note on K126: gepadmin: 1. If you choose "Full Conversion" then Column BA (AMOUNT) and Column BB (TAXES) BOTH values will be convert based on selected Currency in (Column L). 2. If you choose "Partial Conversion" then Column BA (AMOUNT) only will be converted based on selected currency (Column L) and Column BB (TAXES) value (INR) will be added to the converted values.
Note on K127: gepadmin: 1. If you choose "Full Conversion" then Column BA (AMOUNT) and Column BB (TAXES) BOTH values will be convert based on selected Currency in (Column L). 2. If you choose "Partial Conversion" then Column BA (AMOUNT) only will be converted based on selected currency (Column L) and Column BB (TAXES) value (INR) will be added to the converted values.
Note on K128: gepadmin: 1. If you choose "Full Conversion" then Column BA (AMOUNT) and Column BB (TAXES) BOTH values will be convert based on selected Currency in (Column L). 2. If you choose "Partial Conversion" then Column BA (AMOUNT) only will be converted based on selected currency (Column L) and Column BB (TAXES) value (INR) will be added to the converted values.
Note on K129: gepadmin: 1. If you choose "Full Conversion" then Column BA (AMOUNT) and Column BB (TAXES) BOTH values will be convert based on selected Currency in (Column L). 2. If you choose "Partial Conversion" then Column BA (AMOUNT) only will be converted based on selected currency (Column L) and Column BB (TAXES) value (INR) will be added to the converted values.
Note on K130: gepadmin: 1. If you choose "Full Conversion" then Column BA (AMOUNT) and Column BB (TAXES) BOTH values will be convert based on selected Currency in (Column L). 2. If you choose "Partial Conversion" then Column BA (AMOUNT) only will be converted based on selected currency (Column L) and Column BB (TAXES) value (INR) will be added to the converted values.
Note on K131: gepadmin: 1. If you choose "Full Conversion" then Column BA (AMOUNT) and Column BB (TAXES) BOTH values will be convert based on selected Currency in (Column L). 2. If you choose "Partial Conversion" then Column BA (AMOUNT) only will be converted based on selected currency (Column L) and Column BB (TAXES) value (INR) will be added to the converted values.
Note on K132: gepadmin: 1. If you choose "Full Conversion" then Column BA (AMOUNT) and Column BB (TAXES) BOTH values will be convert based on selected Currency in (Column L). 2. If you choose "Partial Conversion" then Column BA (AMOUNT) only will be converted based on selected currency (Column L) and Column BB (TAXES) value (INR) will be added to the converted values.
Note on K134: gepadmin: 1. If you choose "Full Conversion" then Column BA (AMOUNT) and Column BB (TAXES) BOTH values will be convert based on selected Currency in (Column L). 2. If you choose "Partial Conversion" then Column BA (AMOUNT) only will be converted based on selected currency (Column L) and Column BB (TAXES) value (INR) will be added to the converted values.
Note on K135: gepadmin: 1. If you choose "Full Conversion" then Column BA (AMOUNT) and Column BB (TAXES) BOTH values will be convert based on selected Currency in (Column L). 2. If you choose "Partial Conversion" then Column BA (AMOUNT) only will be converted based on selected currency (Column L) and Column BB (TAXES) value (INR) will be added to the converted values.
Note on K140: gepadmin: 1. If you choose "Full Conversion" then Column BA (AMOUNT) and Column BB (TAXES) BOTH values will be convert based on selected Currency in (Column L). 2. If you choose "Partial Conversion" then Column BA (AMOUNT) only will be converted based on selected currency (Column L) and Column BB (TAXES) value (INR) will be added to the converted values.
Note on K142: gepadmin: 1. If you choose "Full Conversion" then Column BA (AMOUNT) and Column BB (TAXES) BOTH values will be convert based on selected Currency in (Column L). 2. If you choose "Partial Conversion" then Column BA (AMOUNT) only will be converted based on selected currency (Column L) and Column BB (TAXES) value (INR) will be added to the converted values.
Note on K144: gepadmin: 1. If you choose "Full Conversion" then Column BA (AMOUNT) and Column BB (TAXES) BOTH values will be convert based on selected Currency in (Column L). 2. If you choose "Partial Conversion" then Column BA (AMOUNT) only will be converted based on selected currency (Column L) and Column BB (TAXES) value (INR) will be added to the converted values.
Note on K145: gepadmin: 1. If you choose "Full Conversion" then Column BA (AMOUNT) and Column BB (TAXES) BOTH values will be convert based on selected Currency in (Column L). 2. If you choose "Partial Conversion" then Column BA (AMOUNT) only will be converted based on selected currency (Column L) and Column BB (TAXES) value (INR) will be added to the converted values.
Note on K146: gepadmin: 1. If you choose "Full Conversion" then Column BA (AMOUNT) and Column BB (TAXES) BOTH values will be convert based on selected Currency in (Column L). 2. If you choose "Partial Conversion" then Column BA (AMOUNT) only will be converted based on selected currency (Column L) and Column BB (TAXES) value (INR) will be added to the converted values.
Note on K148: gepadmin: 1. If you choose "Full Conversion" then Column BA (AMOUNT) and Column BB (TAXES) BOTH values will be convert based on selected Currency in (Column L). 2. If you choose "Partial Conversion" then Column BA (AMOUNT) only will be converted based on selected currency (Column L) and Column BB (TAXES) value (INR) will be added to the converted values.
Note on K149: gepadmin: 1. If you choose "Full Conversion" then Column BA (AMOUNT) and Column BB (TAXES) BOTH values will be convert based on selected Currency in (Column L). 2. If you choose "Partial Conversion" then Column BA (AMOUNT) only will be converted based on selected currency (Column L) and Column BB (TAXES) value (INR) will be added to the converted values.
Note on K151: gepadmin: 1. If you choose "Full Conversion" then Column BA (AMOUNT) and Column BB (TAXES) BOTH values will be convert based on selected Currency in (Column L). 2. If you choose "Partial Conversion" then Column BA (AMOUNT) only will be converted based on selected currency (Column L) and Column BB (TAXES) value (INR) will be added to the converted values.
Note on K153: gepadmin: 1. If you choose "Full Conversion" then Column BA (AMOUNT) and Column BB (TAXES) BOTH values will be convert based on selected Currency in (Column L). 2. If you choose "Partial Conversion" then Column BA (AMOUNT) only will be converted based on selected currency (Column L) and Column BB (TAXES) value (INR) will be added to the converted values.
Note on K155: gepadmin: 1. If you choose "Full Conversion" then Column BA (AMOUNT) and Column BB (TAXES) BOTH values will be convert based on selected Currency in (Column L). 2. If you choose "Partial Conversion" then Column BA (AMOUNT) only will be converted based on selected currency (Column L) and Column BB (TAXES) value (INR) will be added to the converted values.
Note on K156: gepadmin: 1. If you choose "Full Conversion" then Column BA (AMOUNT) and Column BB (TAXES) BOTH values will be convert based on selected Currency in (Column L). 2. If you choose "Partial Conversion" then Column BA (AMOUNT) only will be converted based on selected currency (Column L) and Column BB (TAXES) value (INR) will be added to the converted values.
Note on K158: gepadmin: 1. If you choose "Full Conversion" then Column BA (AMOUNT) and Column BB (TAXES) BOTH values will be convert based on selected Currency in (Column L). 2. If you choose "Partial Conversion" then Column BA (AMOUNT) only will be converted based on selected currency (Column L) and Column BB (TAXES) value (INR) will be added to the converted values.
Note on K160: gepadmin: 1. If you choose "Full Conversion" then Column BA (AMOUNT) and Column BB (TAXES) BOTH values will be convert based on selected Currency in (Column L). 2. If you choose "Partial Conversion" then Column BA (AMOUNT) only will be converted based on selected currency (Column L) and Column BB (TAXES) value (INR) will be added to the converted values.
Note on K162: gepadmin: 1. If you choose "Full Conversion" then Column BA (AMOUNT) and Column BB (TAXES) BOTH values will be convert based on selected Currency in (Column L). 2. If you choose "Partial Conversion" then Column BA (AMOUNT) only will be converted based on selected currency (Column L) and Column BB (TAXES) value (INR) will be added to the converted values.
Note on K163: gepadmin: 1. If you choose "Full Conversion" then Column BA (AMOUNT) and Column BB (TAXES) BOTH values will be convert based on selected Currency in (Column L). 2. If you choose "Partial Conversion" then Column BA (AMOUNT) only will be converted based on selected currency (Column L) and Column BB (TAXES) value (INR) will be added to the converted values.
Note on K164: gepadmin: 1. If you choose "Full Conversion" then Column BA (AMOUNT) and Column BB (TAXES) BOTH values will be convert based on selected Currency in (Column L). 2. If you choose "Partial Conversion" then Column BA (AMOUNT) only will be converted based on selected currency (Column L) and Column BB (TAXES) value (INR) will be added to the converted values.
Note on K165: gepadmin: 1. If you choose "Full Conversion" then Column BA (AMOUNT) and Column BB (TAXES) BOTH values will be convert based on selected Currency in (Column L). 2. If you choose "Partial Conversion" then Column BA (AMOUNT) only will be converted based on selected currency (Column L) and Column BB (TAXES) value (INR) will be added to the converted values.
Note on K167: gepadmin: 1. If you choose "Full Conversion" then Column BA (AMOUNT) and Column BB (TAXES) BOTH values will be convert based on selected Currency in (Column L). 2. If you choose "Partial Conversion" then Column BA (AMOUNT) only will be converted based on selected currency (Column L) and Column BB (TAXES) value (INR) will be added to the converted values.
Note on K168: gepadmin: 1. If you choose "Full Conversion" then Column BA (AMOUNT) and Column BB (TAXES) BOTH values will be convert based on selected Currency in (Column L). 2. If you choose "Partial Conversion" then Column BA (AMOUNT) only will be converted based on selected currency (Column L) and Column BB (TAXES) value (INR) will be added to the converted values.
Note on K169: gepadmin: 1. If you choose "Full Conversion" then Column BA (AMOUNT) and Column BB (TAXES) BOTH values will be convert based on selected Currency in (Column L). 2. If you choose "Partial Conversion" then Column BA (AMOUNT) only will be converted based on selected currency (Column L) and Column BB (TAXES) value (INR) will be added to the converted values.
Note on K171: gepadmin: 1. If you choose "Full Conversion" then Column BA (AMOUNT) and Column BB (TAXES) BOTH values will be convert based on selected Currency in (Column L). 2. If you choose "Partial Conversion" then Column BA (AMOUNT) only will be converted based on selected currency (Column L) and Column BB (TAXES) value (INR) will be added to the converted values.
Note on K172: gepadmin: 1. If you choose "Full Conversion" then Column BA (AMOUNT) and Column BB (TAXES) BOTH values will be convert based on selected Currency in (Column L). 2. If you choose "Partial Conversion" then Column BA (AMOUNT) only will be converted based on selected currency (Column L) and Column BB (TAXES) value (INR) will be added to the converted values.
Note on K173: gepadmin: 1. If you choose "Full Conversion" then Column BA (AMOUNT) and Column BB (TAXES) BOTH values will be convert based on selected Currency in (Column L). 2. If you choose "Partial Conversion" then Column BA (AMOUNT) only will be converted based on selected currency (Column L) and Column BB (TAXES) value (INR) will be added to the converted values.
Note on K174: gepadmin: 1. If you choose "Full Conversion" then Column BA (AMOUNT) and Column BB (TAXES) BOTH values will be convert based on selected Currency in (Column L). 2. If you choose "Partial Conversion" then Column BA (AMOUNT) only will be converted based on selected currency (Column L) and Column BB (TAXES) value (INR) will be added to the converted values.
Note on K176: gepadmin: 1. If you choose "Full Conversion" then Column BA (AMOUNT) and Column BB (TAXES) BOTH values will be convert based on selected Currency in (Column L). 2. If you choose "Partial Conversion" then Column BA (AMOUNT) only will be converted based on selected currency (Column L) and Column BB (TAXES) value (INR) will be added to the converted values.
Note on K178: gepadmin: 1. If you choose "Full Conversion" then Column BA (AMOUNT) and Column BB (TAXES) BOTH values will be convert based on selected Currency in (Column L). 2. If you choose "Partial Conversion" then Column BA (AMOUNT) only will be converted based on selected currency (Column L) and Column BB (TAXES) value (INR) will be added to the converted values.
Note on K180: gepadmin: 1. If you choose "Full Conversion" then Column BA (AMOUNT) and Column BB (TAXES) BOTH values will be convert based on selected Currency in (Column L). 2. If you choose "Partial Conversion" then Column BA (AMOUNT) only will be converted based on selected currency (Column L) and Column BB (TAXES) value (INR) will be added to the converted values.
Note on K181: gepadmin: 1. If you choose "Full Conversion" then Column BA (AMOUNT) and Column BB (TAXES) BOTH values will be convert based on selected Currency in (Column L). 2. If you choose "Partial Conversion" then Column BA (AMOUNT) only will be converted based on selected currency (Column L) and Column BB (TAXES) value (INR) will be added to the converted values.
Note on K182: gepadmin: 1. If you choose "Full Conversion" then Column BA (AMOUNT) and Column BB (TAXES) BOTH values will be convert based on selected Currency in (Column L). 2. If you choose "Partial Conversion" then Column BA (AMOUNT) only will be converted based on selected currency (Column L) and Column BB (TAXES) value (INR) will be added to the converted values.
Note on K183: gepadmin: 1. If you choose "Full Conversion" then Column BA (AMOUNT) and Column BB (TAXES) BOTH values will be convert based on selected Currency in (Column L). 2. If you choose "Partial Conversion" then Column BA (AMOUNT) only will be converted based on selected currency (Column L) and Column BB (TAXES) value (INR) will be added to the converted values.
Note on K184: gepadmin: 1. If you choose "Full Conversion" then Column BA (AMOUNT) and Column BB (TAXES) BOTH values will be convert based on selected Currency in (Column L). 2. If you choose "Partial Conversion" then Column BA (AMOUNT) only will be converted based on selected currency (Column L) and Column BB (TAXES) value (INR) will be added to the converted values.
Note on K186: gepadmin: 1. If you choose "Full Conversion" then Column BA (AMOUNT) and Column BB (TAXES) BOTH values will be convert based on selected Currency in (Column L). 2. If you choose "Partial Conversion" then Column BA (AMOUNT) only will be converted based on selected currency (Column L) and Column BB (TAXES) value (INR) will be added to the converted values.
Note on K187: gepadmin: 1. If you choose "Full Conversion" then Column BA (AMOUNT) and Column BB (TAXES) BOTH values will be convert based on selected Currency in (Column L). 2. If you choose "Partial Conversion" then Column BA (AMOUNT) only will be converted based on selected currency (Column L) and Column BB (TAXES) value (INR) will be added to the converted values.
Note on K188: gepadmin: 1. If you choose "Full Conversion" then Column BA (AMOUNT) and Column BB (TAXES) BOTH values will be convert based on selected Currency in (Column L). 2. If you choose "Partial Conversion" then Column BA (AMOUNT) only will be converted based on selected currency (Column L) and Column BB (TAXES) value (INR) will be added to the converted values.
Note on K189: gepadmin: 1. If you choose "Full Conversion" then Column BA (AMOUNT) and Column BB (TAXES) BOTH values will be convert based on selected Currency in (Column L). 2. If you choose "Partial Conversion" then Column BA (AMOUNT) only will be converted based on selected currency (Column L) and Column BB (TAXES) value (INR) will be added to the converted values.
Note on K190: gepadmin: 1. If you choose "Full Conversion" then Column BA (AMOUNT) and Column BB (TAXES) BOTH values will be convert based on selected Currency in (Column L). 2. If you choose "Partial Conversion" then Column BA (AMOUNT) only will be converted based on selected currency (Column L) and Column BB (TAXES) value (INR) will be added to the converted values.
Note on K191: gepadmin: 1. If you choose "Full Conversion" then Column BA (AMOUNT) and Column BB (TAXES) BOTH values will be convert based on selected Currency in (Column L). 2. If you choose "Partial Conversion" then Column BA (AMOUNT) only will be converted based on selected currency (Column L) and Column BB (TAXES) value (INR) will be added to the converted values.
Note on K192: gepadmin: 1. If you choose "Full Conversion" then Column BA (AMOUNT) and Column BB (TAXES) BOTH values will be convert based on selected Currency in (Column L). 2. If you choose "Partial Conversion" then Column BA (AMOUNT) only will be converted based on selected currency (Column L) and Column BB (TAXES) value (INR) will be added to the converted values.
Note on K194: gepadmin: 1. If you choose "Full Conversion" then Column BA (AMOUNT) and Column BB (TAXES) BOTH values will be convert based on selected Currency in (Column L). 2. If you choose "Partial Conversion" then Column BA (AMOUNT) only will be converted based on selected currency (Column L) and Column BB (TAXES) value (INR) will be added to the converted values.
Note on K195: gepadmin: 1. If you choose "Full Conversion" then Column BA (AMOUNT) and Column BB (TAXES) BOTH values will be convert based on selected Currency in (Column L). 2. If you choose "Partial Conversion" then Column BA (AMOUNT) only will be converted based on selected currency (Column L) and Column BB (TAXES) value (INR) will be added to the converted values.
Note on K196: gepadmin: 1. If you choose "Full Conversion" then Column BA (AMOUNT) and Column BB (TAXES) BOTH values will be convert based on selected Currency in (Column L). 2. If you choose "Partial Conversion" then Column BA (AMOUNT) only will be converted based on selected currency (Column L) and Column BB (TAXES) value (INR) will be added to the converted values.
Note on K198: gepadmin: 1. If you choose "Full Conversion" then Column BA (AMOUNT) and Column BB (TAXES) BOTH values will be convert based on selected Currency in (Column L). 2. If you choose "Partial Conversion" then Column BA (AMOUNT) only will be converted based on selected currency (Column L) and Column BB (TAXES) value (INR) will be added to the converted values.
Note on K199: gepadmin: 1. If you choose "Full Conversion" then Column BA (AMOUNT) and Column BB (TAXES) BOTH values will be convert based on selected Currency in (Column L). 2. If you choose "Partial Conversion" then Column BA (AMOUNT) only will be converted based on selected currency (Column L) and Column BB (TAXES) value (INR) will be added to the converted values.
Note on K200: gepadmin: 1. If you choose "Full Conversion" then Column BA (AMOUNT) and Column BB (TAXES) BOTH values will be convert based on selected Currency in (Column L). 2. If you choose "Partial Conversion" then Column BA (AMOUNT) only will be converted based on selected currency (Column L) and Column BB (TAXES) value (INR) will be added to the converted values.
Note on K202: gepadmin: 1. If you choose "Full Conversion" then Column BA (AMOUNT) and Column BB (TAXES) BOTH values will be convert based on selected Currency in (Column L). 2. If you choose "Partial Conversion" then Column BA (AMOUNT) only will be converted based on selected currency (Column L) and Column BB (TAXES) value (INR) will be added to the converted values.
Note on K203: gepadmin: 1. If you choose "Full Conversion" then Column BA (AMOUNT) and Column BB (TAXES) BOTH values will be convert based on selected Currency in (Column L). 2. If you choose "Partial Conversion" then Column BA (AMOUNT) only will be converted based on selected currency (Column L) and Column BB (TAXES) value (INR) will be added to the converted values.
Note on K204: gepadmin: 1. If you choose "Full Conversion" then Column BA (AMOUNT) and Column BB (TAXES) BOTH values will be convert based on selected Currency in (Column L). 2. If you choose "Partial Conversion" then Column BA (AMOUNT) only will be converted based on selected currency (Column L) and Column BB (TAXES) value (INR) will be added to the converted values.
Note on K205: gepadmin: 1. If you choose "Full Conversion" then Column BA (AMOUNT) and Column BB (TAXES) BOTH values will be convert based on selected Currency in (Column L). 2. If you choose "Partial Conversion" then Column BA (AMOUNT) only will be converted based on selected currency (Column L) and Column BB (TAXES) value (INR) will be added to the converted values.
Note on K206: gepadmin: 1. If you choose "Full Conversion" then Column BA (AMOUNT) and Column BB (TAXES) BOTH values will be convert based on selected Currency in (Column L). 2. If you choose "Partial Conversion" then Column BA (AMOUNT) only will be converted based on selected currency (Column L) and Column BB (TAXES) value (INR) will be added to the converted values.
Note on K208: gepadmin: 1. If you choose "Full Conversion" then Column BA (AMOUNT) and Column BB (TAXES) BOTH values will be convert based on selected Currency in (Column L). 2. If you choose "Partial Conversion" then Column BA (AMOUNT) only will be converted based on selected currency (Column L) and Column BB (TAXES) value (INR) will be added to the converted values.
Note on K209: gepadmin: 1. If you choose "Full Conversion" then Column BA (AMOUNT) and Column BB (TAXES) BOTH values will be convert based on selected Currency in (Column L). 2. If you choose "Partial Conversion" then Column BA (AMOUNT) only will be converted based on selected currency (Column L) and Column BB (TAXES) value (INR) will be added to the converted values.
Note on K210: gepadmin: 1. If you choose "Full Conversion" then Column BA (AMOUNT) and Column BB (TAXES) BOTH values will be convert based on selected Currency in (Column L). 2. If you choose "Partial Conversion" then Column BA (AMOUNT) only will be converted based on selected currency (Column L) and Column BB (TAXES) value (INR) will be added to the converted values.

## Macros
Please Enable Macros to View BoQ information