## BoQ1 (hidden)
Percentage BoQ
BoQ_Ver3.1 | Percentage | Normal | INR Only | INR
Select, At Par, Excess (+), Less (-) |  | IOCL
Tender Inviting Authority: Superintending Engineer, IWD, IIT, Kanpur
Name of Work: Carrying out minor maintenance work in all boys and girls hostels, visitor hostel, VH extension, HC, New and old RA hostel, New SAC, New sport complex and Director's Residence
Contract No: 01/C/D1/2020-21/04
Name of the Bidder/ Bidding Firm / Company :
PRICE SCHEDULE (This BOQ template must not be modified/replaced by the bidder and the same should be uploaded after filling the relevant columns, else the bidder is liable to be rejected for this tender. Bidders are allowed to enter the Bidder Name and Values only )
NUMBER # | TEXT # | TEXT # | NUMBER # | TEXT # | NUMBER | NUMBER | TEXT | TEXT # | NUMBER # | TEXT# | TEXT # | NUMBER # | NUMBER | NUMBER | NUMBER | NUMBER | TEXT | TEXT | NUMBER | NUMBER | NUMBER | NUMBER | TEXT | TEXT | NUMBER | NUMBER | NUMBER | NUMBER | TEXT | TEXT | NUMBER | NUMBER | NUMBER | NUMBER | TEXT | TEXT | NUMBER | NUMBER | NUMBER | NUMBER | TEXT | TEXT | NUMBER | NUMBER | NUMBER # | NUMBER # | TEXT | TEXT | NUMBER # | NUMBER # | DATE | NUMBER # | NUMBER # | TEXT #
Sl. No. | Item Description | Item Code / Make | Quantity | Units | Estimated Rate in Rs. P |  |  | Addition / Deduction | Addition / Deduction Values | Currency Convertion against each Item | Quoted Currency in INR / Other Currency | BASIC RATE In Figures To be entered by the Bidder Rs. P | Excise Duty | VAT | Freight Charges ( Unloading & Stacking) | Any Other Taxes/Duties/Levies |  |  | Other Taxes 2 | IIIrd Party i.e DGS&D / RITES etc Inspection Charges @0.34%+Service Tax | Less for Cenvat Credit,if any respect of Supplies Under full Excise Duty Category | [30 empty] | TOTAL AMOUNT Without Taxes in Rs. P | TOTAL AMOUNT With Taxes | TOTAL AMOUNT In Words
1 | 2 | 3 | 4 | 5 | 6 | 7 | 8 | 9 | 10 | 11 | 12 | 13 | 14 | 15 | 16 | 17 | 18 | 19 | 20 | 21 | 22 | 23 | 24 | 25 | 26 | 27 | 28 | 29 | 30 | 31 | 32 | 33 | 34 | 35 | 36 | 37 | 38 | 39 | 40 | 41 | 42 | 43 | 44 | 45 | 46 | 47 | 48 | 49 | 50 | 51 | 52 | 7 | 54 | 8
1 | EARTH WORK | [53 empty] | 1 | EARTH WORK |  |  | Construction of chamber for 100mm sluices valve | item1 | 10 | 1 Nos
1.01 | Earth work in surface excavation not exceeding 30 cm in depth but exceeding 1.5 m in width as well as 10 sqm on plan including getting out and disposal of excavated earth upto 50 m and lift upto 1.5 m, as directed by Engineer-in- Charge: | [53 empty] | 1.01 | Earth work in surface excavation not exceeding 30 cm in depth but exceeding 1.5 m in width as well as 10 sqm on plan including getting out and disposal of excavated earth upto 50 m and lift upto 1.5 m, as directed by Engineer-in- Charge:
1.02 | All kinds of soil |  | 50 | sqm | 81.2 |  |  | Excess(+) | 1 | Full Conversion | INR | [40 empty] | 4060 | 4060 | INR Four Thousand &Sixty Only | 1.02 | All kinds of soil | 50 | sqm
1.03 | Earth work in excavation by mechanical means (Hydraulic excavator) / manual means in foundation trenches or drains (not exceeding 1.5 m in width or 10 sqm on plan), including dressing of sides and ramming of bottoms, lift upto 1.5 m, including getting out the excavated soil and disposal of surplus excavated soil as directed, within a lead of 50 m. | [53 empty] | 1.03 | Earth work in excavation by mechanical means (Hydraulic excavator) / manual means in foundation trenches or drains (not exceeding 1.5 m in width or 10 sqm on plan), including dressing of sides and ramming of bottoms, lift upto 1.5 m, including getting out the excavated soil and disposal of surplus excavated soil as directed, within a lead of 50 m.
1.04 | All kinds of soil. |  | 20 | cum | 221.2 |  |  | Excess(+) | 1 | Full Conversion | INR | [40 empty] | 4424 | 4424 | INR Four Thousand Four Hundred & Twenty Four Only | 1.04 | All kinds of soil. | 20 | cum
1.05 | Excavating trenches of required width for pipes, cables, etc including excavation for sockets, and dressing of sides, ramming of bottoms, depth upto 1.5 m, including getting out the excavated soil, and then returning the soil as required, in layers not exceeding 20 cm in depth, including consolidating each deposited layer by ramming, watering, etc. and disposing of surplus excavated soil as directed, within a lead of 50 m : | [53 empty] | 1.05 | Excavating trenches of required width for pipes, cables, etc including excavation for sockets, and dressing of sides, ramming of bottoms, depth upto 1.5 m, including getting out the excavated soil, and then returning the soil as required, in layers not exceeding 20 cm in depth, including consolidating each deposited layer by ramming, watering, etc. and disposing of surplus excavated soil as directed, within a lead of 50 m :
1.06 | All kinds of soil | [53 empty] | 1.06 | All kinds of soil
1.07 | Pipes, cables etc. exceeding 80 mm dia. but not exceeding 300 mm dia |  | 30 | metre | 319.3 |  |  | Excess(+) | 1 | Full Conversion | INR | [40 empty] | 9579 | 9579 | INR Nine Thousand Five Hundred & Seventy Nine Only | 1.07 | Pipes, cables etc. exceeding 80 mm dia. but not exceeding 300 mm dia | 30 | metre
1.08 | Filling available excavated earth (excluding rock) in trenches, plinth, sides of foundations etc. in layers not exceeding 20cm in depth, consolidating each deposited layer by ramming and watering, lead up to 50 m and lift upto 1.5 m. |  | 80 | cum | 192.6 |  |  | Excess(+) | 1 | Full Conversion | INR | [40 empty] | 15408 | 15408 | INR Fifteen Thousand Four Hundred & Eight Only | 1.08 | Filling available excavated earth (excluding rock) in trenches, plinth, sides of foundations etc. in layers not exceeding 20cm in depth, consolidating each deposited layer by ramming and watering, lead up to 50 m and lift upto 1.5 m. | 80 | cum
1.09 | Excavating, supplying and filling of local earth (including royalty) by mechanical transport upto a lead of 5km also including ramming and watering of the earth in layers not exceeding 20 cm in trenches, plinth, sides of foundation etc. complete. |  | 20 | cum | 284 |  |  | Excess(+) | 1 | Full Conversion | INR | [40 empty] | 5680 | 5680 | INR Five Thousand Six Hundred & Eighty Only | 1.09 | Excavating, supplying and filling of local earth (including royalty) by mechanical transport upto a lead of 5km also including ramming and watering of the earth in layers not exceeding 20 cm in trenches, plinth, sides of foundation etc. complete. | 20 | cum
1.1 | Supplying and filling in plinth with sand under floors, including watering, ramming, consolidating and dressing complete. |  | 5 | cum | 1712.5 |  |  | Excess(+) | 1 | Full Conversion | INR | [40 empty] | 8562.5 | 8562.5 | INR Eight Thousand Five Hundred & Sixty Two and Paise Fifty Only | 1.1 | Supplying and filling in plinth with sand under floors, including watering, ramming, consolidating and dressing complete. | 5 | cum
1.11 | Surface dressing of the ground including removing vegetation and in-equalities not exceeding 15 cm deep and disposal of rubbish, lead up to 50 m and lift up to 1.5 m. | [53 empty] | 1.11 | Surface dressing of the ground including removing vegetation and in-equalities not exceeding 15 cm deep and disposal of rubbish, lead up to 50 m and lift up to 1.5 m.
1.12 | All kinds of soil |  | 125 | sqm | 21.4 |  |  | Excess(+) | 1 | Full Conversion | INR | [40 empty] | 2675 | 2675 | INR Two Thousand Six Hundred & Seventy Five Only | 1.12 | All kinds of soil | 125 | sqm
1.13 | Excavating holes more than 0.10 cum & upto 0.5 cum including getting out the excavated soil, then returning the soil as required in layers not exceeding 20cm in depth, including consolidating each deposited layer by ramming, watering etc, disposing of surplus excavated soil, as directed within a lead of 50 m and lift upto 1.5 m. | [53 empty] | 1.13 | Excavating holes more than 0.10 cum & upto 0.5 cum including getting out the excavated soil, then returning the soil as required in layers not exceeding 20cm in depth, including consolidating each deposited layer by ramming, watering etc, disposing of surplus excavated soil, as directed within a lead of 50 m and lift upto 1.5 m.
1.14 | All kinds of soil |  | 40 | each | 69.5 |  |  | Excess(+) | 1 | Full Conversion | INR | [40 empty] | 2780 | 2780 | INR Two Thousand Seven Hundred & Eighty Only | 1.14 | All kinds of soil | 40 | each
2 | CONCRETE WORK | [53 empty] | 2 | CONCRETE WORK
2.01 | Providing and laying in position cement concrete of specified grade excluding the cost of centering and shuttering - All work up to plinth level : | [53 empty] | 2.01 | Providing and laying in position cement concrete of specified grade excluding the cost of centering and shuttering - All work up to plinth level :
2.02 | 1:2:4 (1 cement : 2 coarse sand (zone-III) derived from natural sources: 4 graded stone aggregate 20 mm nominal size derived from natural sources). |  | 3 | cum | 5952.3 |  |  | Excess(+) | 1 | Full Conversion | INR | [40 empty] | 17856.9 | 17856.9 | INR Seventeen Thousand Eight Hundred & Fifty Six and Paise Ninety Only | 2.02 | 1:2:4 (1 cement : 2 coarse sand (zone-III) derived from natural sources: 4 graded stone aggregate 20 mm nominal size derived from natural sources). | 3 | cum
2.03 | 1:3:6 (1 Cement : 3 coarse sand (zone-III) derived from natural sources: 6 graded stone aggregate 20 mm nominal size derived from natural sources). |  | 3 | cum | 5488 |  |  | Excess(+) | 1 | Full Conversion | INR | [40 empty] | 16464 | 16464 | INR Sixteen Thousand Four Hundred & Sixty Four Only | 2.03 | 1:3:6 (1 Cement : 3 coarse sand (zone-III) derived from natural sources: 6 graded stone aggregate 20 mm nominal size derived from natural sources). | 3 | cum
2.04 | Providing and fixing at or near ground level precast cement concrete in kerbs, edgings etc. as per approved pattern and setting in position with cement mortar 1:3 (1 Cement : 3 coarse sand), including the cost of required centering, shuttering complete. | [53 empty] | 2.04 | Providing and fixing at or near ground level precast cement concrete in kerbs, edgings etc. as per approved pattern and setting in position with cement mortar 1:3 (1 Cement : 3 coarse sand), including the cost of required centering, shuttering complete.
2.05 | 1:1½:3 (1 Cement: 1½ coarse sand(zone-III) derived from natural sources: 3 graded stone aggregate 20 mm nominal size derived from natural sources). |  | 1 | cum | 6605.7 |  |  | Excess(+) | 1 | Full Conversion | INR | [40 empty] | 6605.7 | 6605.7 | INR Six Thousand Six Hundred & Five and Paise Seventy Only | 2.05 | 1:1½:3 (1 Cement: 1½ coarse sand(zone-III) derived from natural sources: 3 graded stone aggregate 20 mm nominal size derived from natural sources). | 1 | cum
2.06 | Extra for providing and mixing water proofing material in cement concrete work in doses by weight of cement as per manufacturer's specification. |  | 5 | per 50kg cement | 49.6 |  |  | Excess(+) | 1 | Full Conversion | INR | [40 empty] | 248 | 248 | INR Two Hundred & Forty Eight Only | 2.06 | Extra for providing and mixing water proofing material in cement concrete work in doses by weight of cement as per manufacturer's specification. | 5 | per 50kg cement
2.07 | Providing & applying a coat of residual petroleum bitumen of grade of VG-10 of approved quality using 1.7kg per square metre on damp proof course after cleaning the surface with brushes and finally with apiece of cloth lightly soaked in kerosene oil. |  | 5 | sqm | 96.5 |  |  | Excess(+) | 1 | Full Conversion | INR | [40 empty] | 482.5 | 482.5 | INR Four Hundred & Eighty Two and Paise Fifty Only | 2.07 | Providing & applying a coat of residual petroleum bitumen of grade of VG-10 of approved quality using 1.7kg per square metre on damp proof course after cleaning the surface with brushes and finally with apiece of cloth lightly soaked in kerosene oil. | 5 | sqm
2.08 | Making plinth protection 50mm thick of cement concrete 1:3:6 (1 cement : 3 coarse sand derived from natural sources : 6 graded stone aggregate 20 mm nominal size derived from natural sources) over 75mm thick bed of dry brick ballast 40 mm nominal size, well rammed and consolidated and grouted with fine sand, including necessary excavation, levelling & dressing & finishing the top smooth. |  | 15 | sqm | 538.4 |  |  | Excess(+) | 1 | Full Conversion | INR | [40 empty] | 8076 | 8076 | INR Eight Thousand &Seventy Six Only | 2.08 | Making plinth protection 50mm thick of cement concrete 1:3:6 (1 cement : 3 coarse sand derived from natural sources : 6 graded stone aggregate 20 mm nominal size derived from natural sources) over 75mm thick bed of dry brick ballast 40 mm nominal size, well rammed and consolidated and grouted with fine sand, including necessary excavation, levelling & dressing & finishing the top smooth. | 15 | sqm
3 | REINFORCED CEMENT CONCRETE | [53 empty] | 3 | REINFORCED CEMENT CONCRETE
3.01 | Reinforced cement concrete work in beams, suspended floors, roofs having slope up to 15° landings, balconies, shelves, chajjas, lintels, bands, plain window sills, staircases and spiral stair cases above plinth level up to floor five level, excluding the cost of centering, shuttering, finishing and reinforcement, with 1:1.5:3 (1 cement: 1.5 coarse sand (zone-III)derived from natural sources: 3 graded stone aggregate 20 mm nominal size derived from natural sources). |  | 3 | cum | 8561 |  |  | Excess(+) | 1 | Full Conversion | INR | [40 empty] | 25683 | 25683 | INR Twenty Five Thousand Six Hundred & Eighty Three Only | 3.01 | Reinforced cement concrete work in beams, suspended floors, roofs having slope up to 15° landings, balconies, shelves, chajjas, lintels, bands, plain window sills, staircases and spiral stair cases above plinth level up to floor five level, excluding the cost of centering, shuttering, finishing and reinforcement, with 1:1.5:3 (1 cement: 1.5 coarse sand (zone-III)derived from natural sources: 3 graded stone aggregate 20 mm nominal size derived from natural sources). | 3 | cum
3.02 | Centering and shuttering including strutting, propping etc. and removal of form for | [53 empty] | 3.02 | Centering and shuttering including strutting, propping etc. and removal of form for
3.03 | Walls (any thickness) including attached pilasters, butteresses, plinth and string courses etc. |  | 5 | sqm | 534.2 |  |  | Excess(+) | 1 | Full Conversion | INR | [40 empty] | 2671 | 2671 | INR Two Thousand Six Hundred & Seventy One Only | 3.03 | Walls (any thickness) including attached pilasters, butteresses, plinth and string courses etc. | 5 | sqm
3.04 | Suspended floors, roofs, landings, balconies and access platform |  | 25 | sqm | 607.7 |  |  | Excess(+) | 1 | Full Conversion | INR | [40 empty] | 15192.5 | 15192.5 | INR Fifteen Thousand One Hundred & Ninety Two and Paise Fifty Only | 3.04 | Suspended floors, roofs, landings, balconies and access platform | 25 | sqm
3.05 | Shelves (Cast in situ) |  | 20 | sqm | 607.7 |  |  | Excess(+) | 1 | Full Conversion | INR | [40 empty] | 12154 | 12154 | INR Twelve Thousand One Hundred & Fifty Four Only | 3.05 | Shelves (Cast in situ) | 20 | sqm
3.06 | Lintels, beams, plinth beams, girders, bressumers and cantilevers |  | 20 | sqm | 484 |  |  | Excess(+) | 1 | Full Conversion | INR | [40 empty] | 9680 | 9680 | INR Nine Thousand Six Hundred & Eighty Only | 3.06 | Lintels, beams, plinth beams, girders, bressumers and cantilevers | 20 | sqm
3.07 | Edges of slabs and breaks in floors and walls | [53 empty] | 3.07 | Edges of slabs and breaks in floors and walls
3.08 | Under 20 cm wide |  | 35 | metre | 151.9 |  |  | Excess(+) | 1 | Full Conversion | INR | [40 empty] | 5316.5 | 5316.5 | INR Five Thousand Three Hundred & Sixteen and Paise Fifty Only | 3.08 | Under 20 cm wide | 35 | metre
3.09 | Steel reinforcement for R.C.C. work including straightening, cutting, bending, placing in position and binding all complete upto plinth level. | [53 empty] | 3.09 | Steel reinforcement for R.C.C. work including straightening, cutting, bending, placing in position and binding all complete upto plinth level.
3.1 | Thermo-Mechanically Treated bars of grade Fe-500D or more. |  | 50 | kg | 73.2 |  |  | Excess(+) | 1 | Full Conversion | INR | [40 empty] | 3660 | 3660 | INR Three Thousand Six Hundred & Sixty Only | 3.1 | Thermo-Mechanically Treated bars of grade Fe-500D or more. | 50 | kg
3.11 | Steel reinforcement for R.C.C. work including straightening, cutting, bending, placing in position and binding all complete above plinth level. | [53 empty] | 3.11 | Steel reinforcement for R.C.C. work including straightening, cutting, bending, placing in position and binding all complete above plinth level.
3.12 | Thermo-Mechanically Treated bars of grade Fe-500D or more. |  | 150 | kg | 73.2 |  |  | Excess(+) | 1 | Full Conversion | INR | [40 empty] | 10980 | 10980 | INR Ten Thousand Nine Hundred & Eighty Only | 3.12 | Thermo-Mechanically Treated bars of grade Fe-500D or more. | 150 | kg
3.13 | Providing and fixing sheet covering over expansion joints with iron screws as per design. | [53 empty] | 3.13 | Providing and fixing sheet covering over expansion joints with iron screws as per design.
3.14 | Aluminium fluted strips 3.15 mm thick. | [53 empty] | 3.14 | Aluminium fluted strips 3.15 mm thick.
3.15 | 150 mm wide |  | 15 | metre | 432.6 |  |  | Excess(+) | 1 | Full Conversion | INR | [40 empty] | 6489 | 6489 | INR Six Thousand Four Hundred & Eighty Nine Only | 3.15 | 150 mm wide | 15 | metre
3.16 | Add for plaster drip course/ groove in plastered surface or moulding to R.C.C. projections. |  | 25 | metre | 51.6 |  |  | Excess(+) | 1 | Full Conversion | INR | [40 empty] | 1290 | 1290 | INR One Thousand Two Hundred & Ninety Only | 3.16 | Add for plaster drip course/ groove in plastered surface or moulding to R.C.C. projections. | 25 | metre
4 | MASONRY WORK | [53 empty] | 4 | MASONRY WORK
4.01 | Brick work with common burnt clay F.P.S. (non modular) bricks of class designation 7.5 in foundation and plinth in: | [53 empty] | 4.01 | Brick work with common burnt clay F.P.S. (non modular) bricks of class designation 7.5 in foundation and plinth in:
4.02 | Cement mortar 1:6 (1 cement : 6 coarse sand) |  | 4 | cum | 5398.9 |  |  | Excess(+) | 1 | Full Conversion | INR | [40 empty] | 21595.6 | 21595.6 | INR Twenty One Thousand Five Hundred & Ninety Five and Paise Sixty Only | 4.02 | Cement mortar 1:6 (1 cement : 6 coarse sand) | 4 | cum
4.03 | Brick work with common burnt clay F.P.S. (non modular) bricks of class designation 7.5 in superstructure above plinth level up to floor V level in all shapes and sizes in : | [53 empty] | 4.03 | Brick work with common burnt clay F.P.S. (non modular) bricks of class designation 7.5 in superstructure above plinth level up to floor V level in all shapes and sizes in :
4.04 | Cement mortar 1:6 (1 cement : 6 coarse sand) |  | 3 | cum | 6655.4 |  |  | Excess(+) | 1 | Full Conversion | INR | [40 empty] | 19966.2 | 19966.2 | INR Nineteen Thousand Nine Hundred & Sixty Six and Paise Twenty Only | 4.04 | Cement mortar 1:6 (1 cement : 6 coarse sand) | 3 | cum
4.05 | Brick work 7 cm thick with common burnt clay F.P.S. (non modular) brick of class designation 7.5 in cement mortar 1:3 (1 cement : 3 coarse sand) in superstructure above plinth level and upto floor five level. |  | 5 | sqm | 657.4 |  |  | Excess(+) | 1 | Full Conversion | INR | [40 empty] | 3287 | 3287 | INR Three Thousand Two Hundred & Eighty Seven Only | 4.05 | Brick work 7 cm thick with common burnt clay F.P.S. (non modular) brick of class designation 7.5 in cement mortar 1:3 (1 cement : 3 coarse sand) in superstructure above plinth level and upto floor five level. | 5 | sqm
4.06 | Half brick masonry with common burnt clay F.P.S. (non modular) bricks of class designation 7.5 in superstructure above plinth level up to floor V level. | [53 empty] | 4.06 | Half brick masonry with common burnt clay F.P.S. (non modular) bricks of class designation 7.5 in superstructure above plinth level up to floor V level.
4.07 | Cement mortar 1:4 (1 cement :4 coarse sand) |  | 8 | sqm | 817.3 |  |  | Excess(+) | 1 | Full Conversion | INR | [40 empty] | 6538.4 | 6538.4 | INR Six Thousand Five Hundred & Thirty Eight and Paise Forty Only | 4.07 | Cement mortar 1:4 (1 cement :4 coarse sand) | 8 | sqm
4.08 | Brick work with common burnt clay selected F.P.S. (non modular) bricks of class designation 7.5 in exposed brick work including making horizontal and vertical grooves 10 mm wide 12 mm deep complete in cement mortar 1:6 (1 cement : 6 coarse sand) | [53 empty] | 4.08 | Brick work with common burnt clay selected F.P.S. (non modular) bricks of class designation 7.5 in exposed brick work including making horizontal and vertical grooves 10 mm wide 12 mm deep complete in cement mortar 1:6 (1 cement : 6 coarse sand)
4.09 | Above plinth level upto floor V level |  | 4 | cum | 6867.2 |  |  | Excess(+) | 1 | Full Conversion | INR | [40 empty] | 27468.8 | 27468.8 | INR Twenty Seven Thousand Four Hundred & Sixty Eight and Paise Eighty Only | 4.09 | Above plinth level upto floor V level | 4 | cum
4.1 | Brick edging 7cm wide 11.4 cm deep to plinth protection with common burnt clay F.P.S. (non modular) bricks of class designation 7.5 including grouting with cement mortar 1:4 (1 cement : 4 fine sand). |  | 150 | metre | 45.6 |  |  | Excess(+) | 1 | Full Conversion | INR | [40 empty] | 6840 | 6840 | INR Six Thousand Eight Hundred & Forty Only | 4.1 | Brick edging 7cm wide 11.4 cm deep to plinth protection with common burnt clay F.P.S. (non modular) bricks of class designation 7.5 including grouting with cement mortar 1:4 (1 cement : 4 fine sand). | 150 | metre
5 | CLADDING WORK | [53 empty] | 5 | CLADDING WORK
5.01 | Providing and fixing 18 mm thick gang saw cut, mirror polished, premoulded and prepolished, machine cut for kitchen platforms, vanity counters, window sills, facias and similar locations of required size, approved shade, colour and texture laid over 20 mm thick base cement mortar 1:4 (1 cement : 4 coarse sand), joints treated with white cement, mixed with matching pigment, epoxy touch ups, including rubbing, curing, moulding and polishing to edges to give high gloss finish etc. complete at all levels. | [53 empty] | 5.01 | Providing and fixing 18 mm thick gang saw cut, mirror polished, premoulded and prepolished, machine cut for kitchen platforms, vanity counters, window sills, facias and similar locations of required size, approved shade, colour and texture laid over 20 mm thick base cement mortar 1:4 (1 cement : 4 coarse sand), joints treated with white cement, mixed with matching pigment, epoxy touch ups, including rubbing, curing, moulding and polishing to edges to give high gloss finish etc. complete at all levels.
5.02 | Granite of any colour and shade | [53 empty] | 5.02 | Granite of any colour and shade
5.03 | Area of slab over 0.50 sqm |  | 3 | sqm | 3513.9 |  |  | Excess(+) | 1 | Full Conversion | INR | [40 empty] | 10541.7 | 10541.7 | INR Ten Thousand Five Hundred & Forty One and Paise Seventy Only | 5.03 | Area of slab over 0.50 sqm | 3 | sqm
5.04 | Providing edge moulding to 18 mm thick marble stone counters, Vanities etc., including machine polishing to edge to give high gloss finish etc. complete as per design approved by Engineer-in-Charge. | [53 empty] | 5.04 | Providing edge moulding to 18 mm thick marble stone counters, Vanities etc., including machine polishing to edge to give high gloss finish etc. complete as per design approved by Engineer-in-Charge.
5.05 | Marble work |  | 10 | metre | 193.2 |  |  | Excess(+) | 1 | Full Conversion | INR | [40 empty] | 1932 | 1932 | INR One Thousand Nine Hundred & Thirty Two Only | 5.05 | Marble work | 10 | metre
5.06 | Granite work |  | 10 | metre | 329.9 |  |  | Excess(+) | 1 | Full Conversion | INR | [40 empty] | 3299 | 3299 | INR Three Thousand Two Hundred & Ninety Nine Only | 5.06 | Granite work | 10 | metre
5.07 | Extra for providing opening of required size & shape for wash basin/ kitchen sink in kitchen platform, vanity counter and similar location in marble/ Granite/ stone work, including necessary holes for pillar taps etc. including moulding, rubbing and polishing of cut edges etc. complete. |  | 4 | each | 644.1 |  |  | Excess(+) | 1 | Full Conversion | INR | [40 empty] | 2576.4 | 2576.4 | INR Two Thousand Five Hundred & Seventy Six and Paise Forty Only | 5.07 | Extra for providing opening of required size & shape for wash basin/ kitchen sink in kitchen platform, vanity counter and similar location in marble/ Granite/ stone work, including necessary holes for pillar taps etc. including moulding, rubbing and polishing of cut edges etc. complete. | 4 | each
5.08 | Mirror polishing on marble work/Granite work/stone work where ever required to give high gloss finish complete. |  | 20 | sqm | 322.7 |  |  | Excess(+) | 1 | Full Conversion | INR | [40 empty] | 6454 | 6454 | INR Six Thousand Four Hundred & Fifty Four Only | 5.08 | Mirror polishing on marble work/Granite work/stone work where ever required to give high gloss finish complete. | 20 | sqm
5.09 | Providing and fixing expansion hold fasteners on C.C. /R.C.C./Brick masonry surface backing including drilling necessary holes and the cost of bolt etc complete. | [53 empty] | 5.09 | Providing and fixing expansion hold fasteners on C.C. /R.C.C./Brick masonry surface backing including drilling necessary holes and the cost of bolt etc complete.
5.1 | Wedge expansion type | [53 empty] | 5.1 | Wedge expansion type
5.11 | Fastener with threaded dia 10 mm |  | 12 | each | 29.2 |  |  | Excess(+) | 1 | Full Conversion | INR | [40 empty] | 350.4 | 350.4 | INR Three Hundred & Fifty and Paise Forty Only | 5.11 | Fastener with threaded dia 10 mm | 12 | each
5.12 | Providing and fixing Ist quality ceramic glazed wall tiles conforming to IS: 15622 (thickness to be specified by the manufacturer), of approved make, in all colours, shades except burgundy, bottle green, black of any size as approved by Engineer-in-Charge, in skirting, risers of steps and dados, over 12 mm thick bed of cement mortar 1:3 (1 cement : 3 coarse sand) and jointing with grey cement slurry @ 3.3kg per sqm, including pointing in white cement mixed with pigment of matching shade complete. |  | 20 | sqm | 903.4 |  |  | Excess(+) | 1 | Full Conversion | INR | [40 empty] | 18068 | 18068 | INR Eighteen Thousand &Sixty Eight Only | 5.12 | Providing and fixing Ist quality ceramic glazed wall tiles conforming to IS: 15622 (thickness to be specified by the manufacturer), of approved make, in all colours, shades except burgundy, bottle green, black of any size as approved by Engineer-in-Charge, in skirting, risers of steps and dados, over 12 mm thick bed of cement mortar 1:3 (1 cement : 3 coarse sand) and jointing with grey cement slurry @ 3.3kg per sqm, including pointing in white cement mixed with pigment of matching shade complete. | 20 | sqm
6 | WOOD AND PVC WORK | [53 empty] | 6 | WOOD AND PVC WORK
6.01 | Providing wood work in frames of doors, windows, clerestory windows and other frames, wrought framed and fixed in position with hold fast lugs or with dash fasteners of required dia & length (hold fast lugs or dash fastener shall be paid for separately). | [53 empty] | 6.01 | Providing wood work in frames of doors, windows, clerestory windows and other frames, wrought framed and fixed in position with hold fast lugs or with dash fasteners of required dia & length (hold fast lugs or dash fastener shall be paid for separately).
6.02 | Second class teak wood |  | 0.1 | cum | 114145.6 |  |  | Excess(+) | 1 | Full Conversion | INR | [40 empty] | 11414.56 | 11414.56 | INR Eleven Thousand Four Hundred & Fourteen and Paise Fifty Six Only | 6.02 | Second class teak wood | 0.1 | cum
6.03 | Providing and fixing panelling or panelling and glazing in panelled or panelled and glazed shutters for doors, windows and clerestory windows (Area of opening for panel inserts excluding portion inside grooves or rebates to be measured). Panelling for panelled or panelled and glazed shutters 25 mm to 40 mm thick : | [53 empty] | 6.03 | Providing and fixing panelling or panelling and glazing in panelled or panelled and glazed shutters for doors, windows and clerestory windows (Area of opening for panel inserts excluding portion inside grooves or rebates to be measured). Panelling for panelled or panelled and glazed shutters 25 mm to 40 mm thick :
6.04 | Float glass panes | [53 empty] | 6.04 | Float glass panes
6.05 | 4 mm thick glass pane (weight not less than 10kg/sqm). |  | 5 | sqm | 1571.7 |  |  | Excess(+) | 1 | Full Conversion | INR | [40 empty] | 7858.5 | 7858.5 | INR Seven Thousand Eight Hundred & Fifty Eight and Paise Fifty Only | 6.05 | 4 mm thick glass pane (weight not less than 10kg/sqm). | 5 | sqm
6.06 | Fly proof stainless steel grade 304 wire gauge with 0.5 mm dia. wire and 1.4mm wide aperture with matching wood beading |  | 5 | sqm | 1278.9 |  |  | Excess(+) | 1 | Full Conversion | INR | [40 empty] | 6394.5 | 6394.5 | INR Six Thousand Three Hundred & Ninety Four and Paise Fifty Only | 6.06 | Fly proof stainless steel grade 304 wire gauge with 0.5 mm dia. wire and 1.4mm wide aperture with matching wood beading | 5 | sqm
6.07 | Providing and fixing glazed shutters for doors, windows and clerestory windows using 4 mm thick float glass panes, including ISI marked M.S. pressed butt hinges bright finished of required size with necessary screws. | [53 empty] | 6.07 | Providing and fixing glazed shutters for doors, windows and clerestory windows using 4 mm thick float glass panes, including ISI marked M.S. pressed butt hinges bright finished of required size with necessary screws.
6.08 | Second class teak wood | [53 empty] | 6.08 | Second class teak wood
6.09 | 35 mm thick |  | 3 | sqm | 3817.4 |  |  | Excess(+) | 1 | Full Conversion | INR | [40 empty] | 11452.2 | 11452.2 | INR Eleven Thousand Four Hundred & Fifty Two and Paise Twenty Only | 6.09 | 35 mm thick | 3 | sqm
6.1 | 30 mm thick |  | 3 | sqm | 3473.2 |  |  | Excess(+) | 1 | Full Conversion | INR | [40 empty] | 10419.6 | 10419.6 | INR Ten Thousand Four Hundred & Nineteen and Paise Sixty Only | 6.1 | 30 mm thick | 3 | sqm
6.11 | Extra for providing frosted glass panes 4 mm thick instead of ordinary float glass panes 4 mm thick in doors, windows and clerestory window shutters. (Area of opening for glass panes excluding portion inside rebate shall be measured). |  | 5 | sqm | 187.7 |  |  | Excess(+) | 1 | Full Conversion | INR | [40 empty] | 938.5 | 938.5 | INR Nine Hundred & Thirty Eight and Paise Fifty Only | 6.11 | Extra for providing frosted glass panes 4 mm thick instead of ordinary float glass panes 4 mm thick in doors, windows and clerestory window shutters. (Area of opening for glass panes excluding portion inside rebate shall be measured). | 5 | sqm
6.12 | Deduct for not providing hinges in doors, windows or clerestory window shutters with : | [53 empty] | 6.12 | Deduct for not providing hinges in doors, windows or clerestory window shutters with :
6.13 | Stainless steel butt hinges with stainless steel screws : | [53 empty] | 6.13 | Stainless steel butt hinges with stainless steel screws :
6.14 | For 2nd class teak wood and other class of wood shutters |  | 6 | sqm | 159.2 |  |  | Excess(+) | 1 | Full Conversion | INR | [40 empty] | 955.2 | 955.2 | INR Nine Hundred & Fifty Five and Paise Twenty Only | 6.14 | For 2nd class teak wood and other class of wood shutters | 6 | sqm
6.15 | Providing and fixing ISI marked flush door shutters conforming to IS : 2202 (Part I) non-decorative type, core of block board construction with frame of 1st class hard wood and well matched commercial 3 ply veneering with vertical grains or cross bands and face veneers on both faces of shutters: | [53 empty] | 6.15 | Providing and fixing ISI marked flush door shutters conforming to IS : 2202 (Part I) non-decorative type, core of block board construction with frame of 1st class hard wood and well matched commercial 3 ply veneering with vertical grains or cross bands and face veneers on both faces of shutters:
6.16 | 35 mm thick including ISI marked Stainless Steel butt hinges with necessary screws |  | 8 | sqm | 1654.3 |  |  | Excess(+) | 1 | Full Conversion | INR | [40 empty] | 13234.4 | 13234.4 | INR Thirteen Thousand Two Hundred & Thirty Four and Paise Forty Only | 6.16 | 35 mm thick including ISI marked Stainless Steel butt hinges with necessary screws | 8 | sqm
6.17 | 25 mm thick (for cupboard) including ISI marked nickel plated bright finished M.S. piano hinges with necessary screws |  | 4 | sqm | 1562.8 |  |  | Excess(+) | 1 | Full Conversion | INR | [40 empty] | 6251.2 | 6251.2 | INR Six Thousand Two Hundred & Fifty One and Paise Twenty Only | 6.17 | 25 mm thick (for cupboard) including ISI marked nickel plated bright finished M.S. piano hinges with necessary screws | 4 | sqm
6.18 | Providing and fixing M.S. grills of required pattern in frames of windows etc. with M.S. flats, square or round bars etc. including priming coat with approved steel primer all complete. | [53 empty] | 6.18 | Providing and fixing M.S. grills of required pattern in frames of windows etc. with M.S. flats, square or round bars etc. including priming coat with approved steel primer all complete.
6.19 | Fixed to steel windows by welding |  | 25 | kg | 144.9 |  |  | Excess(+) | 1 | Full Conversion | INR | [40 empty] | 3622.5 | 3622.5 | INR Three Thousand Six Hundred & Twenty Two and Paise Fifty Only | 6.19 | Fixed to steel windows by welding | 25 | kg
6.2 | Providing and fixing hard drawn steel wire fabric 75x25 mm mesh of weight not less than 7.75 Kg per sqm to window frames etc. including 62x19 mm beading of second class teak wood and priming coat with approved steel primer all complete. |  | 5 | sqm | 1269.9 |  |  | Excess(+) | 1 | Full Conversion | INR | [40 empty] | 6349.5 | 6349.5 | INR Six Thousand Three Hundred & Forty Nine and Paise Fifty Only | 6.2 | Providing and fixing hard drawn steel wire fabric 75x25 mm mesh of weight not less than 7.75 Kg per sqm to window frames etc. including 62x19 mm beading of second class teak wood and priming coat with approved steel primer all complete. | 5 | sqm
6.21 | Providing and fixing ISI marked, IS : 1341, M.S. heavy weight butt hinges with necessary screws etc. complete : | [53 empty] | 6.21 | Providing and fixing ISI marked, IS : 1341, M.S. heavy weight butt hinges with necessary screws etc. complete :
6.22 | 125x90x4.00 mm |  | 12 | each | 49.4 |  |  | Excess(+) | 1 | Full Conversion | INR | [40 empty] | 592.8 | 592.8 | INR Five Hundred & Ninety Two and Paise Eighty Only | 6.22 | 125x90x4.00 mm | 12 | each
6.23 | Providing and fixing oxidised M.S. double acting spring hinges with necessary screws etc. complete. | [53 empty] | 6.23 | Providing and fixing oxidised M.S. double acting spring hinges with necessary screws etc. complete.
6.24 | 125 mm |  | 2 | each | 206.6 |  |  | Excess(+) | 1 | Full Conversion | INR | [40 empty] | 413.2 | 413.2 | INR Four Hundred & Thirteen and Paise Twenty Only | 6.24 | 125 mm | 2 | each
6.25 | Providing and fixing ISI marked oxidised M.S. sliding door bolts with nuts and screws etc. complete : | [53 empty] | 6.25 | Providing and fixing ISI marked oxidised M.S. sliding door bolts with nuts and screws etc. complete :
6.26 | 300x16 mm |  | 6 | each | 160.7 |  |  | Excess(+) | 1 | Full Conversion | INR | [40 empty] | 964.2 | 964.2 | INR Nine Hundred & Sixty Four and Paise Twenty Only | 6.26 | 300x16 mm | 6 | each
6.27 | Providing and fixing ISI marked oxidised M.S. tower bolt black finish, (Barrel type) with necessary screws etc. complete : | [53 empty] | 6.27 | Providing and fixing ISI marked oxidised M.S. tower bolt black finish, (Barrel type) with necessary screws etc. complete :
6.28 | 200x10 mm |  | 6 | each | 53.1 |  |  | Excess(+) | 1 | Full Conversion | INR | [40 empty] | 318.6 | 318.6 | INR Three Hundred & Eighteen and Paise Sixty Only | 6.28 | 200x10 mm | 6 | each
6.29 | 150x10 mm |  | 6 | each | 46.1 |  |  | Excess(+) | 1 | Full Conversion | INR | [40 empty] | 276.6 | 276.6 | INR Two Hundred & Seventy Six and Paise Sixty Only | 6.29 | 150x10 mm | 6 | each
6.3 | Providing and fixing ISI marked oxidised M.S. handles conforming to IS:4992 with necessary screws etc. complete : | [53 empty] | 6.3 | Providing and fixing ISI marked oxidised M.S. handles conforming to IS:4992 with necessary screws etc. complete :
6.31 | 125 mm |  | 6 | each | 30.6 |  |  | Excess(+) | 1 | Full Conversion | INR | [40 empty] | 183.6 | 183.6 | INR One Hundred & Eighty Three and Paise Sixty Only | 6.31 | 125 mm | 6 | each
6.32 | 100 mm |  | 6 | each | 24.5 |  |  | Excess(+) | 1 | Full Conversion | INR | [40 empty] | 147 | 147 | INR One Hundred & Forty Seven Only | 6.32 | 100 mm | 6 | each
6.33 | Providing and fixing oxidised M.S. hasp and staple (safety type) conforming to IS : 363 with necessary screws etc. complete : | [53 empty] | 6.33 | Providing and fixing oxidised M.S. hasp and staple (safety type) conforming to IS : 363 with necessary screws etc. complete :
6.34 | 150 mm |  | 12 | each | 25.2 |  |  | Excess(+) | 1 | Full Conversion | INR | [40 empty] | 302.4 | 302.4 | INR Three Hundred & Two and Paise Forty Only | 6.34 | 150 mm | 12 | each
6.35 | Providing and fixing oxidised M.S. casement stays (straight peg type) with necessary screws etc. complete. | [53 empty] | 6.35 | Providing and fixing oxidised M.S. casement stays (straight peg type) with necessary screws etc. complete.
6.36 | 200 mm weighing not less than 120 gms |  | 6 | each | 39.2 |  |  | Excess(+) | 1 | Full Conversion | INR | [40 empty] | 235.2 | 235.2 | INR Two Hundred & Thirty Five and Paise Twenty Only | 6.36 | 200 mm weighing not less than 120 gms | 6 | each
6.37 | Providing and fixing bright finished brass tower bolts (barrel type) with necessary screws etc. complete : | [53 empty] | 6.37 | Providing and fixing bright finished brass tower bolts (barrel type) with necessary screws etc. complete :
6.38 | 250x10 mm |  | 3 | each | 327.6 |  |  | Excess(+) | 1 | Full Conversion | INR | [40 empty] | 982.8 | 982.8 | INR Nine Hundred & Eighty Two and Paise Eighty Only | 6.38 | 250x10 mm | 3 | each
6.39 | 200x10 mm |  | 3 | each | 262.9 |  |  | Excess(+) | 1 | Full Conversion | INR | [40 empty] | 788.7 | 788.7 | INR Seven Hundred & Eighty Eight and Paise Seventy Only | 6.39 | 200x10 mm | 3 | each
6.4 | 150x10 mm |  | 3 | each | 203.1 |  |  | Excess(+) | 1 | Full Conversion | INR | [40 empty] | 609.3 | 609.3 | INR Six Hundred & Nine and Paise Thirty Only | 6.4 | 150x10 mm | 3 | each
6.41 | 100x10 mm |  | 3 | each | 140 |  |  | Excess(+) | 1 | Full Conversion | INR | [40 empty] | 420 | 420 | INR Four Hundred & Twenty Only | 6.41 | 100x10 mm | 3 | each
6.42 | Providing and fixing bright finished brass 100 mm mortice latch and lock with 6 levers and a pair of lever handles of approved quality with necessary screws etc. complete. |  | 2 | each | 625 |  |  | Excess(+) | 1 | Full Conversion | INR | [40 empty] | 1250 | 1250 | INR One Thousand Two Hundred & Fifty Only | 6.42 | Providing and fixing bright finished brass 100 mm mortice latch and lock with 6 levers and a pair of lever handles of approved quality with necessary screws etc. complete. | 2 | each
6.43 | Providing and fixing bright finished brass night latch of approved quality including necessary screws etc. complete. |  | 2 | each | 871.3 |  |  | Excess(+) | 1 | Full Conversion | INR | [40 empty] | 1742.6 | 1742.6 | INR One Thousand Seven Hundred & Forty Two and Paise Sixty Only | 6.43 | Providing and fixing bright finished brass night latch of approved quality including necessary screws etc. complete. | 2 | each
6.44 | Providing and fixing special quality bright finished brass cupboard or ward robe locks with four levers of approved quality including necessary screws etc. complete. | [53 empty] | 6.44 | Providing and fixing special quality bright finished brass cupboard or ward robe locks with four levers of approved quality including necessary screws etc. complete.
6.45 | 40 mm |  | 2 | each | 220.3 |  |  | Excess(+) | 1 | Full Conversion | INR | [40 empty] | 440.6 | 440.6 | INR Four Hundred & Forty and Paise Sixty Only | 6.45 | 40 mm | 2 | each
6.46 | 50 mm |  | 2 | each | 255.4 |  |  | Excess(+) | 1 | Full Conversion | INR | [40 empty] | 510.8 | 510.8 | INR Five Hundred & Ten and Paise Eighty Only | 6.46 | 50 mm | 2 | each
6.47 | Providing and fixing bright finished brass handles with screws etc. complete: | [53 empty] | 6.47 | Providing and fixing bright finished brass handles with screws etc. complete:
6.48 | 125 mm |  | 4 | each | 179.4 |  |  | Excess(+) | 1 | Full Conversion | INR | [40 empty] | 717.6 | 717.6 | INR Seven Hundred & Seventeen and Paise Sixty Only | 6.48 | 125 mm | 4 | each
6.49 | 100 mm |  | 4 | each | 166.1 |  |  | Excess(+) | 1 | Full Conversion | INR | [40 empty] | 664.4 | 664.4 | INR Six Hundred & Sixty Four and Paise Forty Only | 6.49 | 100 mm | 4 | each
6.5 | Providing and fixing bright finished brass hanging type floor door stopper with necessary screws, etc. complete. |  | 4 | each | 93.6 |  |  | Excess(+) | 1 | Full Conversion | INR | [40 empty] | 374.4 | 374.4 | INR Three Hundred & Seventy Four and Paise Forty Only | 6.5 | Providing and fixing bright finished brass hanging type floor door stopper with necessary screws, etc. complete. | 4 | each
6.51 | Providing and fixing aluminium die cast body tubular type universal hydraulic door closer (having brand logo with ISI, IS : 3564, embossed on the body, door weight upto 35 kg and door width upto 700 mm), with necessary accessories and screws etc. complete. |  | 3 | each | 879.9 |  |  | Excess(+) | 1 | Full Conversion | INR | [40 empty] | 2639.7 | 2639.7 | INR Two Thousand Six Hundred & Thirty Nine and Paise Seventy Only | 6.51 | Providing and fixing aluminium die cast body tubular type universal hydraulic door closer (having brand logo with ISI, IS : 3564, embossed on the body, door weight upto 35 kg and door width upto 700 mm), with necessary accessories and screws etc. complete. | 3 | each
6.52 | Providing and fixing bright finished brass hasp and staple (safety type) with necessary screws etc. complete : | [53 empty] | 6.52 | Providing and fixing bright finished brass hasp and staple (safety type) with necessary screws etc. complete :
6.53 | 150 mm |  | 6 | each | 103.6 |  |  | Excess(+) | 1 | Full Conversion | INR | [40 empty] | 621.6 | 621.6 | INR Six Hundred & Twenty One and Paise Sixty Only | 6.53 | 150 mm | 6 | each
6.54 | Providing and fixing aluminium sliding door bolts, ISI marked anodised (anodic coating not less than grade AC 10 as per IS : 1868), transparent or dyed to required colour or shade, with nuts and screws etc. complete : | [53 empty] | 6.54 | Providing and fixing aluminium sliding door bolts, ISI marked anodised (anodic coating not less than grade AC 10 as per IS : 1868), transparent or dyed to required colour or shade, with nuts and screws etc. complete :
6.55 | 300x16 mm |  | 6 | each | 225.5 |  |  | Excess(+) | 1 | Full Conversion | INR | [40 empty] | 1353 | 1353 | INR One Thousand Three Hundred & Fifty Three Only | 6.55 | 300x16 mm | 6 | each
6.56 | 250x16 mm |  | 12 | each | 203.2 |  |  | Excess(+) | 1 | Full Conversion | INR | [40 empty] | 2438.4 | 2438.4 | INR Two Thousand Four Hundred & Thirty Eight and Paise Forty Only | 6.56 | 250x16 mm | 12 | each
6.57 | Providing and fixing aluminium tower bolts, ISI marked, anodised (anodic coating not less than grade AC 10 as per IS : 1868 ) transparent or dyed to required colour or shade, with necessary screws etc. complete : | [53 empty] | 6.57 | Providing and fixing aluminium tower bolts, ISI marked, anodised (anodic coating not less than grade AC 10 as per IS : 1868 ) transparent or dyed to required colour or shade, with necessary screws etc. complete :
6.58 | 300x10 mm |  | 12 | each | 102.4 |  |  | Excess(+) | 1 | Full Conversion | INR | [40 empty] | 1228.8 | 1228.8 | INR One Thousand Two Hundred & Twenty Eight and Paise Eighty Only | 6.58 | 300x10 mm | 12 | each
6.59 | 250x10 mm |  | 12 | each | 90.8 |  |  | Excess(+) | 1 | Full Conversion | INR | [40 empty] | 1089.6 | 1089.6 | INR One Thousand &Eighty Nine and Paise Sixty Only | 6.59 | 250x10 mm | 12 | each
6.6 | 200x10 mm |  | 6 | each | 78.9 |  |  | Excess(+) | 1 | Full Conversion | INR | [40 empty] | 473.4 | 473.4 | INR Four Hundred & Seventy Three and Paise Forty Only | 6.6 | 200x10 mm | 6 | each
6.61 | 150x10 mm |  | 6 | each | 65.8 |  |  | Excess(+) | 1 | Full Conversion | INR | [40 empty] | 394.8 | 394.8 | INR Three Hundred & Ninety Four and Paise Eighty Only | 6.61 | 150x10 mm | 6 | each
6.62 | 100x10 mm |  | 6 | each | 51 |  |  | Excess(+) | 1 | Full Conversion | INR | [40 empty] | 306 | 306 | INR Three Hundred & Six Only | 6.62 | 100x10 mm | 6 | each
6.63 | Providing and fixing aluminium handles, ISI marked, anodised (anodic coating not less than grade AC 10 as per IS : 1868) transparent or dyed to required colour or shade, with necessary screws etc. complete : | [53 empty] | 6.63 | Providing and fixing aluminium handles, ISI marked, anodised (anodic coating not less than grade AC 10 as per IS : 1868) transparent or dyed to required colour or shade, with necessary screws etc. complete :
6.64 | 125 mm |  | 24 | each | 52.3 |  |  | Excess(+) | 1 | Full Conversion | INR | [40 empty] | 1255.2 | 1255.2 | INR One Thousand Two Hundred & Fifty Five and Paise Twenty Only | 6.64 | 125 mm | 24 | each
6.65 | 100 mm |  | 24 | each | 46.3 |  |  | Excess(+) | 1 | Full Conversion | INR | [40 empty] | 1111.2 | 1111.2 | INR One Thousand One Hundred & Eleven and Paise Twenty Only | 6.65 | 100 mm | 24 | each
6.66 | Providing and fixing aluminium hanging floor door stopper, ISI marked, anodised (anodic coating not less than grade AC 10 as per IS : 1868) transparent or dyed to required colour and shade, with necessary screws etc. complete. | [53 empty] | 6.66 | Providing and fixing aluminium hanging floor door stopper, ISI marked, anodised (anodic coating not less than grade AC 10 as per IS : 1868) transparent or dyed to required colour and shade, with necessary screws etc. complete.
6.67 | Twin rubber stopper |  | 12 | each | 54.4 |  |  | Excess(+) | 1 | Full Conversion | INR | [40 empty] | 652.8 | 652.8 | INR Six Hundred & Fifty Two and Paise Eighty Only | 6.67 | Twin rubber stopper | 12 | each
6.68 | Providing and fixing aluminium casement stays, ISI marked, anodised (anodic coating not less than grade AC 10 as per IS : 1868) transparent or dyed to required colour and shade, with necessary screws etc. complete. |  | 6 | each | 54.8 |  |  | Excess(+) | 1 | Full Conversion | INR | [40 empty] | 328.8 | 328.8 | INR Three Hundred & Twenty Eight and Paise Eighty Only | 6.68 | Providing and fixing aluminium casement stays, ISI marked, anodised (anodic coating not less than grade AC 10 as per IS : 1868) transparent or dyed to required colour and shade, with necessary screws etc. complete. | 6 | each
6.69 | Providing and fixing 2nd class teak wood lipping/ moulded beading or taj beading of size 18X5 mm fixed with wooden adhesive of approved quality and screws/nails on the edges of the Pre-laminated particle board as per direction of Engineer-in-charge. |  | 10 | metre | 69.1 |  |  | Excess(+) | 1 | Full Conversion | INR | [40 empty] | 691 | 691 | INR Six Hundred & Ninety One Only | 6.69 | Providing and fixing 2nd class teak wood lipping/ moulded beading or taj beading of size 18X5 mm fixed with wooden adhesive of approved quality and screws/nails on the edges of the Pre-laminated particle board as per direction of Engineer-in-charge. | 10 | metre
6.7 | Providing and fixing magnetic catcher of approved quality in cupboard / ward robe shutters, including fixing with necessary screws etc. complete. | [53 empty] | 6.7 | Providing and fixing magnetic catcher of approved quality in cupboard / ward robe shutters, including fixing with necessary screws etc. complete.
6.71 | Double strip (horizontal type) |  | 24 | each | 27.2 |  |  | Excess(+) | 1 | Full Conversion | INR | [40 empty] | 652.8 | 652.8 | INR Six Hundred & Fifty Two and Paise Eighty Only | 6.71 | Double strip (horizontal type) | 24 | each
6.72 | Providing and fixing powder coated telescopic drawer channels 300 mm long with necessary screws etc. complete as per directions of Engineer- in-charge. |  | 12 | one set | 297.9 |  |  | Excess(+) | 1 | Full Conversion | INR | [40 empty] | 3574.8 | 3574.8 | INR Three Thousand Five Hundred & Seventy Four and Paise Eighty Only | 6.72 | Providing and fixing powder coated telescopic drawer channels 300 mm long with necessary screws etc. complete as per directions of Engineer- in-charge. | 12 | one set
6.73 | Providing and fixing sliding arrangement in racks/ cupboards/cabinets shutter by with stainless steel rollers to run inside C or E aluminium channel section (The payment of C or E channel shall be made separately) |  | 12 | each | 13 |  |  | Excess(+) | 1 | Full Conversion | INR | [40 empty] | 156 | 156 | INR One Hundred & Fifty Six Only | 6.73 | Providing and fixing sliding arrangement in racks/ cupboards/cabinets shutter by with stainless steel rollers to run inside C or E aluminium channel section (The payment of C or E channel shall be made separately) | 12 | each
6.74 | Providing and fixing factory made uPVC door frame made of uPVC extruded sections having an overall dimension as below (tolerance ±1mm), with wall thickness 2.0 mm (± 0.2 mm), corners of the door frame to be Jointed with galvanized brackets and stainless steel screws, joints mitred and Plastic welded. The hinge side vertical of the frames reinforced by galvanized M.S. tube of size 19 X 19 mm and 1mm (± 0.1 mm) wall thickness and 3 nos. stainless steel hinges fixed to the frame complete as per manufacturer’s specification and direction of Engineer- in-charge | [53 empty] | 6.74 | Providing and fixing factory made uPVC door frame made of uPVC extruded sections having an overall dimension as below (tolerance ±1mm), with wall thickness 2.0 mm (± 0.2 mm), corners of the door frame to be Jointed with galvanized brackets and stainless steel screws, joints mitred and Plastic welded. The hinge side vertical of the frames reinforced by galvanized M.S. tube of size 19 X 19 mm and 1mm (± 0.1 mm) wall thickness and 3 nos. stainless steel hinges fixed to the frame complete as per manufacturer’s specification and direction of Engineer- in-charge
6.75 | Extruded section profile size 48x40 mm |  | 15 | metre | 194.3 |  |  | Excess(+) | 1 | Full Conversion | INR | [40 empty] | 2914.5 | 2914.5 | INR Two Thousand Nine Hundred & Fourteen and Paise Fifty Only | 6.75 | Extruded section profile size 48x40 mm | 15 | metre
6.76 | Providing and fixing to existing door frames. | [53 empty] | 6.76 | Providing and fixing to existing door frames.
6.77 | 24 mm thick factory made PVC door shutters made of styles and rails of a uPVC hollow section of size 59x24 mm and wall thickness 2 mm (± 0.2 mm) with inbuilt edging on both sides. The styles and rails mitred and joint at the corners by means of M.S. galvanised/ plastic brackets of size 75x220 mm having wall thickness 1.0 mm and stainless steel screws. The styles of the shutter reinforced by inserting galvanised M.S. tube of size 20x20 mm and 1 mm (± 0.1 mm) wall thickness. The lock rail made up of 'H' section, a uPVC hollow section of size 100x24 mm and 2 mm (± 0.2 mm) wall thickness, fixed to the shutter styles by means of plastic/galvanised M.S. 'U' cleats. The shutter frame filled with a uPVC multi-chambered single panel of size not less than 620 mm, having over all thickness of 20 mm and 1 mm (± 0.1 mm) wall thickness. The panels filled vertically and tie bar at two places by inserting horizontally 6 mm galvanised M.S. rod and fastened with nuts and washers, complete as per manufacturer's specification and direction of Engineer-in-charge. (For W.C. and bathroom door shutter). |  | 18 | sqm | 1543.8 |  |  | Excess(+) | 1 | Full Conversion | INR | [40 empty] | 27788.4 | 27788.4 | INR Twenty Seven Thousand Seven Hundred & Eighty Eight and Paise Forty Only | 6.77 | 24 mm thick factory made PVC door shutters made of styles and rails of a uPVC hollow section of size 59x24 mm and wall thickness 2 mm (± 0.2 mm) with inbuilt edging on both sides. The styles and rails mitred and joint at the corners by means of M.S. galvanised/ plastic brackets of size 75x220 mm having wall thickness 1.0 mm and stainless steel screws. The styles of the shutter reinforced by inserting galvanised M.S. tube of size 20x20 mm and 1 mm (± 0.1 mm) wall thickness. The lock rail made up of 'H' section, a uPVC hollow section of size 100x24 mm and 2 mm (± 0.2 mm) wall thickness, fixed to the shutter styles by means of plastic/galvanised M.S. 'U' cleats. The shutter frame filled with a uPVC multi-chambered single panel of size not less than 620 mm, having over all thickness of 20 mm and 1 mm (± 0.1 mm) wall thickness. The panels filled vertically and tie bar at two places by inserting horizontally 6 mm galvanised M.S. rod and fastened with nuts and washers, complete as per manufacturer's specification and direction of Engineer-in-charge. (For W.C. and bathroom door shutter). | 18 | sqm
6.78 | Providing & Fixing decorative high pressure laminated sheet of plain / wood grain in gloss / matt/ suede finish with high density protective surface layer and reverse side of adhesive bonding quality conforming to IS : 2046 Type S, including cost of adhesive of approved quality. | [53 empty] | 6.78 | Providing & Fixing decorative high pressure laminated sheet of plain / wood grain in gloss / matt/ suede finish with high density protective surface layer and reverse side of adhesive bonding quality conforming to IS : 2046 Type S, including cost of adhesive of approved quality.
6.79 | 1.0 mm thick |  | 6 | sqm | 629.2 |  |  | Excess(+) | 1 | Full Conversion | INR | [40 empty] | 3775.2 | 3775.2 | INR Three Thousand Seven Hundred & Seventy Five and Paise Twenty Only | 6.79 | 1.0 mm thick | 6 | sqm
6.8 | Providing and fixing wire gauge shutters using stainless steel grade 304 wire gauge with wire of dia 0.5 mm and average width of aperture 1.4 mm in both directions for doors, windows and clerestory windows with necessary screws : | [53 empty] | 6.8 | Providing and fixing wire gauge shutters using stainless steel grade 304 wire gauge with wire of dia 0.5 mm and average width of aperture 1.4 mm in both directions for doors, windows and clerestory windows with necessary screws :
6.81 | 35 mm thick shutters | [53 empty] | 6.81 | 35 mm thick shutters
6.82 | with ISI marked M.S. pressed butt hinges bright finished of required size | [53 empty] | 6.82 | with ISI marked M.S. pressed butt hinges bright finished of required size
6.83 | Second class teak wood |  | 4 | sqm | 3816.1 |  |  | Excess(+) | 1 | Full Conversion | INR | [40 empty] | 15264.4 | 15264.4 | INR Fifteen Thousand Two Hundred & Sixty Four and Paise Forty Only | 6.83 | Second class teak wood | 4 | sqm
6.84 | 30 mm thick shutters | [53 empty] | 6.84 | 30 mm thick shutters
6.85 | With ISI marked stainless steel butt hinges of required size | [53 empty] | 6.85 | With ISI marked stainless steel butt hinges of required size
6.86 | Second class teak wood |  | 4 | sqm | 3514.5 |  |  | Excess(+) | 1 | Full Conversion | INR | [40 empty] | 14058 | 14058 | INR Fourteen Thousand &Fifty Eight Only | 6.86 | Second class teak wood | 4 | sqm
6.87 | Providing and fixing stainless steel (SS-304 grade) friction hinges to the side/top hung uPVC windows, of approved quality, with necessary stainless steel screws etc. as per direction of Engineer-in-charge. | [53 empty] | 6.87 | Providing and fixing stainless steel (SS-304 grade) friction hinges to the side/top hung uPVC windows, of approved quality, with necessary stainless steel screws etc. as per direction of Engineer-in-charge.
6.88 | 200 x 19 x 1.9 mm |  | 4 | each | 263 |  |  | Excess(+) | 1 | Full Conversion | INR | [40 empty] | 1052 | 1052 | INR One Thousand &Fifty Two Only | 6.88 | 200 x 19 x 1.9 mm | 4 | each
6.89 | 250 x 19 x 1.9 mm |  | 4 | each | 292.3 |  |  | Excess(+) | 1 | Full Conversion | INR | [40 empty] | 1169.2 | 1169.2 | INR One Thousand One Hundred & Sixty Nine and Paise Twenty Only | 6.89 | 250 x 19 x 1.9 mm | 4 | each
6.9 | 400 x 19 x 1.9 mm |  | 4 | each | 450.6 |  |  | Excess(+) | 1 | Full Conversion | INR | [40 empty] | 1802.4 | 1802.4 | INR One Thousand Eight Hundred & Two and Paise Forty Only | 6.9 | 400 x 19 x 1.9 mm | 4 | each
6.91 | Providing and fixing bright /matt finished Stainless Steel handles of approved quality & make with necessary screws etc all complete. | [53 empty] | 6.91 | Providing and fixing bright /matt finished Stainless Steel handles of approved quality & make with necessary screws etc all complete.
6.92 | 125 mm |  | 4 | each | 86.6 |  |  | Excess(+) | 1 | Full Conversion | INR | [40 empty] | 346.4 | 346.4 | INR Three Hundred & Forty Six and Paise Forty Only | 6.92 | 125 mm | 4 | each
6.93 | 100mm |  | 4 | each | 64.9 |  |  | Excess(+) | 1 | Full Conversion | INR | [40 empty] | 259.6 | 259.6 | INR Two Hundred & Fifty Nine and Paise Sixty Only | 6.93 | 100mm | 4 | each
6.94 | Providing and fixing 18mm thick both sides Pre-laminated cement bonded wood particle board as per IS : 15786:2008 of approved brand and shade with suitable full threaded steel screws etc. in partitions, boxes, shelves, racks and cupboard, kitchen cabinet under kitchen counter etc. all complete as per direction of Engineer-in-charge (Note: Fittings to be paid separately). | [53 empty] | 6.94 | Providing and fixing 18mm thick both sides Pre-laminated cement bonded wood particle board as per IS : 15786:2008 of approved brand and shade with suitable full threaded steel screws etc. in partitions, boxes, shelves, racks and cupboard, kitchen cabinet under kitchen counter etc. all complete as per direction of Engineer-in-charge (Note: Fittings to be paid separately).
6.95 | 18 mm thick |  | 4 | sqm | 1046.2 |  |  | Excess(+) | 1 | Full Conversion | INR | [40 empty] | 4184.8 | 4184.8 | INR Four Thousand One Hundred & Eighty Four and Paise Eighty Only | 6.95 | 18 mm thick | 4 | sqm
6.96 | Providing and fixing stainless steel soft closing spring hinges at 0 degree hinges (hydraulic type) of approved make/brand to cupboard shutters with full threaded steel screws including making necessary recess in board and finished etc. complete as per direction of Engineer-in- charge. |  | 3 | each | 193.6 |  |  | Excess(+) | 1 | Full Conversion | INR | [40 empty] | 580.8 | 580.8 | INR Five Hundred & Eighty and Paise Eighty Only | 6.96 | Providing and fixing stainless steel soft closing spring hinges at 0 degree hinges (hydraulic type) of approved make/brand to cupboard shutters with full threaded steel screws including making necessary recess in board and finished etc. complete as per direction of Engineer-in- charge. | 3 | each
6.97 | Providing and fixing stainless steel soft closing heavy type telescopic drawer channels of approved make 500 mm long with screws etc. complete as per directions of Engineer- in-charge. |  | 3 | one set | 655.7 |  |  | Excess(+) | 1 | Full Conversion | INR | [40 empty] | 1967.1 | 1967.1 | INR One Thousand Nine Hundred & Sixty Seven and Paise Ten Only | 6.97 | Providing and fixing stainless steel soft closing heavy type telescopic drawer channels of approved make 500 mm long with screws etc. complete as per directions of Engineer- in-charge. | 3 | one set
6.98 | Providing and fixing 2mm thick 16 to 19mm wide PVC edge binding tape of approved quality for cupboard/wardrobe shutters including necessary synthetic resin hot pressed to edges on binding machine etc. complete as per directions of Engineer- in-charge. |  | 25 | metre | 31.7 |  |  | Excess(+) | 1 | Full Conversion | INR | [40 empty] | 792.5 | 792.5 | INR Seven Hundred & Ninety Two and Paise Fifty Only | 6.98 | Providing and fixing 2mm thick 16 to 19mm wide PVC edge binding tape of approved quality for cupboard/wardrobe shutters including necessary synthetic resin hot pressed to edges on binding machine etc. complete as per directions of Engineer- in-charge. | 25 | metre
7 | STEEL WORK | [53 empty] | 7 | STEEL WORK
7.01 | Structural steel work riveted, bolted or welded in built up sections, trusses and framed work, including cutting, hoisting, fixing in position and applying a priming coat of approved steel primer all complete. |  | 450 | kg | 89.2 |  |  | Excess(+) | 1 | Full Conversion | INR | [40 empty] | 40140 | 40140 | INR Forty Thousand One Hundred & Forty Only | 7.01 | Structural steel work riveted, bolted or welded in built up sections, trusses and framed work, including cutting, hoisting, fixing in position and applying a priming coat of approved steel primer all complete. | 450 | kg
7.02 | Providing and fixing 1mm thick M.S. sheet door with frame of 40x40x6 mm angle iron and 3 mm M.S. gusset plates at the junctions and corners, all necessary fittings complete, including applying a priming coat of approved steel primer. | [53 empty] | 7.02 | Providing and fixing 1mm thick M.S. sheet door with frame of 40x40x6 mm angle iron and 3 mm M.S. gusset plates at the junctions and corners, all necessary fittings complete, including applying a priming coat of approved steel primer.
7.03 | Using M.S. angels 40x40x6 mm for diagonal braces |  | 3 | sqm | 3882.6 |  |  | Excess(+) | 1 | Full Conversion | INR | [40 empty] | 11647.8 | 11647.8 | INR Eleven Thousand Six Hundred & Forty Seven and Paise Eighty Only | 7.03 | Using M.S. angels 40x40x6 mm for diagonal braces | 3 | sqm
7.04 | Supplying and fixing rolling shutters of approved make, made of required size M.S. laths, interlocked together through their entire length and jointed together at the end by end locks, mounted on specially designed pipe shaft with brackets, side guides and arrangements for inside and outside locking with push and pull operation complete, including the cost of providing and fixing necessary 27.5 cm long wire springs manufactured from high tensile steel wire of adequate strength conforming to IS: 4454 - part 1 and M.S. top cover of required thickness for rolling shutters. | [53 empty] | 7.04 | Supplying and fixing rolling shutters of approved make, made of required size M.S. laths, interlocked together through their entire length and jointed together at the end by end locks, mounted on specially designed pipe shaft with brackets, side guides and arrangements for inside and outside locking with push and pull operation complete, including the cost of providing and fixing necessary 27.5 cm long wire springs manufactured from high tensile steel wire of adequate strength conforming to IS: 4454 - part 1 and M.S. top cover of required thickness for rolling shutters.
7.05 | 80x1.25 mm M.S. laths with 1.25 mm thick top cover |  | 4 | sqm | 2581.4 |  |  | Excess(+) | 1 | Full Conversion | INR | [40 empty] | 10325.6 | 10325.6 | INR Ten Thousand Three Hundred & Twenty Five and Paise Sixty Only | 7.05 | 80x1.25 mm M.S. laths with 1.25 mm thick top cover | 4 | sqm
7.06 | Providing and fixing ball bearing for rolling shutters. |  | 2 | each | 368.1 |  |  | Excess(+) | 1 | Full Conversion | INR | [40 empty] | 736.2 | 736.2 | INR Seven Hundred & Thirty Six and Paise Twenty Only | 7.06 | Providing and fixing ball bearing for rolling shutters. | 2 | each
7.07 | Extra for providing mechanical device chain and crank operation for operating rolling shutters. | [53 empty] | 7.07 | Extra for providing mechanical device chain and crank operation for operating rolling shutters.
7.08 | Exceeding 10.00 sqm and upto 16.80 sqm in the area |  | 4 | sqm | 970.2 |  |  | Excess(+) | 1 | Full Conversion | INR | [40 empty] | 3880.8 | 3880.8 | INR Three Thousand Eight Hundred & Eighty and Paise Eighty Only | 7.08 | Exceeding 10.00 sqm and upto 16.80 sqm in the area | 4 | sqm
7.09 | Providing and fixing factory made ISI marked steel glazed doors, windows and ventilators, side /top /centre hung, with beading and all members such as F7D,F4B, K11 B and K12 B etc. complete of standard rolled steel sections, joints mitred and flash butt welded and sash bars tenoned and riveted, including providing and fixing of hinges, pivots, including priming coat of approved steel primer, but excluding the cost of other fittings, complete all as per approved design, (sectional weight of only steel members shall be measured for payment). | [53 empty] | 7.09 | Providing and fixing factory made ISI marked steel glazed doors, windows and ventilators, side /top /centre hung, with beading and all members such as F7D,F4B, K11 B and K12 B etc. complete of standard rolled steel sections, joints mitred and flash butt welded and sash bars tenoned and riveted, including providing and fixing of hinges, pivots, including priming coat of approved steel primer, but excluding the cost of other fittings, complete all as per approved design, (sectional weight of only steel members shall be measured for payment).
7.1 | Fixing with 15x3 mm lugs 10 cm long embedded in cement concrete block 15x10x10 cm of C.C. 1:3:6 (1 Cement : 3 coarse sand : 6 graded stone aggregate 20 mm nominal size) |  | 50 | kg | 146 |  |  | Excess(+) | 1 | Full Conversion | INR | [40 empty] | 7300 | 7300 | INR Seven Thousand Three Hundred Only | 7.1 | Fixing with 15x3 mm lugs 10 cm long embedded in cement concrete block 15x10x10 cm of C.C. 1:3:6 (1 Cement : 3 coarse sand : 6 graded stone aggregate 20 mm nominal size) | 50 | kg
7.11 | Steel work in built up tubular (round, square or rectangular hollow tubes etc.) trusses etc., including cutting, hoisting, fixing in position and applying a priming coat of approved steel primer, including welding and bolted with special shaped washers etc. complete. | [53 empty] | 7.11 | Steel work in built up tubular (round, square or rectangular hollow tubes etc.) trusses etc., including cutting, hoisting, fixing in position and applying a priming coat of approved steel primer, including welding and bolted with special shaped washers etc. complete.
7.12 | Hot finished welded type tubes |  | 100 | kg | 125.8 |  |  | Excess(+) | 1 | Full Conversion | INR | [40 empty] | 12580 | 12580 | INR Twelve Thousand Five Hundred & Eighty Only | 7.12 | Hot finished welded type tubes | 100 | kg
7.13 | Welding by gas or electric plant including transportation of plant at site etc. complete. |  | 50 | cm | 2.9 |  |  | Excess(+) | 1 | Full Conversion | INR | [40 empty] | 145 | 145 | INR One Hundred & Forty Five Only | 7.13 | Welding by gas or electric plant including transportation of plant at site etc. complete. | 50 | cm
7.14 | Steel work welded in built up sections/ framed work, including cutting, hoisting, fixing in position and applying a priming coat of approved steel primer using structural steel etc. as required. | [53 empty] | 7.14 | Steel work welded in built up sections/ framed work, including cutting, hoisting, fixing in position and applying a priming coat of approved steel primer using structural steel etc. as required.
7.15 | In stringers, treads, landings etc. of stair cases, including use of chequered plate wherever required, all complete |  | 500 | kg | 82.1 |  |  | Excess(+) | 1 | Full Conversion | INR | [40 empty] | 41050 | 41050 | INR Forty One Thousand &Fifty Only | 7.15 | In stringers, treads, landings etc. of stair cases, including use of chequered plate wherever required, all complete | 500 | kg
7.16 | Providing and fixing hand rail of approved size by welding etc. to steel ladder railing, balcony railing, staircase railing and similar works, including applying priming coat of approved steel primer. | [53 empty] | 7.16 | Providing and fixing hand rail of approved size by welding etc. to steel ladder railing, balcony railing, staircase railing and similar works, including applying priming coat of approved steel primer.
7.17 | M.S. tube |  | 25 | kg | 127.7 |  |  | Excess(+) | 1 | Full Conversion | INR | [40 empty] | 3192.5 | 3192.5 | INR Three Thousand One Hundred & Ninety Two and Paise Fifty Only | 7.17 | M.S. tube | 25 | kg
7.18 | Providing and fixing carbon steel galvanised ( minimum coating 5 micron) dash fastener of 10 mm dia double threaded 6.8 grade (yield strength 480 N/mm2), counter sunk head, comprising of 10 mm dia polyamide PA 6 grade sleeve, including drilling of hole in frame , concrete/ masonry, etc. as per direction of Engineer-in-charge. | [53 empty] | 7.18 | Providing and fixing carbon steel galvanised ( minimum coating 5 micron) dash fastener of 10 mm dia double threaded 6.8 grade (yield strength 480 N/mm2), counter sunk head, comprising of 10 mm dia polyamide PA 6 grade sleeve, including drilling of hole in frame , concrete/ masonry, etc. as per direction of Engineer-in-charge.
7.19 | 10 x 60 mm |  | 6 | each | 90.9 |  |  | Excess(+) | 1 | Full Conversion | INR | [40 empty] | 545.4 | 545.4 | INR Five Hundred & Forty Five and Paise Forty Only | 7.19 | 10 x 60 mm | 6 | each
7.2 | Providing and fixing stainless steel ( Grade 304) railing made of Hollow tubes, channels, plates etc., including welding, grinding, buffing, polishing and making curvature (wherever required) and fitting the same with necessary stainless steel nuts and bolts complete, i/c fixing the railing with necessary accessories & stainless steel dash fasteners , stainless steel bolts etc., of required size, on the top of the floor or the side of waist slab with suitable arrangement as per approval of Engineer-in-charge, (for payment purpose only weight of stainless steel members shall be considered excluding fixing accessories such as nuts, bolts, fasteners etc.). |  | 10 | kg | 504.6 |  |  | Excess(+) | 1 | Full Conversion | INR | [40 empty] | 5046 | 5046 | INR Five Thousand &Forty Six Only | 7.2 | Providing and fixing stainless steel ( Grade 304) railing made of Hollow tubes, channels, plates etc., including welding, grinding, buffing, polishing and making curvature (wherever required) and fitting the same with necessary stainless steel nuts and bolts complete, i/c fixing the railing with necessary accessories & stainless steel dash fasteners , stainless steel bolts etc., of required size, on the top of the floor or the side of waist slab with suitable arrangement as per approval of Engineer-in-charge, (for payment purpose only weight of stainless steel members shall be considered excluding fixing accessories such as nuts, bolts, fasteners etc.). | 10 | kg
7.21 | Providing & fixing fly proof wire gauze to windows, clerestory windows & doors with M.S. Flat 15x3 mm and nuts & bolts complete. | [53 empty] | 7.21 | Providing & fixing fly proof wire gauze to windows, clerestory windows & doors with M.S. Flat 15x3 mm and nuts & bolts complete.
7.22 | Stainless steel (grade 304) wire gauze of 0.5 mm dia wire and 1.4 mm aperture on both sides |  | 10 | sqm | 815 |  |  | Excess(+) | 1 | Full Conversion | INR | [40 empty] | 8150 | 8150 | INR Eight Thousand One Hundred & Fifty Only | 7.22 | Stainless steel (grade 304) wire gauze of 0.5 mm dia wire and 1.4 mm aperture on both sides | 10 | sqm
7.23 | Providing & fixing glass panes with putty and glazing clips in steel doors, windows, clerestory windows, all complete with : | [53 empty] | 7.23 | Providing & fixing glass panes with putty and glazing clips in steel doors, windows, clerestory windows, all complete with :
7.24 | 4.0 mm thick glass panes |  | 10 | sqm | 789.6 |  |  | Excess(+) | 1 | Full Conversion | INR | [40 empty] | 7896 | 7896 | INR Seven Thousand Eight Hundred & Ninety Six Only | 7.24 | 4.0 mm thick glass panes | 10 | sqm
8 | FLOORING | [53 empty] | 8 | FLOORING
8.01 | Brick on edge flooring with bricks of class designation 7.5 on a bed of 12 mm cement mortar, including filling the joints with same mortar, with common burnt clay non modular bricks: | [53 empty] | 8.01 | Brick on edge flooring with bricks of class designation 7.5 on a bed of 12 mm cement mortar, including filling the joints with same mortar, with common burnt clay non modular bricks:
8.02 | 1:6 (1cement : 6 coarse sand) |  | 10 | sqm | 727.3 |  |  | Excess(+) | 1 | Full Conversion | INR | [40 empty] | 7273 | 7273 | INR Seven Thousand Two Hundred & Seventy Three Only | 8.02 | 1:6 (1cement : 6 coarse sand) | 10 | sqm
8.03 | Cement concrete flooring 1:2:4 (1 cement : 2 coarse sand : 4 graded stone aggregate) finished with a floating coat of neat cement, including cement slurry, but excluding the cost of nosing of steps etc. complete. | [53 empty] | 8.03 | Cement concrete flooring 1:2:4 (1 cement : 2 coarse sand : 4 graded stone aggregate) finished with a floating coat of neat cement, including cement slurry, but excluding the cost of nosing of steps etc. complete.
8.04 | 40 mm thick with 20 mm nominal size stone aggregate |  | 6 | sqm | 437 |  |  | Excess(+) | 1 | Full Conversion | INR | [40 empty] | 2622 | 2622 | INR Two Thousand Six Hundred & Twenty Two Only | 8.04 | 40 mm thick with 20 mm nominal size stone aggregate | 6 | sqm
8.05 | Cement plaster skirting up to 30 cm height, with cement mortar 1:3 (1 cement : 3 coarse sand), finished with a floating coat of neat cement. | [53 empty] | 8.05 | Cement plaster skirting up to 30 cm height, with cement mortar 1:3 (1 cement : 3 coarse sand), finished with a floating coat of neat cement.
8.06 | 18 mm thick |  | 2 | sqm | 457 |  |  | Excess(+) | 1 | Full Conversion | INR | [40 empty] | 914 | 914 | INR Nine Hundred & Fourteen Only | 8.06 | 18 mm thick | 2 | sqm
8.07 | Cement concrete pavement with 1:2:4 (1 cement : 2 coarse sand : 4 graded stone aggregate 20 mm nominal size), including finishing complete. |  | 2 | cum | 6431.5 |  |  | Excess(+) | 1 | Full Conversion | INR | [40 empty] | 12863 | 12863 | INR Twelve Thousand Eight Hundred & Sixty Three Only | 8.07 | Cement concrete pavement with 1:2:4 (1 cement : 2 coarse sand : 4 graded stone aggregate 20 mm nominal size), including finishing complete. | 2 | cum
8.08 | Providing and fixing glass strips in joints of terrazo/ cement concrete floors. | [53 empty] | 8.08 | Providing and fixing glass strips in joints of terrazo/ cement concrete floors.
8.09 | 40 mm wide and 4 mm thick |  | 20 | metre | 65.9 |  |  | Excess(+) | 1 | Full Conversion | INR | [40 empty] | 1318 | 1318 | INR One Thousand Three Hundred & Eighteen Only | 8.09 | 40 mm wide and 4 mm thick | 20 | metre
8.1 | Marble stone flooring with 18 mm thick marble stone, as per sample of marble approved by Engineer-in-charge, over 20 mm (average) thick base of cement mortar 1:4 (1 cement : 4 coarse sand) laid and jointed with grey cement slurry, including rubbing and polishing complete with : | [53 empty] | 8.1 | Marble stone flooring with 18 mm thick marble stone, as per sample of marble approved by Engineer-in-charge, over 20 mm (average) thick base of cement mortar 1:4 (1 cement : 4 coarse sand) laid and jointed with grey cement slurry, including rubbing and polishing complete with :
8.11 | Raj Nagar plain |  | 3 | sqm | 1719.2 |  |  | Excess(+) | 1 | Full Conversion | INR | [40 empty] | 5157.6 | 5157.6 | INR Five Thousand One Hundred & Fifty Seven and Paise Sixty Only | 8.11 | Raj Nagar plain | 3 | sqm
8.12 | Udaipur green marble |  | 2 | sqm | 1746.2 |  |  | Excess(+) | 1 | Full Conversion | INR | [40 empty] | 3492.4 | 3492.4 | INR Three Thousand Four Hundred & Ninety Two and Paise Forty Only | 8.12 | Udaipur green marble | 2 | sqm
8.13 | Extra for marble stone flooring in treads of steps and risers using single length up to 2.00 metre. |  | 6 | sqm | 546 |  |  | Excess(+) | 1 | Full Conversion | INR | [40 empty] | 3276 | 3276 | INR Three Thousand Two Hundred & Seventy Six Only | 8.13 | Extra for marble stone flooring in treads of steps and risers using single length up to 2.00 metre. | 6 | sqm
8.14 | Kota stone slab flooring over 20 mm (average) thick base laid over and jointed with grey cement slurry mixed with pigment to match the shade of the slab, including rubbing and polishing complete with base of cement mortar 1 : 4 (1 cement : 4 coarse sand) : | [53 empty] | 8.14 | Kota stone slab flooring over 20 mm (average) thick base laid over and jointed with grey cement slurry mixed with pigment to match the shade of the slab, including rubbing and polishing complete with base of cement mortar 1 : 4 (1 cement : 4 coarse sand) :
8.15 | 25 mm thick |  | 40 | sqm | 1343.1 |  |  | Excess(+) | 1 | Full Conversion | INR | [40 empty] | 53724 | 53724 | INR Fifty Three Thousand Seven Hundred & Twenty Four Only | 8.15 | 25 mm thick | 40 | sqm
8.16 | Kota stone slabs 20 mm thick in risers of steps, skirting, dado and pillars laid on 12 mm (average) thick cement mortar 1:3 (1 cement: 3 coarse sand) and jointed with grey cement slurry mixed with pigment to match the shade of the slabs, including rubbing and polishing complete. |  | 5 | sqm | 1587.1 |  |  | Excess(+) | 1 | Full Conversion | INR | [40 empty] | 7935.5 | 7935.5 | INR Seven Thousand Nine Hundred & Thirty Five and Paise Fifty Only | 8.16 | Kota stone slabs 20 mm thick in risers of steps, skirting, dado and pillars laid on 12 mm (average) thick cement mortar 1:3 (1 cement: 3 coarse sand) and jointed with grey cement slurry mixed with pigment to match the shade of the slabs, including rubbing and polishing complete. | 5 | sqm
8.17 | 40 mm thick rubbed stone flooring over 20 mm (average) thick base of cement mortar 1:5 (1 cement : 5 coarse sand) with joints 3 mm thick, side buttered with cement mortar 1:2 (1 cement : 2 stone dust) admixed with pigment to match the shade of stone and pointing with same mortar. | [53 empty] | 8.17 | 40 mm thick rubbed stone flooring over 20 mm (average) thick base of cement mortar 1:5 (1 cement : 5 coarse sand) with joints 3 mm thick, side buttered with cement mortar 1:2 (1 cement : 2 stone dust) admixed with pigment to match the shade of stone and pointing with same mortar.
8.18 | Red sand stone |  | 10 | sqm | 1021.7 |  |  | Excess(+) | 1 | Full Conversion | INR | [40 empty] | 10217 | 10217 | INR Ten Thousand Two Hundred & Seventeen Only | 8.18 | Red sand stone | 10 | sqm
8.19 | Extra for pre finished nosing in treads of steps of Kota stone/ sand stone slab. |  | 10 | metre | 129.9 |  |  | Excess(+) | 1 | Full Conversion | INR | [40 empty] | 1299 | 1299 | INR One Thousand Two Hundred & Ninety Nine Only | 8.19 | Extra for pre finished nosing in treads of steps of Kota stone/ sand stone slab. | 10 | metre
8.2 | Extra for Kota stone/ sand stone in treads of steps and risers using single length up to 1.05 metre. |  | 10 | sqm | 29 |  |  | Excess(+) | 1 | Full Conversion | INR | [40 empty] | 290 | 290 | INR Two Hundred & Ninety Only | 8.2 | Extra for Kota stone/ sand stone in treads of steps and risers using single length up to 1.05 metre. | 10 | sqm
8.21 | Providing and laying Ceramic glazed floor tiles of size 300x300 mm (thickness to be specified by the manufacturer) of 1st quality conforming to IS : 15622 of approved make in colours such as White, Ivory, Grey, Fume Red Brown, laid on 20 mm thick cement mortar 1:4 (1 Cement : 4 Coarse sand), Jointing with grey cement slurry @ 3.3 kg/sqm including pointing the joints with white cement and matching pigment etc., complete. |  | 10 | sqm | 812.7 |  |  | Excess(+) | 1 | Full Conversion | INR | [40 empty] | 8127 | 8127 | INR Eight Thousand One Hundred & Twenty Seven Only | 8.21 | Providing and laying Ceramic glazed floor tiles of size 300x300 mm (thickness to be specified by the manufacturer) of 1st quality conforming to IS : 15622 of approved make in colours such as White, Ivory, Grey, Fume Red Brown, laid on 20 mm thick cement mortar 1:4 (1 Cement : 4 Coarse sand), Jointing with grey cement slurry @ 3.3 kg/sqm including pointing the joints with white cement and matching pigment etc., complete. | 10 | sqm
8.22 | Deduct for not using 20 mm thick cement mortar 1:4 (1 cement : 4 coarse sand) bedding in laying of floor tiles and jointing with grey cement slurry @ 3.3 kg/ sqm. |  | 30 | sqm | 594.1 |  |  | Excess(+) | 1 | Full Conversion | INR | [40 empty] | 17823 | 17823 | INR Seventeen Thousand Eight Hundred & Twenty Three Only | 8.22 | Deduct for not using 20 mm thick cement mortar 1:4 (1 cement : 4 coarse sand) bedding in laying of floor tiles and jointing with grey cement slurry @ 3.3 kg/ sqm. | 30 | sqm
8.23 | Fixing glazed/ Ceramic/ Vitrified floor tiles with cement based high polymer modified quick-set tile adhesive (Water based) conforming to IS: 15477, in average 3mm thickness. |  | 30 | sqm | 514.9 |  |  | Excess(+) | 1 | Full Conversion | INR | [40 empty] | 15447 | 15447 | INR Fifteen Thousand Four Hundred & Forty Seven Only | 8.23 | Fixing glazed/ Ceramic/ Vitrified floor tiles with cement based high polymer modified quick-set tile adhesive (Water based) conforming to IS: 15477, in average 3mm thickness. | 30 | sqm
8.24 | Providing and laying Vitrified tiles in different sizes (thickness to be specified by manufacturer), with water absorption less than 0.08 % and conforming to I.S. 15622, of approved make, in all colours & shade, in skirting, riser of steps, over 12 mm thick bed of cement mortar 1:3 (1 cement: 3 coarse sand), jointing with grey cement slurry @ 3.3 kg/ sqm including grouting the joint with white cement & matching pigments etc. complete. | [53 empty] | 8.24 | Providing and laying Vitrified tiles in different sizes (thickness to be specified by manufacturer), with water absorption less than 0.08 % and conforming to I.S. 15622, of approved make, in all colours & shade, in skirting, riser of steps, over 12 mm thick bed of cement mortar 1:3 (1 cement: 3 coarse sand), jointing with grey cement slurry @ 3.3 kg/ sqm including grouting the joint with white cement & matching pigments etc. complete.
8.25 | Size of Tile 600x600 mm |  | 25 | sqm | 1355.4 |  |  | Excess(+) | 1 | Full Conversion | INR | [40 empty] | 33885 | 33885 | INR Thirty Three Thousand Eight Hundred & Eighty Five Only | 8.25 | Size of Tile 600x600 mm | 25 | sqm
8.26 | Size of Tile 800x800 mm |  | 15 | sqm | 1584.2 |  |  | Excess(+) | 1 | Full Conversion | INR | [40 empty] | 23763 | 23763 | INR Twenty Three Thousand Seven Hundred & Sixty Three Only | 8.26 | Size of Tile 800x800 mm | 15 | sqm
9 | ROOFING | [53 empty] | 9 | ROOFING
9.01 | Providing corrugated G.S. sheet roofing including vertical / curved surface fixed with polymer coated J or L hooks, bolts and nuts 8 mm diameter with bitumen and G.I. limpet washers or with G.I. limpet washers filled with white lead, including a coat of approved steel primer and two coats of approved paint on overlapping of sheets complete (up to any pitch in horizontal/ vertical or curved surfaces), excluding the cost of purlins, rafters and trusses and including cutting to size and shape wherever required. | [53 empty] | 9.01 | Providing corrugated G.S. sheet roofing including vertical / curved surface fixed with polymer coated J or L hooks, bolts and nuts 8 mm diameter with bitumen and G.I. limpet washers or with G.I. limpet washers filled with white lead, including a coat of approved steel primer and two coats of approved paint on overlapping of sheets complete (up to any pitch in horizontal/ vertical or curved surfaces), excluding the cost of purlins, rafters and trusses and including cutting to size and shape wherever required.
9.02 | 0.80 mm thick with zinc coating not less than 275 gm/m² |  | 10 | sqm | 931 |  |  | Excess(+) | 1 | Full Conversion | INR | [40 empty] | 9310 | 9310 | INR Nine Thousand Three Hundred & Ten Only | 9.02 | 0.80 mm thick with zinc coating not less than 275 gm/m² | 10 | sqm
9.03 | Extra for circular cutting in C.G.S. sheet roofing for making opening of area exceeding 40 sq. decimeter: | [53 empty] | 9.03 | Extra for circular cutting in C.G.S. sheet roofing for making opening of area exceeding 40 sq. decimeter:
9.04 | 0.80 mm thick |  | 6 | metre | 346.1 |  |  | Excess(+) | 1 | Full Conversion | INR | [40 empty] | 2076.6 | 2076.6 | INR Two Thousand &Seventy Six and Paise Sixty Only | 9.04 | 0.80 mm thick | 6 | metre
9.05 | Providing ridges or hips of width 60 cm overall width plain G.S. sheet fixed with polymer coated J or L hooks, bolts and nuts 8 mm dia G.I. limpet and bitumen washers complete. | [53 empty] | 9.05 | Providing ridges or hips of width 60 cm overall width plain G.S. sheet fixed with polymer coated J or L hooks, bolts and nuts 8 mm dia G.I. limpet and bitumen washers complete.
9.06 | 0.80 mm thick with zinc coating not less than 275 gm/m² |  | 6 | metre | 685.1 |  |  | Excess(+) | 1 | Full Conversion | INR | [40 empty] | 4110.6 | 4110.6 | INR Four Thousand One Hundred & Ten and Paise Sixty Only | 9.06 | 0.80 mm thick with zinc coating not less than 275 gm/m² | 6 | metre
9.07 | Extra for providing and fixing wind ties of 40x 6 mm flat iron section. |  | 6 | metre | 132.5 |  |  | Excess(+) | 1 | Full Conversion | INR | [40 empty] | 795 | 795 | INR Seven Hundred & Ninety Five Only | 9.07 | Extra for providing and fixing wind ties of 40x 6 mm flat iron section. | 6 | metre
9.08 | Providing and laying pressed clay tiles (as per approved pattern 20 mm nominal thickness of approved size) on roofs jointed with cement mortar 1:4 (1 cement : 4 coarse sand) mixed with 2% integral water proofing compound, laid over a bed of 20 mm thick cement mortar 1:4 (1 cement : 4 coarse sand) and finished neat complete. |  | 5 | sqm | 512.5 |  |  | Excess(+) | 1 | Full Conversion | INR | [40 empty] | 2562.5 | 2562.5 | INR Two Thousand Five Hundred & Sixty Two and Paise Fifty Only | 9.08 | Providing and laying pressed clay tiles (as per approved pattern 20 mm nominal thickness of approved size) on roofs jointed with cement mortar 1:4 (1 cement : 4 coarse sand) mixed with 2% integral water proofing compound, laid over a bed of 20 mm thick cement mortar 1:4 (1 cement : 4 coarse sand) and finished neat complete. | 5 | sqm
9.09 | Providing gola 75x75 mm in cement concrete 1:2:4 (1 cement : 2 coarse sand : 4 stone aggregate 10 mm and down gauge), including finishing with cement mortar 1:3 (1 cement : 3 fine sand) as per standard design : | [53 empty] | 9.09 | Providing gola 75x75 mm in cement concrete 1:2:4 (1 cement : 2 coarse sand : 4 stone aggregate 10 mm and down gauge), including finishing with cement mortar 1:3 (1 cement : 3 fine sand) as per standard design :
9.1 | In 75x75 mm deep chase |  | 10 | metre | 208 |  |  | Excess(+) | 1 | Full Conversion | INR | [40 empty] | 2080 | 2080 | INR Two Thousand &Eighty Only | 9.1 | In 75x75 mm deep chase | 10 | metre
9.11 | Making khurras 45x45 cm with average minimum thickness of 5 cm cement concrete 1:2:4 (1 cement : 2 coarse sand : 4 graded stone aggregate of 20 mm nominal size) over P.V.C. sheet 1 m x1 m x 400 micron, finished with 12 mm cement plaster 1:3 (1 cement : 3 coarse sand) and a coat of neat cement, rounding the edges and making and finishing the outlet complete. |  | 4 | each | 214 |  |  | Excess(+) | 1 | Full Conversion | INR | [40 empty] | 856 | 856 | INR Eight Hundred & Fifty Six Only | 9.11 | Making khurras 45x45 cm with average minimum thickness of 5 cm cement concrete 1:2:4 (1 cement : 2 coarse sand : 4 graded stone aggregate of 20 mm nominal size) over P.V.C. sheet 1 m x1 m x 400 micron, finished with 12 mm cement plaster 1:3 (1 cement : 3 coarse sand) and a coat of neat cement, rounding the edges and making and finishing the outlet complete. | 4 | each
9.12 | Providing and fixing on wall face unplasticised Rigid PVC rain water pipes conforming to IS : 13592 Type A, including jointing with seal ring conforming to IS : 5382, leaving 10 mm gap for thermal expansion, (i) Single socketed pipes. | [53 empty] | 9.12 | Providing and fixing on wall face unplasticised Rigid PVC rain water pipes conforming to IS : 13592 Type A, including jointing with seal ring conforming to IS : 5382, leaving 10 mm gap for thermal expansion, (i) Single socketed pipes.
9.13 | 110 mm diameter |  | 9 | metre | 267.5 |  |  | Excess(+) | 1 | Full Conversion | INR | [40 empty] | 2407.5 | 2407.5 | INR Two Thousand Four Hundred & Seven and Paise Fifty Only | 9.13 | 110 mm diameter | 9 | metre
9.14 | Providing and fixing on wall face unplasticised - PVC moulded fittings/ accessories for unplasticised Rigid PVC rain water pipes conforming to IS : 13592 Type A, including jointing with seal ring conforming to IS : 5382, leaving 10 mm gap for thermal expansion. | [53 empty] | 9.14 | Providing and fixing on wall face unplasticised - PVC moulded fittings/ accessories for unplasticised Rigid PVC rain water pipes conforming to IS : 13592 Type A, including jointing with seal ring conforming to IS : 5382, leaving 10 mm gap for thermal expansion.
9.15 | Coupler | [53 empty] | 9.15 | Coupler
9.16 | 110 mm |  | 2 | each | 103.3 |  |  | Excess(+) | 1 | Full Conversion | INR | [40 empty] | 206.6 | 206.6 | INR Two Hundred & Six and Paise Sixty Only | 9.16 | 110 mm | 2 | each
9.17 | Single pushfit Coupler | [53 empty] | 9.17 | Single pushfit Coupler
9.18 | 110 mm |  | 2 | each | 95.1 |  |  | Excess(+) | 1 | Full Conversion | INR | [40 empty] | 190.2 | 190.2 | INR One Hundred & Ninety and Paise Twenty Only | 9.18 | 110 mm | 2 | each
9.19 | Single tee without door | [53 empty] | 9.19 | Single tee without door
9.2 | 110x110x110 mm |  | 2 | each | 165.3 |  |  | Excess(+) | 1 | Full Conversion | INR | [40 empty] | 330.6 | 330.6 | INR Three Hundred & Thirty and Paise Sixty Only | 9.2 | 110x110x110 mm | 2 | each
9.21 | Bend 87.5° | [53 empty] | 9.21 | Bend 87.5°
9.22 | 110 mm bend |  | 2 | each | 113.9 |  |  | Excess(+) | 1 | Full Conversion | INR | [40 empty] | 227.8 | 227.8 | INR Two Hundred & Twenty Seven and Paise Eighty Only | 9.22 | 110 mm bend | 2 | each
9.23 | Shoe (Plain) | [53 empty] | 9.23 | Shoe (Plain)
9.24 | 110 mm Shoe |  | 2 | each | 99.8 |  |  | Excess(+) | 1 | Full Conversion | INR | [40 empty] | 199.6 | 199.6 | INR One Hundred & Ninety Nine and Paise Sixty Only | 9.24 | 110 mm Shoe | 2 | each
9.25 | Providing and fixing unplasticised -PVC pipe clips of approved design to unplasticised - PVC rain water pipes by means of 50x50x50 mm hard wood plugs, screwed with M.S. screws of required length, including cutting brick work and fixing in cement mortar 1:4 (1 cement : 4 coarse sand) and making good the wall etc. complete. | [53 empty] | 9.25 | Providing and fixing unplasticised -PVC pipe clips of approved design to unplasticised - PVC rain water pipes by means of 50x50x50 mm hard wood plugs, screwed with M.S. screws of required length, including cutting brick work and fixing in cement mortar 1:4 (1 cement : 4 coarse sand) and making good the wall etc. complete.
9.26 | 110 mm |  | 6 | each | 253.2 |  |  | Excess(+) | 1 | Full Conversion | INR | [40 empty] | 1519.2 | 1519.2 | INR One Thousand Five Hundred & Nineteen and Paise Twenty Only | 9.26 | 110 mm | 6 | each
9.27 | Providing and fixing false ceiling at all height including providing and fixing of frame work made of special sections, power pressed from M.S. sheets and galvanized with zinc coating of 120 gms/sqm (both side inclusive) as per IS : 277 and consisting of angle cleats of size 25 mm wide x 1.6 mm thick with flanges of 27 mm and 37mm, at 1200 mm centre to centre, one flange fixed to the ceiling with dash fastener 12.5 mm dia x 50mm long with 6mm dia bolts, other flange of cleat fixed to the angle hangers of 25x10x0.50 mm of required length with nuts & bolts of required size and other end of angle hanger fixed with intermediate G.I. channels 45x15x0.9 mm running at the spacing of 1200 mm centre to centre, to which the ceiling section 0.5 mm thick bottom wedge of 80 mm with tapered flanges of 26 mm each having lips of 10.5 mm, at 450 mm centre to centre, shall be fixed in a direction perpendicular to G.I. intermediate channel with connecting clips made out of 2.64 mm dia x 230 mm long G.I. wire at every junction, including fixing perimeter channels 0.5 mm thick 27 mm high having flanges of 20 mm and 30 mm long, the perimeter of ceiling fixed to wall/partition with the help of rawl plugs at 450 mm centre, with 25mm long dry wall screws @ 230 mm interval, including fixing of gypsum board to ceiling section and perimeter channel with the help of dry wall screws of size 3.5 x 25 mm at 230 mm c/c, including jointing and finishing to a flush finish of tapered and square edges of the board with recommended jointing compound , jointing tapes , finishing with jointing compound in 3 layers covering upto 150 mm on both sides of joint and two coats of primer suitable for board, all as per manufacturer's specification and also including the cost of making openings for light fittings, grills, diffusers, cutouts made with frame of perimeter channels suitably fixed, all complete as per drawings, specification and direction of the Engineer in Charge but excluding the cost of painting with : | [53 empty] | 9.27 | Providing and fixing false ceiling at all height including providing and fixing of frame work made of special sections, power pressed from M.S. sheets and galvanized with zinc coating of 120 gms/sqm (both side inclusive) as per IS : 277 and consisting of angle cleats of size 25 mm wide x 1.6 mm thick with flanges of 27 mm and 37mm, at 1200 mm centre to centre, one flange fixed to the ceiling with dash fastener 12.5 mm dia x 50mm long with 6mm dia bolts, other flange of cleat fixed to the angle hangers of 25x10x0.50 mm of required length with nuts & bolts of required size and other end of angle hanger fixed with intermediate G.I. channels 45x15x0.9 mm running at the spacing of 1200 mm centre to centre, to which the ceiling section 0.5 mm thick bottom wedge of 80 mm with tapered flanges of 26 mm each having lips of 10.5 mm, at 450 mm centre to centre, shall be fixed in a direction perpendicular to G.I. intermediate channel with connecting clips made out of 2.64 mm dia x 230 mm long G.I. wire at every junction, including fixing perimeter channels 0.5 mm thick 27 mm high having flanges of 20 mm and 30 mm long, the perimeter of ceiling fixed to wall/partition with the help of rawl plugs at 450 mm centre, with 25mm long dry wall screws @ 230 mm interval, including fixing of gypsum board to ceiling section and perimeter channel with the help of dry wall screws of size 3.5 x 25 mm at 230 mm c/c, including jointing and finishing to a flush finish of tapered and square edges of the board with recommended jointing compound , jointing tapes , finishing with jointing compound in 3 layers covering upto 150 mm on both sides of joint and two coats of primer suitable for board, all as per manufacturer's specification and also including the cost of making openings for light fittings, grills, diffusers, cutouts made with frame of perimeter channels suitably fixed, all complete as per drawings, specification and direction of the Engineer in Charge but excluding the cost of painting with :
9.28 | 12.5 mm thick tapered edge Glass Reinforced Gypsum (GRG) board conforming to IS: 2095- (Part 3):1996 (Boards with BIS certification marks) |  | 12 | sqm | 1084.7 |  |  | Excess(+) | 1 | Full Conversion | INR | [40 empty] | 13016.4 | 13016.4 | INR Thirteen Thousand &Sixteen and Paise Forty Only | 9.28 | 12.5 mm thick tapered edge Glass Reinforced Gypsum (GRG) board conforming to IS: 2095- (Part 3):1996 (Boards with BIS certification marks) | 12 | sqm
9.29 | Providing & fixing false ceiling at all height including providing & fixing of framework made of special section, power pressed from M.S. sheets and galvanised with zinc coating of 120 gms/ sqm (both side inclusive) as per IS : 277 and consisting of angle cleat of size 25mm wide x 1.6mm thick with flanges of 27mm and 37mm, at 1200mm c/c, one flange fixed to the ceiling with dash fastener 12.5mm dia x 50mm long with 6mm dia bolts, other flange of cleat fixed to the angle hangers of 25 x10 x0.50mm of required length with nuts & bolts of required size and other end of angle hanger fixed with intermediate G.I chanels 45 x15 x 0.90mm running at the spacing of 1200 mm c/c, to which the ceiling section 0.5mm thick bottom wedge of 80mm with tapered flanges of 26 mm each having lips of 10.5mm, at 450mm c/c, shall be fixed in a direction perpendicular to G.I intermediate channel with connecting clip made out of 2.64mm dia x 230mm long G.I wire at every junction, including fixing perimeter channels 0.50mm thick 27mm high having flanges of 20mm and 30mm long, the perimeter of ceiling fixed to wall/ partitions with the help of Rawl plugs at 450mm centre, with 25mm long dry wall screws @ 230mm interval, including fixing of Calcium Silicate Board to ceiling section and perimeter channels with the help of dry wall screws of size 3.5 x25mm at 230mm c/c, including jointing & finishing to a flush finish of tapered and square edges of the board with recommended jointing compounds, jointing tapes,finishing with jointing compounds in three layers covering up to 150mm on both sides of joints and two coats of primer suitable for boards, all as per manufacture's specification and also including the cost of making opening for light fittings, grills, diffusers, cut outs made with frame of perimeter channels suitably fixed, all complete as per drawings, specificaton and direction of the Engineer in charge but excluding the cost of painting with: | [53 empty] | 9.29 | Providing & fixing false ceiling at all height including providing & fixing of framework made of special section, power pressed from M.S. sheets and galvanised with zinc coating of 120 gms/ sqm (both side inclusive) as per IS : 277 and consisting of angle cleat of size 25mm wide x 1.6mm thick with flanges of 27mm and 37mm, at 1200mm c/c, one flange fixed to the ceiling with dash fastener 12.5mm dia x 50mm long with 6mm dia bolts, other flange of cleat fixed to the angle hangers of 25 x10 x0.50mm of required length with nuts & bolts of required size and other end of angle hanger fixed with intermediate G.I chanels 45 x15 x 0.90mm running at the spacing of 1200 mm c/c, to which the ceiling section 0.5mm thick bottom wedge of 80mm with tapered flanges of 26 mm each having lips of 10.5mm, at 450mm c/c, shall be fixed in a direction perpendicular to G.I intermediate channel with connecting clip made out of 2.64mm dia x 230mm long G.I wire at every junction, including fixing perimeter channels 0.50mm thick 27mm high having flanges of 20mm and 30mm long, the perimeter of ceiling fixed to wall/ partitions with the help of Rawl plugs at 450mm centre, with 25mm long dry wall screws @ 230mm interval, including fixing of Calcium Silicate Board to ceiling section and perimeter channels with the help of dry wall screws of size 3.5 x25mm at 230mm c/c, including jointing & finishing to a flush finish of tapered and square edges of the board with recommended jointing compounds, jointing tapes,finishing with jointing compounds in three layers covering up to 150mm on both sides of joints and two coats of primer suitable for boards, all as per manufacture's specification and also including the cost of making opening for light fittings, grills, diffusers, cut outs made with frame of perimeter channels suitably fixed, all complete as per drawings, specificaton and direction of the Engineer in charge but excluding the cost of painting with:
9.3 | 8 mm thick Calcium Silicate Board made with Calcareous & Siliceous materials reinforced with cellulose fiber manufactured through autoclaving process. |  | 10 | sqm | 1116.2 |  |  | Excess(+) | 1 | Full Conversion | INR | [40 empty] | 11162 | 11162 | INR Eleven Thousand One Hundred & Sixty Two Only | 9.3 | 8 mm thick Calcium Silicate Board made with Calcareous & Siliceous materials reinforced with cellulose fiber manufactured through autoclaving process. | 10 | sqm
9.31 | FINISHING | [53 empty] | 9.31 | FINISHING
9.32 | 12 mm cement plaster of mix : | [53 empty] | 9.32 | 12 mm cement plaster of mix :
9.33 | 1:6 (1 cement: 6 coarse sand) |  | 40 | sqm | 231.1 |  |  | Excess(+) | 1 | Full Conversion | INR | [40 empty] | 9244 | 9244 | INR Nine Thousand Two Hundred & Forty Four Only | 9.33 | 1:6 (1 cement: 6 coarse sand) | 40 | sqm
9.34 | 15 mm cement plaster on rough side of single or half brick wall of mix: | [53 empty] | 9.34 | 15 mm cement plaster on rough side of single or half brick wall of mix:
9.35 | 1:6 (1 cement: 6 coarse sand) |  | 60 | sqm | 266.5 |  |  | Excess(+) | 1 | Full Conversion | INR | [40 empty] | 15990 | 15990 | INR Fifteen Thousand Nine Hundred & Ninety Only | 9.35 | 1:6 (1 cement: 6 coarse sand) | 60 | sqm
9.36 | 20 mm cement plaster of mix : | [53 empty] | 9.36 | 20 mm cement plaster of mix :
9.37 | 1:6 (1 cement: 6 coarse sand) |  | 15 | sqm | 315.7 |  |  | Excess(+) | 1 | Full Conversion | INR | [40 empty] | 4735.5 | 4735.5 | INR Four Thousand Seven Hundred & Thirty Five and Paise Fifty Only | 9.37 | 1:6 (1 cement: 6 coarse sand) | 15 | sqm
9.38 | 6 mm cement plaster of mix : | [53 empty] | 9.38 | 6 mm cement plaster of mix :
9.39 | 1:3 (1 cement : 3 fine sand) |  | 30 | sqm | 199.3 |  |  | Excess(+) | 1 | Full Conversion | INR | [40 empty] | 5979 | 5979 | INR Five Thousand Nine Hundred & Seventy Nine Only | 9.39 | 1:3 (1 cement : 3 fine sand) | 30 | sqm
9.4 | Neat cement punning. |  | 30 | sqm | 55 |  |  | Excess(+) | 1 | Full Conversion | INR | [40 empty] | 1650 | 1650 | INR One Thousand Six Hundred & Fifty Only | 9.4 | Neat cement punning. | 30 | sqm
9.41 | Pointing on brick work or brick flooring with cement mortar 1:3 (1 cement : 3 fine sand): | [53 empty] | 9.41 | Pointing on brick work or brick flooring with cement mortar 1:3 (1 cement : 3 fine sand):
9.42 | Flush / Ruled/ Struck or weathered pointing |  | 30 | sqm | 168 |  |  | Excess(+) | 1 | Full Conversion | INR | [40 empty] | 5040 | 5040 | INR Five Thousand &Forty Only | 9.42 | Flush / Ruled/ Struck or weathered pointing | 30 | sqm
9.43 | Distempering with 1st quality acrylic distemper (ready mixed) having VOC content less than 50 gms/litre, of approved manufacturer, of required shade and colour complete, as per manufacturer's specification. | [53 empty] | 9.43 | Distempering with 1st quality acrylic distemper (ready mixed) having VOC content less than 50 gms/litre, of approved manufacturer, of required shade and colour complete, as per manufacturer's specification.
9.44 | Two or more coats on new work |  | 3500 | sqm | 76.4 |  |  | Excess(+) | 1 | Full Conversion | INR | [40 empty] | 267400 | 267400 | INR Two Lakh Sixty Seven Thousand Four Hundred Only | 9.44 | Two or more coats on new work | 3500 | sqm
9.45 | Applying one coat of water thinnable cement primer of approved brand and manufacture on wall surface : | [53 empty] | 9.45 | Applying one coat of water thinnable cement primer of approved brand and manufacture on wall surface :
9.46 | Water thinnable cement primer |  | 80 | sqm | 52.6 |  |  | Excess(+) | 1 | Full Conversion | INR | [40 empty] | 4208 | 4208 | INR Four Thousand Two Hundred & Eight Only | 9.46 | Water thinnable cement primer | 80 | sqm
9.47 | Finishing walls with Premium Acrylic Smooth exterior paint with Silicone additives of required shade: | [53 empty] | 9.47 | Finishing walls with Premium Acrylic Smooth exterior paint with Silicone additives of required shade:
9.48 | New work (Two or more coats applied @ 1.43 ltr/10 sqm over and including priming coat of exterior primer applied @ 2.20 kg/10 sqm) |  | 100 | sqm | 141.3 |  |  | Excess(+) | 1 | Full Conversion | INR | [40 empty] | 14130 | 14130 | INR Fourteen Thousand One Hundred & Thirty Only | 9.48 | New work (Two or more coats applied @ 1.43 ltr/10 sqm over and including priming coat of exterior primer applied @ 2.20 kg/10 sqm) | 100 | sqm
9.49 | Applying priming coat: | [53 empty] | 9.49 | Applying priming coat:
9.5 | With ready mixed pink or Grey primer of approved brand and manufacture on wood work (hard and soft wood) |  | 40 | sqm | 50 |  |  | Excess(+) | 1 | Full Conversion | INR | [40 empty] | 2000 | 2000 | INR Two Thousand Only | 9.5 | With ready mixed pink or Grey primer of approved brand and manufacture on wood work (hard and soft wood) | 40 | sqm
9.51 | Painting with synthetic enamel paint of approved brand and manufacture to give an even shade : | [53 empty] | 9.51 | Painting with synthetic enamel paint of approved brand and manufacture to give an even shade :
9.52 | Two or more coats on new work |  | 150 | sqm | 106.6 |  |  | Excess(+) | 1 | Full Conversion | INR | [40 empty] | 15990 | 15990 | INR Fifteen Thousand Nine Hundred & Ninety Only | 9.52 | Two or more coats on new work | 150 | sqm
9.53 | Painting with synthetic enamel paint of approved brand and manufacture of required colour to give an even shade : | [53 empty] | 9.53 | Painting with synthetic enamel paint of approved brand and manufacture of required colour to give an even shade :
9.54 | Two or more coats on new work over an under coat of suitable shade with ordinary paint of approved brand and manufacture |  | 200 | sqm | 155.3 |  |  | Excess(+) | 1 | Full Conversion | INR | [40 empty] | 31060 | 31060 | INR Thirty One Thousand &Sixty Only | 9.54 | Two or more coats on new work over an under coat of suitable shade with ordinary paint of approved brand and manufacture | 200 | sqm
9.55 | Floor painting with floor enamel paint of approved brand and manufacture of required colour to give an even shade : | [53 empty] | 9.55 | Floor painting with floor enamel paint of approved brand and manufacture of required colour to give an even shade :
9.56 | Two or more coats on new work |  | 475 | sqm | 126.8 |  |  | Excess(+) | 1 | Full Conversion | INR | [40 empty] | 60230 | 60230 | INR Sixty Thousand Two Hundred & Thirty Only | 9.56 | Two or more coats on new work | 475 | sqm
9.57 | French spirit polishing : | [53 empty] | 9.57 | French spirit polishing :
9.58 | Two or more coats on new works including a coat of wood filler |  | 125 | sqm | 307.9 |  |  | Excess(+) | 1 | Full Conversion | INR | [40 empty] | 38487.5 | 38487.5 | INR Thirty Eight Thousand Four Hundred & Eighty Seven and Paise Fifty Only | 9.58 | Two or more coats on new works including a coat of wood filler | 125 | sqm
9.59 | Lettering with black Japan paint of approved brand and manufacture |  | 150 | per letter per cm height | 4.1 |  |  | Excess(+) | 1 | Full Conversion | INR | [40 empty] | 615 | 615 | INR Six Hundred & Fifteen Only | 9.59 | Lettering with black Japan paint of approved brand and manufacture | 150 | per letter per cm height
9.6 | Washed stone grit plaster on exterior walls height upto 10 metre above ground level, in two layers, under layer 12 mm cement plaster 1:4 (1 cement : 4 coarse sand ), furrowing the under layer with scratching tool, applying cement slurry on the under layer @ 2 Kg of cement per square metre, top layer 15 mm cement plaster 1:1/ 2:2 (1 cement: 1/2 coarse sand : 2 stone chipping 10 mm nominal size), in panels with groove all around as per approved pattern, including scrubbing and washing the top layer with brushes and water to expose the stone chippings ,complete as per specification and direction of Engineer-in-charge (payment for providing grooves shall be made separately). |  | 50 | sqm | 786.3 |  |  | Excess(+) | 1 | Full Conversion | INR | [40 empty] | 39315 | 39315 | INR Thirty Nine Thousand Three Hundred & Fifteen Only | 9.6 | Washed stone grit plaster on exterior walls height upto 10 metre above ground level, in two layers, under layer 12 mm cement plaster 1:4 (1 cement : 4 coarse sand ), furrowing the under layer with scratching tool, applying cement slurry on the under layer @ 2 Kg of cement per square metre, top layer 15 mm cement plaster 1:1/ 2:2 (1 cement: 1/2 coarse sand : 2 stone chipping 10 mm nominal size), in panels with groove all around as per approved pattern, including scrubbing and washing the top layer with brushes and water to expose the stone chippings ,complete as per specification and direction of Engineer-in-charge (payment for providing grooves shall be made separately). | 50 | sqm
9.61 | Forming groove of uniform size in the top layer of washed stone grit plaster as per approved pattern using wooden battens, nailed to the under layer, including removal of wooden battens, repair to the edges of panels and finishing the groove complete as per specifications and direction of the Engineer-in-charge : | [53 empty] | 9.61 | Forming groove of uniform size in the top layer of washed stone grit plaster as per approved pattern using wooden battens, nailed to the under layer, including removal of wooden battens, repair to the edges of panels and finishing the groove complete as per specifications and direction of the Engineer-in-charge :
9.62 | 20 mm wide and 15 mm deep groove |  | 50 | metre | 50.6 |  |  | Excess(+) | 1 | Full Conversion | INR | [40 empty] | 2530 | 2530 | INR Two Thousand Five Hundred & Thirty Only | 9.62 | 20 mm wide and 15 mm deep groove | 50 | metre
9.63 | Providing and applying white cement based putty of average thickness 1 mm, of approved brand and manufacturer, over the plastered wall surface to prepare the surface even and smooth complete. |  | 750 | sqm | 101 |  |  | Excess(+) | 1 | Full Conversion | INR | [40 empty] | 75750 | 75750 | INR Seventy Five Thousand Seven Hundred & Fifty Only | 9.63 | Providing and applying white cement based putty of average thickness 1 mm, of approved brand and manufacturer, over the plastered wall surface to prepare the surface even and smooth complete. | 750 | sqm
9.64 | Wall painting with premium acrylic emulsion paint of interior grade, having VOC (Volatile Organic Compound ) content less than 50 grams/ litre of approved brand and manufacture, including applying additional coats wherever required to achieve even shade and colour. | [53 empty] | 9.64 | Wall painting with premium acrylic emulsion paint of interior grade, having VOC (Volatile Organic Compound ) content less than 50 grams/ litre of approved brand and manufacture, including applying additional coats wherever required to achieve even shade and colour.
9.65 | Two coats |  | 850 | sqm | 99.9 |  |  | Excess(+) | 1 | Full Conversion | INR | [40 empty] | 84915 | 84915 | INR Eighty Four Thousand Nine Hundred & Fifteen Only | 9.65 | Two coats | 850 | sqm
9.66 | White washing with lime to give an even shade : | [53 empty] | 9.66 | White washing with lime to give an even shade :
9.67 | Old work (two or more coats) |  | 350 | sqm | 14.7 |  |  | Excess(+) | 1 | Full Conversion | INR | [40 empty] | 5145 | 5145 | INR Five Thousand One Hundred & Forty Five Only | 9.67 | Old work (two or more coats) | 350 | sqm
9.68 | Removing dry or oil bound distemper, water proofing cement paint and the like by scrapping, sand papering and preparing the surface smooth including necessary repairs to scratches etc. complete. |  | 750 | sqm | 16 |  |  | Excess(+) | 1 | Full Conversion | INR | [40 empty] | 12000 | 12000 | INR Twelve Thousand Only | 9.68 | Removing dry or oil bound distemper, water proofing cement paint and the like by scrapping, sand papering and preparing the surface smooth including necessary repairs to scratches etc. complete. | 750 | sqm
9.69 | Painting with synthetic enamel paint of approved brand and manufacture of required colour to give an even shade : | [53 empty] | 9.69 | Painting with synthetic enamel paint of approved brand and manufacture of required colour to give an even shade :
9.7 | One or more coats on old work |  | 650 | sqm | 70.1 |  |  | Excess(+) | 1 | Full Conversion | INR | [40 empty] | 45565 | 45565 | INR Forty Five Thousand Five Hundred & Sixty Five Only | 9.7 | One or more coats on old work | 650 | sqm
9.71 | French spirit polishing : | [53 empty] | 9.71 | French spirit polishing :
9.72 | One or more coats on old work |  | 25 | sqm | 155.1 |  |  | Excess(+) | 1 | Full Conversion | INR | [40 empty] | 3877.5 | 3877.5 | INR Three Thousand Eight Hundred & Seventy Seven and Paise Fifty Only | 9.72 | One or more coats on old work | 25 | sqm
9.73 | Finishing walls with Premium Acrylic Smooth exterior paint with Silicone additives of required shade | [53 empty] | 9.73 | Finishing walls with Premium Acrylic Smooth exterior paint with Silicone additives of required shade
9.74 | Old work (Two or more coats applied @ 1.43 ltr/ 10 sqm) over existing cement paint surface |  | 400 | sqm | 85.7 |  |  | Excess(+) | 1 | Full Conversion | INR | [40 empty] | 34280 | 34280 | INR Thirty Four Thousand Two Hundred & Eighty Only | 9.74 | Old work (Two or more coats applied @ 1.43 ltr/ 10 sqm) over existing cement paint surface | 400 | sqm
9.75 | Old work (one or more coats applied @ 0.83 ltr/10 sqm). |  | 2000 | sqm | 58.7 |  |  | Excess(+) | 1 | Full Conversion | INR | [40 empty] | 117400 | 117400 | INR One Lakh Seventeen Thousand Four Hundred Only | 9.75 | Old work (one or more coats applied @ 0.83 ltr/10 sqm). | 2000 | sqm
10 | REPAIRS TO BUILDING | [53 empty] | 10 | REPAIRS TO BUILDING
10.01 | Repairs to plaster of thickness 12 mm to 20 mm in patches of area 2.5 sq.meters and under, including cutting the patch in proper shape, raking out joints and preparing and plastering the surface of the walls complete, including disposal of rubbish to the dumping ground, all complete as per direction of Engineer-in-Charge. | [53 empty] | 10.01 | Repairs to plaster of thickness 12 mm to 20 mm in patches of area 2.5 sq.meters and under, including cutting the patch in proper shape, raking out joints and preparing and plastering the surface of the walls complete, including disposal of rubbish to the dumping ground, all complete as per direction of Engineer-in-Charge.
10.02 | With cement mortar 1:4 (1cement: 4 coarse sand) |  | 10 | sqm | 376.7 |  |  | Excess(+) | 1 | Full Conversion | INR | [40 empty] | 3767 | 3767 | INR Three Thousand Seven Hundred & Sixty Seven Only | 10.02 | With cement mortar 1:4 (1cement: 4 coarse sand) | 10 | sqm
10.03 | Fixing chowkhats in existing opening including embedding chowkhats in floors or walls cutting masonry for holdfasts, embedding hold fasts in cement concrete blocks of size 15 x 10 x 10 cm with cement concrete 1:3:6 (1 cement : 3 coarse sand : 6 graded stone aggregate 20 mm nominal size), painting two coats of approved wood preservative to sides of chowkhats and making good the damages to walls and floors as required complete, including disposal of rubbish to the dumping ground, all complete as per direction of Engineer-in-Charge. | [53 empty] | 10.03 | Fixing chowkhats in existing opening including embedding chowkhats in floors or walls cutting masonry for holdfasts, embedding hold fasts in cement concrete blocks of size 15 x 10 x 10 cm with cement concrete 1:3:6 (1 cement : 3 coarse sand : 6 graded stone aggregate 20 mm nominal size), painting two coats of approved wood preservative to sides of chowkhats and making good the damages to walls and floors as required complete, including disposal of rubbish to the dumping ground, all complete as per direction of Engineer-in-Charge.
10.04 | Door chowkhats |  | 4 | each | 1198.5 |  |  | Excess(+) | 1 | Full Conversion | INR | [40 empty] | 4794 | 4794 | INR Four Thousand Seven Hundred & Ninety Four Only | 10.04 | Door chowkhats | 4 | each
10.05 | Window chowkhats |  | 4 | each | 753.1 |  |  | Excess(+) | 1 | Full Conversion | INR | [40 empty] | 3012.4 | 3012.4 | INR Three Thousand &Twelve and Paise Forty Only | 10.05 | Window chowkhats | 4 | each
10.06 | Renewing glass panes, with putty and nails wherever necessary including racking out the old putty: | [53 empty] | 10.06 | Renewing glass panes, with putty and nails wherever necessary including racking out the old putty:
10.07 | Float glass panes of nominal thickness 4 mm (weight not less than 10kg/sqm) |  | 6 | sqm | 780.8 |  |  | Excess(+) | 1 | Full Conversion | INR | [40 empty] | 4684.8 | 4684.8 | INR Four Thousand Six Hundred & Eighty Four and Paise Eighty Only | 10.07 | Float glass panes of nominal thickness 4 mm (weight not less than 10kg/sqm) | 6 | sqm
10.08 | Float glass panes of nominal thickness 5 mm (weight not less than 12.5kg/sqm) |  | 8 | sqm | 1038.9 |  |  | Excess(+) | 1 | Full Conversion | INR | [40 empty] | 8311.2 | 8311.2 | INR Eight Thousand Three Hundred & Eleven and Paise Twenty Only | 10.08 | Float glass panes of nominal thickness 5 mm (weight not less than 12.5kg/sqm) | 8 | sqm
10.09 | Renewal of old putty of glass panes (length) |  | 20 | metre | 37.4 |  |  | Excess(+) | 1 | Full Conversion | INR | [40 empty] | 748 | 748 | INR Seven Hundred & Forty Eight Only | 10.09 | Renewal of old putty of glass panes (length) | 20 | metre
10.1 | Refixing old glass panes with putty and nails |  | 10 | sqm | 485.8 |  |  | Excess(+) | 1 | Full Conversion | INR | [40 empty] | 4858 | 4858 | INR Four Thousand Eight Hundred & Fifty Eight Only | 10.1 | Refixing old glass panes with putty and nails | 10 | sqm
10.11 | Providing and fixing double scaffolding system (cup lock type) on the exterior side, up to seven story height made with 40 mm dia M.S. tube 1.5 m centre to centre, horizontal & vertical tubes joining with cup & lock system with M.S. tubes, M.S. tube challies, M.S. clamps and M.S. staircase system in the scaffolding for working platform etc. and maintaining it in a serviceable condition for the required duration as approved and removing it there after .The scaffolding system shall be stiffened with bracings, runners, connection with the building etc wherever required for inspection of work at required locations with essential safety features for the workmen etc. complete as per directions and approval of Engineer-in-charge .The elevational area of the scaffolding shall be measured for payment purpose .The payment will be made once irrespective of duration of scaffolding. |  | 200 | sqm | 226.2 |  |  | Excess(+) | 1 | Full Conversion | INR | [40 empty] | 45240 | 45240 | INR Forty Five Thousand Two Hundred & Forty Only | 10.11 | Providing and fixing double scaffolding system (cup lock type) on the exterior side, up to seven story height made with 40 mm dia M.S. tube 1.5 m centre to centre, horizontal & vertical tubes joining with cup & lock system with M.S. tubes, M.S. tube challies, M.S. clamps and M.S. staircase system in the scaffolding for working platform etc. and maintaining it in a serviceable condition for the required duration as approved and removing it there after .The scaffolding system shall be stiffened with bracings, runners, connection with the building etc wherever required for inspection of work at required locations with essential safety features for the workmen etc. complete as per directions and approval of Engineer-in-charge .The elevational area of the scaffolding shall be measured for payment purpose .The payment will be made once irrespective of duration of scaffolding. | 200 | sqm
10.12 | Cleaning of terrace/loft water storage tank (inside surface area) upto 2000 litre capacity at all heights with coconut brushes, duster etc., removal of silt, rubbish from the tank and cleaning the tank with fresh water disinfecting with bleaching powder @ 0.5gm per litre capacity of tank including marking the date of cleaning on the side of tank body with the help of stencil and paint and disposing of malba all complete as per direction of Engineer-in-Charge. (The old date already written on tank should be removed with paint remover or black paint and if date is not written with the stencil or old date is not removed deduction will be made @ Rs. 0.10 per litre) (if during cleaning any GI fittings or ball cock is damaged that is to be repaired by contractor at his own cost and nothing extra will be paid on this account) |  | 17000 | litre | 0.3 |  |  | Excess(+) | 1 | Full Conversion | INR | [40 empty] | 5100 | 5100 | INR Five Thousand One Hundred Only | 10.12 | Cleaning of terrace/loft water storage tank (inside surface area) upto 2000 litre capacity at all heights with coconut brushes, duster etc., removal of silt, rubbish from the tank and cleaning the tank with fresh water disinfecting with bleaching powder @ 0.5gm per litre capacity of tank including marking the date of cleaning on the side of tank body with the help of stencil and paint and disposing of malba all complete as per direction of Engineer-in-Charge. (The old date already written on tank should be removed with paint remover or black paint and if date is not written with the stencil or old date is not removed deduction will be made @ Rs. 0.10 per litre) (if during cleaning any GI fittings or ball cock is damaged that is to be repaired by contractor at his own cost and nothing extra will be paid on this account) | 17000 | litre
10.13 | Cleaning of under ground sump, Over Head R.C.C. Tank ( independent staging) including disposal of slit and rubbish, all as per direction of Engineer-in-Charge. The cleaning shall consist following operations:- (i)Tank shall be emptied of water by pumping & bottom shall be cleaned of silt and other deposits. (ii) Entire surface area of the sump shall then scrubbed thoroughly with wire brush etc. and pressure washed with water. (iii) Chlorination of RCC internal surface by liquid chlorine. (iv) The treated surface shall be dried using air jetting and all loose particles shall be removal from the surface. (v) Finally the surface shall be treated with ultraviolet radiation etc. as per direction of Engineer-in-Charge. |  | 350 | sqm | 55.9 |  |  | Excess(+) | 1 | Full Conversion | INR | [40 empty] | 19565 | 19565 | INR Nineteen Thousand Five Hundred & Sixty Five Only | 10.13 | Cleaning of under ground sump, Over Head R.C.C. Tank ( independent staging) including disposal of slit and rubbish, all as per direction of Engineer-in-Charge. The cleaning shall consist following operations:- (i)Tank shall be emptied of water by pumping & bottom shall be cleaned of silt and other deposits. (ii) Entire surface area of the sump shall then scrubbed thoroughly with wire brush etc. and pressure washed with water. (iii) Chlorination of RCC internal surface by liquid chlorine. (iv) The treated surface shall be dried using air jetting and all loose particles shall be removal from the surface. (v) Finally the surface shall be treated with ultraviolet radiation etc. as per direction of Engineer-in-Charge. | 350 | sqm
10.14 | Cutting holes of required size in brick masonry wall for fixing of exhaust fan including providing and fixing 300 mm dia PVC pipe conforming BIS-12818 and making good the same etc. complete as per direction of Engineer-in-charge. |  | 6 | each | 193.3 |  |  | Excess(+) | 1 | Full Conversion | INR | [40 empty] | 1159.8 | 1159.8 | INR One Thousand One Hundred & Fifty Nine and Paise Eighty Only | 10.14 | Cutting holes of required size in brick masonry wall for fixing of exhaust fan including providing and fixing 300 mm dia PVC pipe conforming BIS-12818 and making good the same etc. complete as per direction of Engineer-in-charge. | 6 | each
10.15 | Dismantling W.C. Pan of all sizes including disposal of dismantled materials i/c malba all complete as per directions of Engineer-in-Charge. |  | 4 | each | 84.2 |  |  | Excess(+) | 1 | Full Conversion | INR | [40 empty] | 336.8 | 336.8 | INR Three Hundred & Thirty Six and Paise Eighty Only | 10.15 | Dismantling W.C. Pan of all sizes including disposal of dismantled materials i/c malba all complete as per directions of Engineer-in-Charge. | 4 | each
10.16 | Hacking of CC flooring including cleaning for surface etc. complete as per direction of the Engineer-in-Charge. |  | 25 | sqm | 2.2 |  |  | Excess(+) | 1 | Full Conversion | INR | [40 empty] | 55 | 55 | INR Fifty Five Only | 10.16 | Hacking of CC flooring including cleaning for surface etc. complete as per direction of the Engineer-in-Charge. | 25 | sqm
10.17 | Dismantling 15 to 40 mm dia G.I. pipe including stacking of dismantled pipes (within 50 metres lead) as per direction of Engineer-in-Charge. |  | 50 | metre | 2.4 |  |  | Excess(+) | 1 | Full Conversion | INR | [40 empty] | 120 | 120 | INR One Hundred & Twenty Only | 10.17 | Dismantling 15 to 40 mm dia G.I. pipe including stacking of dismantled pipes (within 50 metres lead) as per direction of Engineer-in-Charge. | 50 | metre
10.18 | Taking out existing wooden door shutter, repair by cutting, painting etc. and refixing of repaired door shutters to existing door frames, including replacement of hinges with screws, etc. as required, all complete as per the direction of the Engineer-in-charge. |  | 6 | each | 261.2 |  |  | Excess(+) | 1 | Full Conversion | INR | [40 empty] | 1567.2 | 1567.2 | INR One Thousand Five Hundred & Sixty Seven and Paise Twenty Only | 10.18 | Taking out existing wooden door shutter, repair by cutting, painting etc. and refixing of repaired door shutters to existing door frames, including replacement of hinges with screws, etc. as required, all complete as per the direction of the Engineer-in-charge. | 6 | each
10.19 | Extra for covering top of membrane with Geotextile, 120 gsm non woven, 100% polyester of thickness 1 to 1.25 mm bonded to the membrane with intermittent touch by heating the membrane by Butane Torch as per manufactures recommendation. |  | 20 | sqm | 87.5 |  |  | Excess(+) | 1 | Full Conversion | INR | [40 empty] | 1750 | 1750 | INR One Thousand Seven Hundred & Fifty Only | 10.19 | Extra for covering top of membrane with Geotextile, 120 gsm non woven, 100% polyester of thickness 1 to 1.25 mm bonded to the membrane with intermittent touch by heating the membrane by Butane Torch as per manufactures recommendation. | 20 | sqm
11 | DISMANTLING AND DEMOLISHING | [53 empty] | 11 | DISMANTLING AND DEMOLISHING
11.01 | Demolishing lime concrete manually/ by mechanical means and disposal of material within 50 metres lead as per direction of Engineer- in-charge. |  | 4 | cum | 532.7 |  |  | Excess(+) | 1 | Full Conversion | INR | [40 empty] | 2130.8 | 2130.8 | INR Two Thousand One Hundred & Thirty and Paise Eighty Only | 11.01 | Demolishing lime concrete manually/ by mechanical means and disposal of material within 50 metres lead as per direction of Engineer- in-charge. | 4 | cum
11.02 | Demolishing cement concrete manually/ by mechanical means including disposal of material within 50 metres lead as per direction of Engineer - in - charge. | [53 empty] | 11.02 | Demolishing cement concrete manually/ by mechanical means including disposal of material within 50 metres lead as per direction of Engineer - in - charge.
11.03 | Nominal concrete 1:3:6 or richer mix (i/c equivalent design mix) |  | 5 | cum | 1523.4 |  |  | Excess(+) | 1 | Full Conversion | INR | [40 empty] | 7617 | 7617 | INR Seven Thousand Six Hundred & Seventeen Only | 11.03 | Nominal concrete 1:3:6 or richer mix (i/c equivalent design mix) | 5 | cum
11.04 | Nominal concrete 1:4:8 or leaner mix (i/c equivalent design mix) |  | 4 | cum | 940.6 |  |  | Excess(+) | 1 | Full Conversion | INR | [40 empty] | 3762.4 | 3762.4 | INR Three Thousand Seven Hundred & Sixty Two and Paise Forty Only | 11.04 | Nominal concrete 1:4:8 or leaner mix (i/c equivalent design mix) | 4 | cum
11.05 | Demolishing R.C.C. work manually/ by mechanical means including stacking of steel bars and disposal of unserviceable material within 50 metres lead as per direction of Engineer - in- charge. |  | 2 | cum | 2222.5 |  |  | Excess(+) | 1 | Full Conversion | INR | [40 empty] | 4445 | 4445 | INR Four Thousand Four Hundred & Forty Five Only | 11.05 | Demolishing R.C.C. work manually/ by mechanical means including stacking of steel bars and disposal of unserviceable material within 50 metres lead as per direction of Engineer - in- charge. | 2 | cum
11.06 | Extra for cutting reinforcement bars manually/ by mechanical means in R.C.C. or R.B. work (Payment shall be made on the cross sectional area of R.C.C. or R.B. work) as per direction of Engineer-in-charge. |  | 4 | sqm | 757 |  |  | Excess(+) | 1 | Full Conversion | INR | [40 empty] | 3028 | 3028 | INR Three Thousand &Twenty Eight Only | 11.06 | Extra for cutting reinforcement bars manually/ by mechanical means in R.C.C. or R.B. work (Payment shall be made on the cross sectional area of R.C.C. or R.B. work) as per direction of Engineer-in-charge. | 4 | sqm
11.07 | Demolishing brick work manually/ by mechanical means including stacking of serviceable material and disposal of unserviceable material within 50 metres lead as per direction of Engineer-in-charge. | [53 empty] | 11.07 | Demolishing brick work manually/ by mechanical means including stacking of serviceable material and disposal of unserviceable material within 50 metres lead as per direction of Engineer-in-charge.
11.08 | In cement mortar |  | 2 | cum | 1288.8 |  |  | Excess(+) | 1 | Full Conversion | INR | [40 empty] | 2577.6 | 2577.6 | INR Two Thousand Five Hundred & Seventy Seven and Paise Sixty Only | 11.08 | In cement mortar | 2 | cum
11.09 | Dismantling doors, windows and clerestory windows (steel or wood) shutter including chowkhats, architrave, holdfasts etc. complete and stacking within 50 metres lead : | [53 empty] | 11.09 | Dismantling doors, windows and clerestory windows (steel or wood) shutter including chowkhats, architrave, holdfasts etc. complete and stacking within 50 metres lead :
11.1 | Of area 3 sq. metres and below |  | 6 | each | 240.7 |  |  | Excess(+) | 1 | Full Conversion | INR | [40 empty] | 1444.2 | 1444.2 | INR One Thousand Four Hundred & Forty Four and Paise Twenty Only | 11.1 | Of area 3 sq. metres and below | 6 | each
11.11 | Taking out doors, windows and clerestory window shutters (steel or wood) including stacking within 50 metres lead : | [53 empty] | 11.11 | Taking out doors, windows and clerestory window shutters (steel or wood) including stacking within 50 metres lead :
11.12 | Of area 3 sq. metres and below |  | 6 | each | 93.4 |  |  | Excess(+) | 1 | Full Conversion | INR | [40 empty] | 560.4 | 560.4 | INR Five Hundred & Sixty and Paise Forty Only | 11.12 | Of area 3 sq. metres and below | 6 | each
11.13 | Dismantling tile work in floors and roofs laid in cement mortar including stacking material within 50 metres lead. | [53 empty] | 11.13 | Dismantling tile work in floors and roofs laid in cement mortar including stacking material within 50 metres lead.
11.14 | For thickness of tiles 10 mm to 25 mm |  | 30 | sqm | 48.1 |  |  | Excess(+) | 1 | Full Conversion | INR | [40 empty] | 1443 | 1443 | INR One Thousand Four Hundred & Forty Three Only | 11.14 | For thickness of tiles 10 mm to 25 mm | 30 | sqm
11.15 | For thickness of tiles above 25 mm and up to 40 mm |  | 20 | sqm | 75.1 |  |  | Excess(+) | 1 | Full Conversion | INR | [40 empty] | 1502 | 1502 | INR One Thousand Five Hundred & Two Only | 11.15 | For thickness of tiles above 25 mm and up to 40 mm | 20 | sqm
11.16 | Dismantling of flushing cistern of all types (C.I./PVC/Vitrious China) including stacking of useful materials near the site and disposal of unserviceable materials within 50 metres lead. |  | 4 | each | 585.8 |  |  | Excess(+) | 1 | Full Conversion | INR | [40 empty] | 2343.2 | 2343.2 | INR Two Thousand Three Hundred & Forty Three and Paise Twenty Only | 11.16 | Dismantling of flushing cistern of all types (C.I./PVC/Vitrious China) including stacking of useful materials near the site and disposal of unserviceable materials within 50 metres lead. | 4 | each
11.17 | Dismantling old plaster or skirting raking out joints and cleaning the surface for plaster including disposal of rubbish to the dumping ground within 50 metres lead. |  | 50 | sqm | 34.2 |  |  | Excess(+) | 1 | Full Conversion | INR | [40 empty] | 1710 | 1710 | INR One Thousand Seven Hundred & Ten Only | 11.17 | Dismantling old plaster or skirting raking out joints and cleaning the surface for plaster including disposal of rubbish to the dumping ground within 50 metres lead. | 50 | sqm
11.18 | Dismantling aluminium/ Gypsum partitions, doors, windows, fixed glazing and false ceiling including disposal of unserviceable material and stacking of serviceable material with in 50 meters lead as directed by Engineer-in-charge. |  | 10 | sqm | 36.8 |  |  | Excess(+) | 1 | Full Conversion | INR | [40 empty] | 368 | 368 | INR Three Hundred & Sixty Eight Only | 11.18 | Dismantling aluminium/ Gypsum partitions, doors, windows, fixed glazing and false ceiling including disposal of unserviceable material and stacking of serviceable material with in 50 meters lead as directed by Engineer-in-charge. | 10 | sqm
11.19 | Disposal of building rubbish / malba / similar unserviceable, dismantled or waste materials by mechanical means, including loading, transporting, unloading to approved municipal dumping ground or as approved by Engineer-in-charge, beyond 50 m initial lead, for all leads including all lifts involved. |  | 30 | cum | 121.7 |  |  | Excess(+) | 1 | Full Conversion | INR | [40 empty] | 3651 | 3651 | INR Three Thousand Six Hundred & Fifty One Only | 11.19 | Disposal of building rubbish / malba / similar unserviceable, dismantled or waste materials by mechanical means, including loading, transporting, unloading to approved municipal dumping ground or as approved by Engineer-in-charge, beyond 50 m initial lead, for all leads including all lifts involved. | 30 | cum
12 | ROAD WORK | [53 empty] | 12 | ROAD WORK
12.01 | Brick edging laid lengthwise with half brick depth including excavation, refilling and disposal of surplus earth lead upto 50 metres : | [53 empty] | 12.01 | Brick edging laid lengthwise with half brick depth including excavation, refilling and disposal of surplus earth lead upto 50 metres :
12.02 | With common burnt clay F.P.S. (non modular) bricks of class designation 7.5 |  | 30 | metre | 41 |  |  | Excess(+) | 1 | Full Conversion | INR | [40 empty] | 1230 | 1230 | INR One Thousand Two Hundred & Thirty Only | 12.02 | With common burnt clay F.P.S. (non modular) bricks of class designation 7.5 | 30 | metre
12.03 | Fencing with angle iron post placed at required distance embedded in cement concrete blocks, every 15th post, last but one end post and corner post shall be strutted on both sides and end post on one side only and provided with horizontal lines and two diagonals interwoven with horizontal wires, of barbed wire weighing 9.38 kg per 100 m (minimum), between the two posts fitted and fixed with G.I. staples, turn buckles etc. complete. (Cost of posts, struts, earth work and concrete work to be paid for separately). Payment to be made per metre cost of total length of barbed wire used. | [53 empty] | 12.03 | Fencing with angle iron post placed at required distance embedded in cement concrete blocks, every 15th post, last but one end post and corner post shall be strutted on both sides and end post on one side only and provided with horizontal lines and two diagonals interwoven with horizontal wires, of barbed wire weighing 9.38 kg per 100 m (minimum), between the two posts fitted and fixed with G.I. staples, turn buckles etc. complete. (Cost of posts, struts, earth work and concrete work to be paid for separately). Payment to be made per metre cost of total length of barbed wire used.
12.04 | With G.I. barbed wire |  | 40 | metre | 16.7 |  |  | Excess(+) | 1 | Full Conversion | INR | [40 empty] | 668 | 668 | INR Six Hundred & Sixty Eight Only | 12.04 | With G.I. barbed wire | 40 | metre
12.05 | Supplying at site Angle iron post & strut of required size including bottom to be split and bent at right angle in opposite direction for 10 cm length and drilling holes upto 10 mm dia. etc. complete. |  | 50 | kg | 81 |  |  | Excess(+) | 1 | Full Conversion | INR | [40 empty] | 4050 | 4050 | INR Four Thousand &Fifty Only | 12.05 | Supplying at site Angle iron post & strut of required size including bottom to be split and bent at right angle in opposite direction for 10 cm length and drilling holes upto 10 mm dia. etc. complete. | 50 | kg
12.06 | Cement concrete 1:2:4 (1 cement : 2 coarse sand : 4 graded stone aggregate 40 mm nominal size) in pavements, laid to required slope and camber in panels as required including consolidation finishing and tamping complete. |  | 1 | cum | 5998.1 |  |  | Excess(+) | 1 | Full Conversion | INR | [40 empty] | 5998.1 | 5998.1 | INR Five Thousand Nine Hundred & Ninety Eight and Paise Ten Only | 12.06 | Cement concrete 1:2:4 (1 cement : 2 coarse sand : 4 graded stone aggregate 40 mm nominal size) in pavements, laid to required slope and camber in panels as required including consolidation finishing and tamping complete. | 1 | cum
12.07 | Providing and laying 60mm thick faciory made cement concrete interlocking paver block of M -30 grade made by block making machine with strong vibratory compaction, of approved size, design & shape, laid in required colour and pattern over and including 50mm thick compacted bed of coarse sand, filling the joints with line sand etc. all complete as per the direction of Engineer-in-charge. |  | 15 | sqm | 753.5 |  |  | Excess(+) | 1 | Full Conversion | INR | [40 empty] | 11302.5 | 11302.5 | INR Eleven Thousand Three Hundred & Two and Paise Fifty Only | 12.07 | Providing and laying 60mm thick faciory made cement concrete interlocking paver block of M -30 grade made by block making machine with strong vibratory compaction, of approved size, design & shape, laid in required colour and pattern over and including 50mm thick compacted bed of coarse sand, filling the joints with line sand etc. all complete as per the direction of Engineer-in-charge. | 15 | sqm
12.08 | Providing and laying at or near ground level factory made kerb stone of M-25 grade cement concrete in position to the required line, level and curvature, jointed with cement mortar 1:3 (1 cement: 3 coarse sand), including making joints with or without grooves (thickness of joints except at sharp curve shall not to more than 5mm), including making drainage opening wherever required complete etc. as per direction of Engineer-in-charge (length of finished kerb edging shall be measured for payment). (Precast C.C. kerb stone shall be approved by Engineer-in-charge). |  | 0.5 | cum | 7344.3 |  |  | Excess(+) | 1 | Full Conversion | INR | [40 empty] | 3672.15 | 3672.15 | INR Three Thousand Six Hundred & Seventy Two and Paise Fifteen Only | 12.08 | Providing and laying at or near ground level factory made kerb stone of M-25 grade cement concrete in position to the required line, level and curvature, jointed with cement mortar 1:3 (1 cement: 3 coarse sand), including making joints with or without grooves (thickness of joints except at sharp curve shall not to more than 5mm), including making drainage opening wherever required complete etc. as per direction of Engineer-in-charge (length of finished kerb edging shall be measured for payment). (Precast C.C. kerb stone shall be approved by Engineer-in-charge). | 0.5 | cum
12.09 | Providing and fixing G.I. chain link fabric fencing of required width in mesh size 50x50 mm including strengthening with 2 mm dia wire or nuts, bolts and washers as required complete as per the direction of Engineer-in-charge. | [53 empty] | 12.09 | Providing and fixing G.I. chain link fabric fencing of required width in mesh size 50x50 mm including strengthening with 2 mm dia wire or nuts, bolts and washers as required complete as per the direction of Engineer-in-charge.
12.1 | Made of G.I. wire of dia 4 mm |  | 30 | sqm | 699 |  |  | Excess(+) | 1 | Full Conversion | INR | [40 empty] | 20970 | 20970 | INR Twenty Thousand Nine Hundred & Seventy Only | 12.1 | Made of G.I. wire of dia 4 mm | 30 | sqm
13 | SANITARY INSTALLATIONS | [53 empty] | 13 | SANITARY INSTALLATIONS
13.01 | Providing and fixing water closet squatting pan (Indian type W.C. pan ) with 100 mm sand cast Iron P or S trap, 10 litre low level white P.V.C. flushing cistern, including flush pipe, with manually controlled device (handle lever) conforming to IS : 7231, with all fittings and fixtures complete, including cutting and making good the walls and floors wherever required: | [53 empty] | 13.01 | Providing and fixing water closet squatting pan (Indian type W.C. pan ) with 100 mm sand cast Iron P or S trap, 10 litre low level white P.V.C. flushing cistern, including flush pipe, with manually controlled device (handle lever) conforming to IS : 7231, with all fittings and fixtures complete, including cutting and making good the walls and floors wherever required:
13.02 | White Vitreous china Orissa pattern W.C. pan of size 580x440 mm with integral type foot rests |  | 2 | each | 4753.6 |  |  | Excess(+) | 1 | Full Conversion | INR | [40 empty] | 9507.2 | 9507.2 | INR Nine Thousand Five Hundred & Seven and Paise Twenty Only | 13.02 | White Vitreous china Orissa pattern W.C. pan of size 580x440 mm with integral type foot rests | 2 | each
13.03 | Providing and fixing white vitreous china pedestal type water closet (European type W.C. pan) with seat and lid, 10 litre low level white P.V.C. flushing cistern, including flush pipe, with manually controlled device (handle lever), conforming to IS : 7231, with all fittings and fixtures complete, including cutting and making good the walls and floors wherever required : | [53 empty] | 13.03 | Providing and fixing white vitreous china pedestal type water closet (European type W.C. pan) with seat and lid, 10 litre low level white P.V.C. flushing cistern, including flush pipe, with manually controlled device (handle lever), conforming to IS : 7231, with all fittings and fixtures complete, including cutting and making good the walls and floors wherever required :
13.04 | W.C. pan with ISI marked white solid plastic seat and lid |  | 2 | each | 4612.9 |  |  | Excess(+) | 1 | Full Conversion | INR | [40 empty] | 9225.8 | 9225.8 | INR Nine Thousand Two Hundred & Twenty Five and Paise Eighty Only | 13.04 | W.C. pan with ISI marked white solid plastic seat and lid | 2 | each
13.05 | Providing and fixing wash basin with C.I. brackets, 15 mm C.P. brass pillar taps, 32 mm C.P. brass waste of standard pattern, including painting of fittings and brackets, cutting and making good the walls wherever require: | [53 empty] | 13.05 | Providing and fixing wash basin with C.I. brackets, 15 mm C.P. brass pillar taps, 32 mm C.P. brass waste of standard pattern, including painting of fittings and brackets, cutting and making good the walls wherever require:
13.06 | White Vitreous China Wash basin size 630x450 mm with a pair of 15 mm C.P. brass pillar taps |  | 2 | each | 2707.3 |  |  | Excess(+) | 1 | Full Conversion | INR | [40 empty] | 5414.6 | 5414.6 | INR Five Thousand Four Hundred & Fourteen and Paise Sixty Only | 13.06 | White Vitreous China Wash basin size 630x450 mm with a pair of 15 mm C.P. brass pillar taps | 2 | each
13.07 | Providing and fixing Stainless Steel A ISI 304 (18/8) kitchen sink as per IS:13983 with C.I. brackets and stainless steel plug 40 mm, including painting of fittings and brackets, cutting and making good the walls wherever required : | [53 empty] | 13.07 | Providing and fixing Stainless Steel A ISI 304 (18/8) kitchen sink as per IS:13983 with C.I. brackets and stainless steel plug 40 mm, including painting of fittings and brackets, cutting and making good the walls wherever required :
13.08 | Kitchen sink with drain board | [53 empty] | 13.08 | Kitchen sink with drain board
13.09 | 510x1040 mm bowl depth 250 mm |  | 1 | each | 4520.8 |  |  | Excess(+) | 1 | Full Conversion | INR | [40 empty] | 4520.8 | 4520.8 | INR Four Thousand Five Hundred & Twenty and Paise Eighty Only | 13.09 | 510x1040 mm bowl depth 250 mm | 1 | each
13.1 | Providing and fixing white vitreous china water closet squatting pan (Indian type) : | [53 empty] | 13.1 | Providing and fixing white vitreous china water closet squatting pan (Indian type) :
13.11 | Orissa pattern W.C. pan of size 580x440 mm |  | 3 | each | 2231 |  |  | Excess(+) | 1 | Full Conversion | INR | [40 empty] | 6693 | 6693 | INR Six Thousand Six Hundred & Ninety Three Only | 13.11 | Orissa pattern W.C. pan of size 580x440 mm | 3 | each
13.14 | Providing and fixing 8 mm dia C.P. / S.S. Jet with flexible tube upto 1 metre long with S.S. triangular plate to Eureopean type W.C. of quality and make as approved by Engineer - in - charge. |  | 6 | each | 260.9 |  |  | Excess(+) | 1 | Full Conversion | INR | [40 empty] | 1565.4 | 1565.4 | INR One Thousand Five Hundred & Sixty Five and Paise Forty Only | 13.14 | Providing and fixing 8 mm dia C.P. / S.S. Jet with flexible tube upto 1 metre long with S.S. triangular plate to Eureopean type W.C. of quality and make as approved by Engineer - in - charge. | 6 | each
13.15 | Providing and fixing P.V.C. low level flushing cistern with manually controlled device (handle lever) conforming to IS : 7231, with all fittings and fixtures complete. | [53 empty] | 13.15 | Providing and fixing P.V.C. low level flushing cistern with manually controlled device (handle lever) conforming to IS : 7231, with all fittings and fixtures complete.
13.16 | 10 litre capacity - White |  | 2 | each | 876.8 |  |  | Excess(+) | 1 | Full Conversion | INR | [40 empty] | 1753.6 | 1753.6 | INR One Thousand Seven Hundred & Fifty Three and Paise Sixty Only | 13.16 | 10 litre capacity - White | 2 | each
13.17 | Providing and fixing solid plastic seat with lid for pedestal type W.C. pan complete : | [53 empty] | 13.17 | Providing and fixing solid plastic seat with lid for pedestal type W.C. pan complete :
13.18 | White solid plastic seat with lid |  | 3 | each | 500.7 |  |  | Excess(+) | 1 | Full Conversion | INR | [40 empty] | 1502.1 | 1502.1 | INR One Thousand Five Hundred & Two and Paise Ten Only | 13.18 | White solid plastic seat with lid | 3 | each
13.19 | Providing and fixing CP Brass 32mm size Bottle Trap of approved quality & make and as per the direction of Engineer-in-charge. |  | 6 | each | 774.3 |  |  | Excess(+) | 1 | Full Conversion | INR | [40 empty] | 4645.8 | 4645.8 | INR Four Thousand Six Hundred & Forty Five and Paise Eighty Only | 13.19 | Providing and fixing CP Brass 32mm size Bottle Trap of approved quality & make and as per the direction of Engineer-in-charge. | 6 | each
13.2 | Providing and fixing P.V.C. waste pipe for sink or wash basin including P.V.C. waste fittings complete. | [53 empty] | 13.2 | Providing and fixing P.V.C. waste pipe for sink or wash basin including P.V.C. waste fittings complete.
13.21 | Flexible pipe | [53 empty] | 13.21 | Flexible pipe
13.22 | 32 mm dia |  | 6 | each | 88.7 |  |  | Excess(+) | 1 | Full Conversion | INR | [40 empty] | 532.2 | 532.2 | INR Five Hundred & Thirty Two and Paise Twenty Only | 13.22 | 32 mm dia | 6 | each
13.23 | Providing and fixing 600x450 mm beveled edge mirror of superior glass (of approved quality) complete with 6 mm thick hard board ground fixed to wooden cleats with C.P. brass screws and washers complete. |  | 3 | each | 1125 |  |  | Excess(+) | 1 | Full Conversion | INR | [40 empty] | 3375 | 3375 | INR Three Thousand Three Hundred & Seventy Five Only | 13.23 | Providing and fixing 600x450 mm beveled edge mirror of superior glass (of approved quality) complete with 6 mm thick hard board ground fixed to wooden cleats with C.P. brass screws and washers complete. | 3 | each
13.24 | Providing and fixing toilet paper holder : | [53 empty] | 13.24 | Providing and fixing toilet paper holder :
13.25 | C.P. brass |  | 2 | each | 511.8 |  |  | Excess(+) | 1 | Full Conversion | INR | [40 empty] | 1023.6 | 1023.6 | INR One Thousand &Twenty Three and Paise Sixty Only | 13.25 | C.P. brass | 2 | each
13.26 | Providing and fixing soil, waste and vent pipes : | [53 empty] | 13.26 | Providing and fixing soil, waste and vent pipes :
13.27 | 100 mm dia | [53 empty] | 13.27 | 100 mm dia
13.28 | Centrifugally cast (spun) iron socket & spigot (S&S) pipe as per IS: 3989 |  | 40 | metre | 957.7 |  |  | Excess(+) | 1 | Full Conversion | INR | [40 empty] | 38308 | 38308 | INR Thirty Eight Thousand Three Hundred & Eight Only | 13.28 | Centrifugally cast (spun) iron socket & spigot (S&S) pipe as per IS: 3989 | 40 | metre
13.29 | 75 mm diameter : | [53 empty] | 13.29 | 75 mm diameter :
13.3 | Centrifugally cast (spun) iron socketed pipe as per IS: 3989 |  | 6 | metre | 869.8 |  |  | Excess(+) | 1 | Full Conversion | INR | [40 empty] | 5218.8 | 5218.8 | INR Five Thousand Two Hundred & Eighteen and Paise Eighty Only | 13.3 | Centrifugally cast (spun) iron socketed pipe as per IS: 3989 | 6 | metre
13.31 | Providing and fixing M.S. holder-bat clamps of approved design to Sand Cast iron/cast iron (spun) pipe embedded in and including cement concrete blocks 10x10x10 cm of 1:2:4 mix (1 cement : 2 coarse sand : 4 graded stone aggregate 20 mm nominal size), including cost of cutting holes and making good the walls etc. : | [53 empty] | 13.31 | Providing and fixing M.S. holder-bat clamps of approved design to Sand Cast iron/cast iron (spun) pipe embedded in and including cement concrete blocks 10x10x10 cm of 1:2:4 mix (1 cement : 2 coarse sand : 4 graded stone aggregate 20 mm nominal size), including cost of cutting holes and making good the walls etc. :
13.32 | For 100 mm dia pipe |  | 12 | each | 252 |  |  | Excess(+) | 1 | Full Conversion | INR | [40 empty] | 3024 | 3024 | INR Three Thousand &Twenty Four Only | 13.32 | For 100 mm dia pipe | 12 | each
13.33 | Providing and fixing bend of required degree with access door, insertion rubber washer 3 mm thick, bolts and nuts complete. | [53 empty] | 13.33 | Providing and fixing bend of required degree with access door, insertion rubber washer 3 mm thick, bolts and nuts complete.
13.34 | 100 mm dia | [53 empty] | 13.34 | 100 mm dia
13.35 | Sand cast iron S&S as per IS - 3989 |  | 6 | each | 404.8 |  |  | Excess(+) | 1 | Full Conversion | INR | [40 empty] | 2428.8 | 2428.8 | INR Two Thousand Four Hundred & Twenty Eight and Paise Eighty Only | 13.35 | Sand cast iron S&S as per IS - 3989 | 6 | each
13.36 | Providing and fixing plain bend of required degree. | [53 empty] | 13.36 | Providing and fixing plain bend of required degree.
13.37 | 100 mm dia | [53 empty] | 13.37 | 100 mm dia
13.38 | Sand cast iron S&S as per IS : 3989 |  | 6 | each | 342.6 |  |  | Excess(+) | 1 | Full Conversion | INR | [40 empty] | 2055.6 | 2055.6 | INR Two Thousand &Fifty Five and Paise Sixty Only | 13.38 | Sand cast iron S&S as per IS : 3989 | 6 | each
13.39 | Providing and fixing single equal plain junction of required degree with access door, insertion rubber washer 3 mm thick, bolts and nuts complete. | [53 empty] | 13.39 | Providing and fixing single equal plain junction of required degree with access door, insertion rubber washer 3 mm thick, bolts and nuts complete.
13.4 | 100x100x100 mm | [53 empty] | 13.4 | 100x100x100 mm
13.41 | Sand cast iron S&S as per IS - 3989 |  | 4 | each | 633.5 |  |  | Excess(+) | 1 | Full Conversion | INR | [40 empty] | 2534 | 2534 | INR Two Thousand Five Hundred & Thirty Four Only | 13.41 | Sand cast iron S&S as per IS - 3989 | 4 | each
13.42 | Providing and fixing single equal plain junction of required degree : | [53 empty] | 13.42 | Providing and fixing single equal plain junction of required degree :
13.43 | 100x100x100 mm | [53 empty] | 13.43 | 100x100x100 mm
13.44 | Sand cast iron S&S as per IS - 3989 |  | 4 | each | 585.4 |  |  | Excess(+) | 1 | Full Conversion | INR | [40 empty] | 2341.6 | 2341.6 | INR Two Thousand Three Hundred & Forty One and Paise Sixty Only | 13.44 | Sand cast iron S&S as per IS - 3989 | 4 | each
13.45 | Providing and fixing terminal guard : | [53 empty] | 13.45 | Providing and fixing terminal guard :
13.46 | 100 mm | [53 empty] | 13.46 | 100 mm
13.47 | Sand cast iron S&S as per IS - 3989 |  | 4 | each | 341.4 |  |  | Excess(+) | 1 | Full Conversion | INR | [40 empty] | 1365.6 | 1365.6 | INR One Thousand Three Hundred & Sixty Five and Paise Sixty Only | 13.47 | Sand cast iron S&S as per IS - 3989 | 4 | each
13.48 | Providing and fixing collar : | [53 empty] | 13.48 | Providing and fixing collar :
13.49 | 100 mm | [53 empty] | 13.49 | 100 mm
13.5 | Sand cast iron S&S as per IS - 3989 |  | 10 | each | 359 |  |  | Excess(+) | 1 | Full Conversion | INR | [40 empty] | 3590 | 3590 | INR Three Thousand Five Hundred & Ninety Only | 13.5 | Sand cast iron S&S as per IS - 3989 | 10 | each
13.51 | 75 mm | [53 empty] | 13.51 | 75 mm
13.52 | Sand cast iron S&S as per IS - 3989 |  | 8 | each | 224.7 |  |  | Excess(+) | 1 | Full Conversion | INR | [40 empty] | 1797.6 | 1797.6 | INR One Thousand Seven Hundred & Ninety Seven and Paise Sixty Only | 13.52 | Sand cast iron S&S as per IS - 3989 | 8 | each
13.53 | Providing lead caulked joints to sand cast iron/centrifugally cast (spun) iron pipes and fittings of diameter : | [53 empty] | 13.53 | Providing lead caulked joints to sand cast iron/centrifugally cast (spun) iron pipes and fittings of diameter :
13.54 | 100 mm |  | 25 | each | 422.1 |  |  | Excess(+) | 1 | Full Conversion | INR | [40 empty] | 10552.5 | 10552.5 | INR Ten Thousand Five Hundred & Fifty Two and Paise Fifty Only | 13.54 | 100 mm | 25 | each
13.55 | 75 mm |  | 12 | each | 357.7 |  |  | Excess(+) | 1 | Full Conversion | INR | [40 empty] | 4292.4 | 4292.4 | INR Four Thousand Two Hundred & Ninety Two and Paise Forty Only | 13.55 | 75 mm | 12 | each
13.56 | Providing and fixing trap of self cleansing design with screwed down or hinged grating with or without vent arm complete, including cost of cutting and making good the walls and floors : | [53 empty] | 13.56 | Providing and fixing trap of self cleansing design with screwed down or hinged grating with or without vent arm complete, including cost of cutting and making good the walls and floors :
13.57 | 100 mm inlet and 100 mm outlet | [53 empty] | 13.57 | 100 mm inlet and 100 mm outlet
13.58 | Sand cast iron S&S as per IS: 3989 |  | 4 | each | 1326.2 |  |  | Excess(+) | 1 | Full Conversion | INR | [40 empty] | 5304.8 | 5304.8 | INR Five Thousand Three Hundred & Four and Paise Eighty Only | 13.58 | Sand cast iron S&S as per IS: 3989 | 4 | each
13.59 | 100 mm inlet and 75 mm outlet | [53 empty] | 13.59 | 100 mm inlet and 75 mm outlet
13.6 | Sand cast iron S&S as per IS - 3989 |  | 4 | each | 1384.9 |  |  | Excess(+) | 1 | Full Conversion | INR | [40 empty] | 5539.6 | 5539.6 | INR Five Thousand Five Hundred & Thirty Nine and Paise Sixty Only | 13.6 | Sand cast iron S&S as per IS - 3989 | 4 | each
13.61 | Cutting chases in brick masonry walls for following diameter sand cast iron/centrifugally cast (spun) iron pipes and making good the same with cement concrete 1:3:6 ( 1 cement : 3 coarse sand :6 graded stone aggregate 12.5 mm nominal size), including necessary plaster and pointing in cement mortar 1:4 (1 cement : 4 coarse sand) : | [53 empty] | 13.61 | Cutting chases in brick masonry walls for following diameter sand cast iron/centrifugally cast (spun) iron pipes and making good the same with cement concrete 1:3:6 ( 1 cement : 3 coarse sand :6 graded stone aggregate 12.5 mm nominal size), including necessary plaster and pointing in cement mortar 1:4 (1 cement : 4 coarse sand) :
13.62 | 50 mm dia |  | 6 | metre | 227.1 |  |  | Excess(+) | 1 | Full Conversion | INR | [40 empty] | 1362.6 | 1362.6 | INR One Thousand Three Hundred & Sixty Two and Paise Sixty Only | 13.62 | 50 mm dia | 6 | metre
14 | WATER SUPPLY | [53 empty] | 14 | WATER SUPPLY
14.01 | Providing and fixing G.I. pipes complete with G.I. fittings and clamps, i/c cutting and making good the walls etc. Internal work - Exposed on wall | [53 empty] | 14.01 | Providing and fixing G.I. pipes complete with G.I. fittings and clamps, i/c cutting and making good the walls etc. Internal work - Exposed on wall
14.02 | 15 mm dia nominal bore |  | 10 | metre | 249.8 |  |  | Excess(+) | 1 | Full Conversion | INR | [40 empty] | 2498 | 2498 | INR Two Thousand Four Hundred & Ninety Eight Only | 14.02 | 15 mm dia nominal bore | 10 | metre
14.03 | 20 mm dia nominal bore |  | 15 | metre | 301.7 |  |  | Excess(+) | 1 | Full Conversion | INR | [40 empty] | 4525.5 | 4525.5 | INR Four Thousand Five Hundred & Twenty Five and Paise Fifty Only | 14.03 | 20 mm dia nominal bore | 15 | metre
14.04 | 25 mm dia nominal bore |  | 30 | metre | 384 |  |  | Excess(+) | 1 | Full Conversion | INR | [40 empty] | 11520 | 11520 | INR Eleven Thousand Five Hundred & Twenty Only | 14.04 | 25 mm dia nominal bore | 30 | metre
14.05 | 32 mm dia nominal bore |  | 15 | metre | 464.5 |  |  | Excess(+) | 1 | Full Conversion | INR | [40 empty] | 6967.5 | 6967.5 | INR Six Thousand Nine Hundred & Sixty Seven and Paise Fifty Only | 14.05 | 32 mm dia nominal bore | 15 | metre
14.06 | 40 mm dia nominal bore |  | 15 | metre | 560.8 |  |  | Excess(+) | 1 | Full Conversion | INR | [40 empty] | 8412 | 8412 | INR Eight Thousand Four Hundred & Twelve Only | 14.06 | 40 mm dia nominal bore | 15 | metre
14.07 | Providing and fixing G.I. Pipes complete with G.I. fittings and clamps, i/c making good the walls etc. concealed pipe, including painting with anti corrosive bitumastic paint, cutting chases and making good the wall : | [53 empty] | 14.07 | Providing and fixing G.I. Pipes complete with G.I. fittings and clamps, i/c making good the walls etc. concealed pipe, including painting with anti corrosive bitumastic paint, cutting chases and making good the wall :
14.08 | 15 mm dia nominal bore |  | 10 | metre | 392.5 |  |  | Excess(+) | 1 | Full Conversion | INR | [40 empty] | 3925 | 3925 | INR Three Thousand Nine Hundred & Twenty Five Only | 14.08 | 15 mm dia nominal bore | 10 | metre
14.09 | 20 mm dia nominal bore |  | 10 | metre | 433.2 |  |  | Excess(+) | 1 | Full Conversion | INR | [40 empty] | 4332 | 4332 | INR Four Thousand Three Hundred & Thirty Two Only | 14.09 | 20 mm dia nominal bore | 10 | metre
14.1 | Providing and fixing G.I. pipes complete with G.I. fittings including trenching and refilling etc. External work | [53 empty] | 14.1 | Providing and fixing G.I. pipes complete with G.I. fittings including trenching and refilling etc. External work
14.11 | 25 mm dia nominal bore |  | 25 | metre | 319.6 |  |  | Excess(+) | 1 | Full Conversion | INR | [40 empty] | 7990 | 7990 | INR Seven Thousand Nine Hundred & Ninety Only | 14.11 | 25 mm dia nominal bore | 25 | metre
14.12 | 32 mm dia nominal bore |  | 15 | metre | 372.4 |  |  | Excess(+) | 1 | Full Conversion | INR | [40 empty] | 5586 | 5586 | INR Five Thousand Five Hundred & Eighty Six Only | 14.12 | 32 mm dia nominal bore | 15 | metre
14.13 | Making connection of G.I. distribution branch with G.I. main of following sizes by providing and fixing tee, including cutting and threading the pipe etc. complete : | [53 empty] | 14.13 | Making connection of G.I. distribution branch with G.I. main of following sizes by providing and fixing tee, including cutting and threading the pipe etc. complete :
14.14 | 25 to 40 mm nominal bore |  | 4 | each | 590.5 |  |  | Excess(+) | 1 | Full Conversion | INR | [40 empty] | 2362 | 2362 | INR Two Thousand Three Hundred & Sixty Two Only | 14.14 | 25 to 40 mm nominal bore | 4 | each
14.15 | Providing and fixing gun metal gate valve with C.I. wheel of approved quality (screwed end) : | [53 empty] | 14.15 | Providing and fixing gun metal gate valve with C.I. wheel of approved quality (screwed end) :
14.16 | 25 mm nominal bore |  | 8 | each | 435.9 |  |  | Excess(+) | 1 | Full Conversion | INR | [40 empty] | 3487.2 | 3487.2 | INR Three Thousand Four Hundred & Eighty Seven and Paise Twenty Only | 14.16 | 25 mm nominal bore | 8 | each
14.17 | 20 mm nominal bore |  | 6 | each | 403.5 |  |  | Excess(+) | 1 | Full Conversion | INR | [40 empty] | 2421 | 2421 | INR Two Thousand Four Hundred & Twenty One Only | 14.17 | 20 mm nominal bore | 6 | each
14.18 | 32 mm nominal bore. |  | 2 | each | 509.6 |  |  | Excess(+) | 1 | Full Conversion | INR | [40 empty] | 1019.2 | 1019.2 | INR One Thousand &Nineteen and Paise Twenty Only | 14.18 | 32 mm nominal bore. | 2 | each
14.19 | 40 mm nominal bore |  | 2 | each | 594.8 |  |  | Excess(+) | 1 | Full Conversion | INR | [40 empty] | 1189.6 | 1189.6 | INR One Thousand One Hundred & Eighty Nine and Paise Sixty Only | 14.19 | 40 mm nominal bore | 2 | each
14.2 | 50 mm nominal bore |  | 2 | each | 762.1 |  |  | Excess(+) | 1 | Full Conversion | INR | [40 empty] | 1524.2 | 1524.2 | INR One Thousand Five Hundred & Twenty Four and Paise Twenty Only | 14.2 | 50 mm nominal bore | 2 | each
14.21 | Providing and fixing ball valve (brass) of approved quality, High or low pressure, with plastic floats complete : | [53 empty] | 14.21 | Providing and fixing ball valve (brass) of approved quality, High or low pressure, with plastic floats complete :
14.22 | 20 mm nominal bore |  | 2 | each | 338.8 |  |  | Excess(+) | 1 | Full Conversion | INR | [40 empty] | 677.6 | 677.6 | INR Six Hundred & Seventy Seven and Paise Sixty Only | 14.22 | 20 mm nominal bore | 2 | each
14.23 | Providing and fixing gun metal non- return valve of approved quality (screwed end) : | [53 empty] | 14.23 | Providing and fixing gun metal non- return valve of approved quality (screwed end) :
14.24 | 25 mm nominal bore | [53 empty] | 14.24 | 25 mm nominal bore
14.25 | Horizontal |  | 2 | each | 418.9 |  |  | Excess(+) | 1 | Full Conversion | INR | [40 empty] | 837.8 | 837.8 | INR Eight Hundred & Thirty Seven and Paise Eighty Only | 14.25 | Horizontal | 2 | each
14.26 | 32 mm nominal bore | [53 empty] | 14.26 | 32 mm nominal bore
14.27 | Horizontal |  | 2 | each | 562.7 |  |  | Excess(+) | 1 | Full Conversion | INR | [40 empty] | 1125.4 | 1125.4 | INR One Thousand One Hundred & Twenty Five and Paise Forty Only | 14.27 | Horizontal | 2 | each
14.28 | Providing and fixing uplasticised PVC connection pipe with brass unions : | [53 empty] | 14.28 | Providing and fixing uplasticised PVC connection pipe with brass unions :
14.29 | 30 cm length | [53 empty] | 14.29 | 30 cm length
14.3 | 15 mm nominal bore |  | 6 | each | 63.9 |  |  | Excess(+) | 1 | Full Conversion | INR | [40 empty] | 383.4 | 383.4 | INR Three Hundred & Eighty Three and Paise Forty Only | 14.3 | 15 mm nominal bore | 6 | each
14.31 | Constructing masonry Chamber 30x30x50 cm inside, in brick work in cement mortar 1:4 (1 cement :4 coarse sand) for stop cock, with C. I. surface box 100x100 x75 mm (inside) with hinged cover fixed in cement concrete slab 1:2:4 mix (1 cement : 2 coarse sand : 4 graded stone aggregate 20 mm nominal size), i/c necessary excavation, foundation concrete 1:5:10 ( 1 cement : 5 fine sand : 10 graded stone aggregate 40mm nominal size ) and inside plastering with cement mortar 1:3 (1 cement : 3 coarse sand) 12mm thick, finished with a floating coat of neat cement complete as per standard design : | [53 empty] | 14.31 | Constructing masonry Chamber 30x30x50 cm inside, in brick work in cement mortar 1:4 (1 cement :4 coarse sand) for stop cock, with C. I. surface box 100x100 x75 mm (inside) with hinged cover fixed in cement concrete slab 1:2:4 mix (1 cement : 2 coarse sand : 4 graded stone aggregate 20 mm nominal size), i/c necessary excavation, foundation concrete 1:5:10 ( 1 cement : 5 fine sand : 10 graded stone aggregate 40mm nominal size ) and inside plastering with cement mortar 1:3 (1 cement : 3 coarse sand) 12mm thick, finished with a floating coat of neat cement complete as per standard design :
14.32 | With common burnt clay F.P.S.(non modular) bricks of class designation 7.5 |  | 3 | each | 1387.5 |  |  | Excess(+) | 1 | Full Conversion | INR | [40 empty] | 4162.5 | 4162.5 | INR Four Thousand One Hundred & Sixty Two and Paise Fifty Only | 14.32 | With common burnt clay F.P.S.(non modular) bricks of class designation 7.5 | 3 | each
14.33 | Painting G.I. pipes and fittings with synthetic enamel white paint with two coats over a ready mixed priming coat, both of approved quality for new work : | [53 empty] | 14.33 | Painting G.I. pipes and fittings with synthetic enamel white paint with two coats over a ready mixed priming coat, both of approved quality for new work :
14.34 | 15 mm diameter pipe |  | 20 | metre | 13.3 |  |  | Excess(+) | 1 | Full Conversion | INR | [40 empty] | 266 | 266 | INR Two Hundred & Sixty Six Only | 14.34 | 15 mm diameter pipe | 20 | metre
14.35 | 20 mm diameter pipe |  | 20 | metre | 15.9 |  |  | Excess(+) | 1 | Full Conversion | INR | [40 empty] | 318 | 318 | INR Three Hundred & Eighteen Only | 14.35 | 20 mm diameter pipe | 20 | metre
14.36 | 25 mm diameter pipe |  | 20 | metre | 20.8 |  |  | Excess(+) | 1 | Full Conversion | INR | [40 empty] | 416 | 416 | INR Four Hundred & Sixteen Only | 14.36 | 25 mm diameter pipe | 20 | metre
14.37 | 32 mm diameter pipe |  | 15 | metre | 24.9 |  |  | Excess(+) | 1 | Full Conversion | INR | [40 empty] | 373.5 | 373.5 | INR Three Hundred & Seventy Three and Paise Fifty Only | 14.37 | 32 mm diameter pipe | 15 | metre
14.38 | 40 mm diameter pipe |  | 30 | metre | 29.3 |  |  | Excess(+) | 1 | Full Conversion | INR | [40 empty] | 879 | 879 | INR Eight Hundred & Seventy Nine Only | 14.38 | 40 mm diameter pipe | 30 | metre
14.39 | Providing and fixing G.I. Union in G.I. pipe including cutting and threading the pipe and making long screws etc. complete (New work) : | [53 empty] | 14.39 | Providing and fixing G.I. Union in G.I. pipe including cutting and threading the pipe and making long screws etc. complete (New work) :
14.4 | 15 mm nominal bore |  | 3 | each | 206.7 |  |  | Excess(+) | 1 | Full Conversion | INR | [40 empty] | 620.1 | 620.1 | INR Six Hundred & Twenty and Paise Ten Only | 14.4 | 15 mm nominal bore | 3 | each
14.41 | 20 mm nominal bore |  | 3 | each | 229 |  |  | Excess(+) | 1 | Full Conversion | INR | [40 empty] | 687 | 687 | INR Six Hundred & Eighty Seven Only | 14.41 | 20 mm nominal bore | 3 | each
14.42 | 25 mm nominal bore |  | 3 | each | 298.2 |  |  | Excess(+) | 1 | Full Conversion | INR | [40 empty] | 894.6 | 894.6 | INR Eight Hundred & Ninety Four and Paise Sixty Only | 14.42 | 25 mm nominal bore | 3 | each
14.43 | 32 mm nominal bore |  | 3 | each | 336.9 |  |  | Excess(+) | 1 | Full Conversion | INR | [40 empty] | 1010.7 | 1010.7 | INR One Thousand &Ten and Paise Seventy Only | 14.43 | 32 mm nominal bore | 3 | each
14.44 | 40 mm nominal bore |  | 3 | each | 396.8 |  |  | Excess(+) | 1 | Full Conversion | INR | [40 empty] | 1190.4 | 1190.4 | INR One Thousand One Hundred & Ninety and Paise Forty Only | 14.44 | 40 mm nominal bore | 3 | each
14.45 | Providing and placing on terrace (at all floor levels) polyethylene water storage tank, IS : 12701 marked, with cover and suitable locking arrangement and making necessary holes for inlet, outlet and overflow pipes but without fittings and the base support for tank. |  | 7000 | per litre | 7.7 |  |  | Excess(+) | 1 | Full Conversion | INR | [40 empty] | 53900 | 53900 | INR Fifty Three Thousand Nine Hundred Only | 14.45 | Providing and placing on terrace (at all floor levels) polyethylene water storage tank, IS : 12701 marked, with cover and suitable locking arrangement and making necessary holes for inlet, outlet and overflow pipes but without fittings and the base support for tank. | 7000 | per litre
14.46 | Providing and fixing C.P. brass long nose bib cock of approved quality conforming to IS standards and weighing not less than 810 gms. | [53 empty] | 14.46 | Providing and fixing C.P. brass long nose bib cock of approved quality conforming to IS standards and weighing not less than 810 gms.
14.47 | 15 mm nominal bore |  | 5 | each | 542.6 |  |  | Excess(+) | 1 | Full Conversion | INR | [40 empty] | 2713 | 2713 | INR Two Thousand Seven Hundred & Thirteen Only | 14.47 | 15 mm nominal bore | 5 | each
14.48 | Providing and fixing C.P. brass long body bib cock of approved quality conforming to IS standards and weighing not less than 690 gms. | [53 empty] | 14.48 | Providing and fixing C.P. brass long body bib cock of approved quality conforming to IS standards and weighing not less than 690 gms.
14.49 | 15 mm nominal bore |  | 5 | each | 484.3 |  |  | Excess(+) | 1 | Full Conversion | INR | [40 empty] | 2421.5 | 2421.5 | INR Two Thousand Four Hundred & Twenty One and Paise Fifty Only | 14.49 | 15 mm nominal bore | 5 | each
14.5 | Providing and fixing C.P. brass stop cock (concealed) of standard design and of approved make conforming to IS:8931. | [53 empty] | 14.5 | Providing and fixing C.P. brass stop cock (concealed) of standard design and of approved make conforming to IS:8931.
14.51 | 15 mm nominal bore |  | 5 | each | 531.6 |  |  | Excess(+) | 1 | Full Conversion | INR | [40 empty] | 2658 | 2658 | INR Two Thousand Six Hundred & Fifty Eight Only | 14.51 | 15 mm nominal bore | 5 | each
14.52 | Providing and fixing C.P. brass angle valve for basin mixer and geyser points of approved quality conforming to IS:8931 | [53 empty] | 14.52 | Providing and fixing C.P. brass angle valve for basin mixer and geyser points of approved quality conforming to IS:8931
14.53 | 15mm nominal bore |  | 5 | each | 466.5 |  |  | Excess(+) | 1 | Full Conversion | INR | [40 empty] | 2332.5 | 2332.5 | INR Two Thousand Three Hundred & Thirty Two and Paise Fifty Only | 14.53 | 15mm nominal bore | 5 | each
14.54 | Providing and fixing C.P. Brass extension nipple (size 15mmx50mm) of approved make and quality as per direction of Engineer-in-charge. |  | 12 | each | 53.7 |  |  | Excess(+) | 1 | Full Conversion | INR | [40 empty] | 644.4 | 644.4 | INR Six Hundred & Forty Four and Paise Forty Only | 14.54 | Providing and fixing C.P. Brass extension nipple (size 15mmx50mm) of approved make and quality as per direction of Engineer-in-charge. | 12 | each
14.55 | Cutting holes up to 15x15 cm in R.C.C. floors and roofs for passing drain pipe etc. and repairing the hole after insertion of drain pipe etc. with cement concrete 1:2:4 (1 cement : 2 coarse sand : 4 graded stone aggregate 20 mm nominal size), including finishing complete so as to make it leak proof. |  | 6 | each | 302.2 |  |  | Excess(+) | 1 | Full Conversion | INR | [40 empty] | 1813.2 | 1813.2 | INR One Thousand Eight Hundred & Thirteen and Paise Twenty Only | 14.55 | Cutting holes up to 15x15 cm in R.C.C. floors and roofs for passing drain pipe etc. and repairing the hole after insertion of drain pipe etc. with cement concrete 1:2:4 (1 cement : 2 coarse sand : 4 graded stone aggregate 20 mm nominal size), including finishing complete so as to make it leak proof. | 6 | each
14.56 | Making chases up to 7.5x7.5 cm in walls including making good and finishing with matching surface after housing G.I. pipe etc. |  | 7 | metre | 135.2 |  |  | Excess(+) | 1 | Full Conversion | INR | [40 empty] | 946.4 | 946.4 | INR Nine Hundred & Forty Six and Paise Forty Only | 14.56 | Making chases up to 7.5x7.5 cm in walls including making good and finishing with matching surface after housing G.I. pipe etc. | 7 | metre
14.57 | Making hole up to 20x20 cm and embedding pipes up to 150 mm diameter in masonry and filling with cement concrete 1:3:6 (1 cement : 3 coarse sand: 6 graded stone aggregate 20 mm nominal size) including disposal of malba. |  | 4 | metre | 158 |  |  | Excess(+) | 1 | Full Conversion | INR | [40 empty] | 632 | 632 | INR Six Hundred & Thirty Two Only | 14.57 | Making hole up to 20x20 cm and embedding pipes up to 150 mm diameter in masonry and filling with cement concrete 1:3:6 (1 cement : 3 coarse sand: 6 graded stone aggregate 20 mm nominal size) including disposal of malba. | 4 | metre
15 | DRAINAGE | [53 empty] | 15 | DRAINAGE
15.01 | Providing, laying and jointing glazed stoneware pipes class SP-1 with stiff mixture of cement mortar in the proportion of 1:1 (1 cement : 1 fine sand) including testing of joints etc. complete : | [53 empty] | 15.01 | Providing, laying and jointing glazed stoneware pipes class SP-1 with stiff mixture of cement mortar in the proportion of 1:1 (1 cement : 1 fine sand) including testing of joints etc. complete :
15.02 | 100 mm diameter |  | 10 | metre | 278 |  |  | Excess(+) | 1 | Full Conversion | INR | [40 empty] | 2780 | 2780 | INR Two Thousand Seven Hundred & Eighty Only | 15.02 | 100 mm diameter | 10 | metre
15.03 | Providing and laying cement concrete 1:5:10 (1 cement : 5 coarse sand : 10 graded stone aggregate 40 mm nominal size) all-round S.W. pipes including bed concrete as per standard design : | [53 empty] | 15.03 | Providing and laying cement concrete 1:5:10 (1 cement : 5 coarse sand : 10 graded stone aggregate 40 mm nominal size) all-round S.W. pipes including bed concrete as per standard design :
15.04 | 100 mm diameter S.W. pipe |  | 10 | metre | 716.4 |  |  | Excess(+) | 1 | Full Conversion | INR | [40 empty] | 7164 | 7164 | INR Seven Thousand One Hundred & Sixty Four Only | 15.04 | 100 mm diameter S.W. pipe | 10 | metre
15.05 | Providing and fixing square-mouth S.W. gully trap class SP-1 complete with C.I. grating brick masonry chamber with water tight C.I. cover with frame of 300 x300 mm size (inside) the weight of cover to be not less than 4.50 kg and frame to be not less than 2.70 kg as per standard design: | [53 empty] | 15.05 | Providing and fixing square-mouth S.W. gully trap class SP-1 complete with C.I. grating brick masonry chamber with water tight C.I. cover with frame of 300 x300 mm size (inside) the weight of cover to be not less than 4.50 kg and frame to be not less than 2.70 kg as per standard design:
15.06 | 100x100 mm size P type | [53 empty] | 15.06 | 100x100 mm size P type
15.07 | With common burnt clay F.P.S. (non modular) bricks of class designation 7.5 |  | 3 | each | 2022.8 |  |  | Excess(+) | 1 | Full Conversion | INR | [40 empty] | 6068.4 | 6068.4 | INR Six Thousand &Sixty Eight and Paise Forty Only | 15.07 | With common burnt clay F.P.S. (non modular) bricks of class designation 7.5 | 3 | each
15.08 | Providing and laying non-pressure NP2 class (light duty) R.C.C. pipes with collars jointed with stiff mixture of cement mortar in the proportion of 1:2 (1 cement : 2 fine sand) including testing of joints etc. complete : | [53 empty] | 15.08 | Providing and laying non-pressure NP2 class (light duty) R.C.C. pipes with collars jointed with stiff mixture of cement mortar in the proportion of 1:2 (1 cement : 2 fine sand) including testing of joints etc. complete :
15.09 | 150 mm dia. R.C.C. pipe |  | 15 | metre | 405.6 |  |  | Excess(+) | 1 | Full Conversion | INR | [40 empty] | 6084 | 6084 | INR Six Thousand &Eighty Four Only | 15.09 | 150 mm dia. R.C.C. pipe | 15 | metre
15.1 | Constructing brick masonry manhole in cement mortar 1:4 ( 1 cement : 4 coarse sand ) with R.C.C. top slab with 1:1.5:3 mix (1 cement : 1.5 coarse sand (zone-III) : 3 graded stone aggregate 20 mm nominal size), foundation concrete 1:4:8 mix (1 cement : 4 coarse sand (Zone-III) : 8 graded stone aggregate 40 mm nominal size), inside plastering 12 mm thick with cement mortar 1:3 (1 cement : 3 coarse sand) finished with floating coat of neat cement and making channels in cement concrete 1:2:4 (1 cement : 2 coarse sand : 4 graded stone aggregate 20 mm nominal size) finished with a floating coat of neat cement complete as per standard design : | [53 empty] | 15.1 | Constructing brick masonry manhole in cement mortar 1:4 ( 1 cement : 4 coarse sand ) with R.C.C. top slab with 1:1.5:3 mix (1 cement : 1.5 coarse sand (zone-III) : 3 graded stone aggregate 20 mm nominal size), foundation concrete 1:4:8 mix (1 cement : 4 coarse sand (Zone-III) : 8 graded stone aggregate 40 mm nominal size), inside plastering 12 mm thick with cement mortar 1:3 (1 cement : 3 coarse sand) finished with floating coat of neat cement and making channels in cement concrete 1:2:4 (1 cement : 2 coarse sand : 4 graded stone aggregate 20 mm nominal size) finished with a floating coat of neat cement complete as per standard design :
15.11 | Inside size 90x80 cm and 45 cm deep including C.I. cover with frame (light duty) 455x610 mm internal dimensions, total weight of cover and frame to be not less than 38 kg (weight of cover 23 kg and weight of frame 15 kg) : | [53 empty] | 15.11 | Inside size 90x80 cm and 45 cm deep including C.I. cover with frame (light duty) 455x610 mm internal dimensions, total weight of cover and frame to be not less than 38 kg (weight of cover 23 kg and weight of frame 15 kg) :
15.12 | With common burnt clay F.P.S. (non modular) bricks of class designation 7.5 |  | 2 | each | 9561.6 |  |  | Excess(+) | 1 | Full Conversion | INR | [40 empty] | 19123.2 | 19123.2 | INR Nineteen Thousand One Hundred & Twenty Three and Paise Twenty Only | 15.12 | With common burnt clay F.P.S. (non modular) bricks of class designation 7.5 | 2 | each
15.13 | Extra for depth for manholes : | [53 empty] | 15.13 | Extra for depth for manholes :
15.14 | Size 90x80 cm | [53 empty] | 15.14 | Size 90x80 cm
15.15 | With common burnt clay F.P.S. (non modular) bricks of class designation 7.5 |  | 1 | metre | 6578.7 |  |  | Excess(+) | 1 | Full Conversion | INR | [40 empty] | 6578.7 | 6578.7 | INR Six Thousand Five Hundred & Seventy Eight and Paise Seventy Only | 15.15 | With common burnt clay F.P.S. (non modular) bricks of class designation 7.5 | 1 | metre
15.16 | Making connection of drain or sewer line with existing manhole including breaking into and making good the walls, floors with cement concrete 1:2:4 mix (1 cement : 2 coarse sand : 4 graded stone aggregate 20 mm nominal size) cement plastered on both sides with cement mortar 1:3 (1 cement : 3 coarse sand), finished with a floating coat of neat cement and making necessary channels for the drain etc. complete : | [53 empty] | 15.16 | Making connection of drain or sewer line with existing manhole including breaking into and making good the walls, floors with cement concrete 1:2:4 mix (1 cement : 2 coarse sand : 4 graded stone aggregate 20 mm nominal size) cement plastered on both sides with cement mortar 1:3 (1 cement : 3 coarse sand), finished with a floating coat of neat cement and making necessary channels for the drain etc. complete :
15.17 | For pipes 100 to 250 mm diameter |  | 2 | each | 546.7 |  |  | Excess(+) | 1 | Full Conversion | INR | [40 empty] | 1093.4 | 1093.4 | INR One Thousand &Ninety Three and Paise Forty Only | 15.17 | For pipes 100 to 250 mm diameter | 2 | each
15.18 | Raising manhole cover and frame slab to required level including dismantling existing slab and making good the damage as required (Raising depth of manhole to be paid separately) : | [53 empty] | 15.18 | Raising manhole cover and frame slab to required level including dismantling existing slab and making good the damage as required (Raising depth of manhole to be paid separately) :
15.19 | Rectangular manhole 90x80 cm with rectangular cover 600 x 450 mm of grade LD - 2.5 |  | 1 | each | 2155.2 |  |  | Excess(+) | 1 | Full Conversion | INR | [40 empty] | 2155.2 | 2155.2 | INR Two Thousand One Hundred & Fifty Five and Paise Twenty Only | 15.19 | Rectangular manhole 90x80 cm with rectangular cover 600 x 450 mm of grade LD - 2.5 | 1 | each
15.2 | Constructing brick masonry road gully chamber 50x45x60 cm with bricks in cement mortar 1:4 (1 cement : 4 coarse sand) including 500x450 mm pre-cast R.C.C. horizontal grating with frame complete as per standard design : | [53 empty] | 15.2 | Constructing brick masonry road gully chamber 50x45x60 cm with bricks in cement mortar 1:4 (1 cement : 4 coarse sand) including 500x450 mm pre-cast R.C.C. horizontal grating with frame complete as per standard design :
15.21 | With common burnt clay F.P.S. (non modular) bricks of class designation 7.5 |  | 2 | each | 4567.4 |  |  | Excess(+) | 1 | Full Conversion | INR | [40 empty] | 9134.8 | 9134.8 | INR Nine Thousand One Hundred & Thirty Four and Paise Eighty Only | 15.21 | With common burnt clay F.P.S. (non modular) bricks of class designation 7.5 | 2 | each
16 | ALUMINIUM WORK | [53 empty] | 16 | ALUMINIUM WORK
16.01 | Providing and fixing aluminium work for doors, windows, ventilators and partitions with extruded built up standard tubular sections/ appropriate Z sections and other sections of approved make conforming to IS: 733 and IS: 1285, fixing with dash fasteners of required dia and size, including necessary filling up the gaps at junctions, i.e. at top, bottom and sides with required EPDM rubber/ neoprene gasket etc. Aluminium sections shall be smooth, rust free, straight, mitred and jointed mechanically wherever required including cleat angle, Aluminium snap beading for glazing / paneling, C.P. brass / stainless steel screws, all complete as per architectural drawings and the directions of Engineer-in-charge. (Glazing, paneling and dash fasteners to be paid for separately) : | [53 empty] | 16.01 | Providing and fixing aluminium work for doors, windows, ventilators and partitions with extruded built up standard tubular sections/ appropriate Z sections and other sections of approved make conforming to IS: 733 and IS: 1285, fixing with dash fasteners of required dia and size, including necessary filling up the gaps at junctions, i.e. at top, bottom and sides with required EPDM rubber/ neoprene gasket etc. Aluminium sections shall be smooth, rust free, straight, mitred and jointed mechanically wherever required including cleat angle, Aluminium snap beading for glazing / paneling, C.P. brass / stainless steel screws, all complete as per architectural drawings and the directions of Engineer-in-charge. (Glazing, paneling and dash fasteners to be paid for separately) :
16.02 | For fixed portion | [53 empty] | 16.02 | For fixed portion
16.03 | Anodised aluminium (anodised transparent or dyed to required shade according to IS: 1868, Minimum anodic coating of grade AC 15) |  | 60 | kg | 371.7 |  |  | Excess(+) | 1 | Full Conversion | INR | [40 empty] | 22302 | 22302 | INR Twenty Two Thousand Three Hundred & Two Only | 16.03 | Anodised aluminium (anodised transparent or dyed to required shade according to IS: 1868, Minimum anodic coating of grade AC 15) | 60 | kg
16.04 | For shutters of doors, windows & ventilators including providing and fixing hinges/ pivots and making provision for fixing of fittings wherever required including the cost of EPDM rubber / neoprene gasket required (Fittings shall be paid for separately) | [53 empty] | 16.04 | For shutters of doors, windows & ventilators including providing and fixing hinges/ pivots and making provision for fixing of fittings wherever required including the cost of EPDM rubber / neoprene gasket required (Fittings shall be paid for separately)
16.05 | Anodised aluminium (anodised transparent or dyed to required shade according to IS: 1868, Minimum anodic coating of grade AC 15) |  | 100 | kg | 450.2 |  |  | Excess(+) | 1 | Full Conversion | INR | [40 empty] | 45020 | 45020 | INR Forty Five Thousand &Twenty Only | 16.05 | Anodised aluminium (anodised transparent or dyed to required shade according to IS: 1868, Minimum anodic coating of grade AC 15) | 100 | kg
16.06 | Providing and fixing 12 mm thick prelaminated particle board flat pressed three layer or graded wood particle board conforming to IS: 12823 Grade l Type ll, in panelling fixed in aluminum doors, windows shutters and partition frames with C.P. brass / stainless steel screws etc. complete as per architectural drawings and directions of engineer-in-charge. | [53 empty] | 16.06 | Providing and fixing 12 mm thick prelaminated particle board flat pressed three layer or graded wood particle board conforming to IS: 12823 Grade l Type ll, in panelling fixed in aluminum doors, windows shutters and partition frames with C.P. brass / stainless steel screws etc. complete as per architectural drawings and directions of engineer-in-charge.
16.07 | Pre-laminated particle board with decorative lamination on both sides |  | 6 | sqm | 917.9 |  |  | Excess(+) | 1 | Full Conversion | INR | [40 empty] | 5507.4 | 5507.4 | INR Five Thousand Five Hundred & Seven and Paise Forty Only | 16.07 | Pre-laminated particle board with decorative lamination on both sides | 6 | sqm
16.08 | Providing and fixing glazing in aluminium door, window, ventilator shutters and partitions etc. with EPDM rubber / neoprene gasket etc. complete as per the architectural drawings and the directions of engineer-in-charge . (Cost of aluminium snap beading shall be paid in basic item): | [53 empty] | 16.08 | Providing and fixing glazing in aluminium door, window, ventilator shutters and partitions etc. with EPDM rubber / neoprene gasket etc. complete as per the architectural drawings and the directions of engineer-in-charge . (Cost of aluminium snap beading shall be paid in basic item):
16.09 | With float glass panes of 5 mm thickness (weight not less than 12.50 kg/sqm) |  | 6 | sqm | 1136.7 |  |  | Excess(+) | 1 | Full Conversion | INR | [40 empty] | 6820.2 | 6820.2 | INR Six Thousand Eight Hundred & Twenty and Paise Twenty Only | 16.09 | With float glass panes of 5 mm thickness (weight not less than 12.50 kg/sqm) | 6 | sqm
16.1 | With float glass panes of 8 mm thickness (weight not less than 20 kg/sqm) |  | 4 | sqm | 1282.2 |  |  | Excess(+) | 1 | Full Conversion | INR | [40 empty] | 5128.8 | 5128.8 | INR Five Thousand One Hundred & Twenty Eight and Paise Eighty Only | 16.1 | With float glass panes of 8 mm thickness (weight not less than 20 kg/sqm) | 4 | sqm
16.11 | Providing and fixing double action hydraulic floor spring of approved brand and manufacture conforming to IS : 6315, having brand logo embossed on the body / plate with double spring mechanism and door weight upto 125 kg, for doors, including cost of cutting floors, embedding in floors as required and making good the same matching to the existing floor finishing and cover plates with brass pivot and single piece M.S. sheet outer box with slide plate etc. complete as per the direction of Engineer-in-charge. | [53 empty] | 16.11 | Providing and fixing double action hydraulic floor spring of approved brand and manufacture conforming to IS : 6315, having brand logo embossed on the body / plate with double spring mechanism and door weight upto 125 kg, for doors, including cost of cutting floors, embedding in floors as required and making good the same matching to the existing floor finishing and cover plates with brass pivot and single piece M.S. sheet outer box with slide plate etc. complete as per the direction of Engineer-in-charge.
16.12 | With stainless steel cover plate minimum 1.25 mm thickness |  | 18 | each | 2115.3 |  |  | Excess(+) | 1 | Full Conversion | INR | [40 empty] | 38075.4 | 38075.4 | INR Thirty Eight Thousand &Seventy Five and Paise Forty Only | 16.12 | With stainless steel cover plate minimum 1.25 mm thickness | 18 | each
16.13 | Filling the gap in between aluminium frame & adjacent RCC/ Brick/ Stone work by providing weather silicon sealant over backer rod of approved quality as per architectural drawings and direction of Engineer-in-charge complete. | [53 empty] | 16.13 | Filling the gap in between aluminium frame & adjacent RCC/ Brick/ Stone work by providing weather silicon sealant over backer rod of approved quality as per architectural drawings and direction of Engineer-in-charge complete.
16.14 | Upto 5mm depth and 5 mm width |  | 10 | metre | 69.7 |  |  | Excess(+) | 1 | Full Conversion | INR | [40 empty] | 697 | 697 | INR Six Hundred & Ninety Seven Only | 16.14 | Upto 5mm depth and 5 mm width | 10 | metre
16.15 | Extra for applying additional anodic coating AC 25 instead of AC 15 to aluminium extruded sections. | [53 empty] | 16.15 | Extra for applying additional anodic coating AC 25 instead of AC 15 to aluminium extruded sections.
16.16 | For fixed portion |  | 60 | kg | 11.8 |  |  | Excess(+) | 1 | Full Conversion | INR | [40 empty] | 708 | 708 | INR Seven Hundred & Eight Only | 16.16 | For fixed portion | 60 | kg
16.17 | For shutters of doors, windows & ventilators |  | 150 | kg | 11.8 |  |  | Excess(+) | 1 | Full Conversion | INR | [40 empty] | 1770 | 1770 | INR One Thousand Seven Hundred & Seventy Only | 16.17 | For shutters of doors, windows & ventilators | 150 | kg
16.18 | Providing and fixing stainless steel (SS 304 grade) adjustable friction windows stays of approved quality with necessary stainless steel screws etc. to the side hung windows as per direction of Engineer-in-charge complete. | [53 empty] | 16.18 | Providing and fixing stainless steel (SS 304 grade) adjustable friction windows stays of approved quality with necessary stainless steel screws etc. to the side hung windows as per direction of Engineer-in-charge complete.
16.19 | 355 X 19 mm |  | 4 | each | 251.2 |  |  | Excess(+) | 1 | Full Conversion | INR | [40 empty] | 1004.8 | 1004.8 | INR One Thousand &Four and Paise Eighty Only | 16.19 | 355 X 19 mm | 4 | each
16.2 | 510 X 19 mm |  | 4 | each | 638.4 |  |  | Excess(+) | 1 | Full Conversion | INR | [40 empty] | 2553.6 | 2553.6 | INR Two Thousand Five Hundred & Fifty Three and Paise Sixty Only | 16.2 | 510 X 19 mm | 4 | each
16.21 | Providing and fixing aluminium tubular handle bar 32 mm outer dia, 3.0 mm thick & 2100 mm long with SS screws etc .complete as per direction of Engineer-in-Charge. | [53 empty] | 16.21 | Providing and fixing aluminium tubular handle bar 32 mm outer dia, 3.0 mm thick & 2100 mm long with SS screws etc .complete as per direction of Engineer-in-Charge.
16.22 | Anodized (AC 15 ) aluminium tubular handle bar |  | 2 | each | 449.2 |  |  | Excess(+) | 1 | Full Conversion | INR | [40 empty] | 898.4 | 898.4 | INR Eight Hundred & Ninety Eight and Paise Forty Only | 16.22 | Anodized (AC 15 ) aluminium tubular handle bar | 2 | each
16.23 | Providing and fixing Brass 100mm mortice latch and lock with 6 levers without pair of handles (best make of approved quality) for aluminium doors including necessary cutting and making good etc. complete. |  | 2 | each | 402.1 |  |  | Excess(+) | 1 | Full Conversion | INR | [40 empty] | 804.2 | 804.2 | INR Eight Hundred & Four and Paise Twenty Only | 16.23 | Providing and fixing Brass 100mm mortice latch and lock with 6 levers without pair of handles (best make of approved quality) for aluminium doors including necessary cutting and making good etc. complete. | 2 | each
16.24 | Providing and fixing aluminium round shape handle of outer dia 100 mm with SS screws etc. complete as per direction of Engineer-in-charge | [53 empty] | 16.24 | Providing and fixing aluminium round shape handle of outer dia 100 mm with SS screws etc. complete as per direction of Engineer-in-charge
16.25 | Anodized (AC 15 ) aluminium |  | 6 | each | 69.8 |  |  | Excess(+) | 1 | Full Conversion | INR | [40 empty] | 418.8 | 418.8 | INR Four Hundred & Eighteen and Paise Eighty Only | 16.25 | Anodized (AC 15 ) aluminium | 6 | each
16.26 | Providing and fixing anodised aluminium grill (anodised transparent or dyed to required shade according to IS: 1868 with minimum anodic coating of grade AC 15) of approved design/pattern, with approved standard section and fixed to the existing window frame with C.P. brass/ stainless steel screws @ 200 mm centre to centre, including cutting the grill to proper opening size for fixing and operation of handles and fixing approved anodised aluminium standard section around the opening, all complete as per requirement and direction of Engineer-in-charge. (Only weight of grill to be measured for payment). |  | 4 | kg | 455.8 |  |  | Excess(+) | 1 | Full Conversion | INR | [40 empty] | 1823.2 | 1823.2 | INR One Thousand Eight Hundred & Twenty Three and Paise Twenty Only | 16.26 | Providing and fixing anodised aluminium grill (anodised transparent or dyed to required shade according to IS: 1868 with minimum anodic coating of grade AC 15) of approved design/pattern, with approved standard section and fixed to the existing window frame with C.P. brass/ stainless steel screws @ 200 mm centre to centre, including cutting the grill to proper opening size for fixing and operation of handles and fixing approved anodised aluminium standard section around the opening, all complete as per requirement and direction of Engineer-in-charge. (Only weight of grill to be measured for payment). | 4 | kg
16.27 | Providing and fixing 12 mm thick frameless toughened glass door shutter of approved brand and manufacture, including providing and fixing top & bottom pivot & double acting hydraulic floor spring type fixing arrangement and making necessary holes etc. for fixing required door fittings, all complete as per direction of Engineer-in-charge (Door handle, lock and stopper etc.to be paid separately). |  | 6 | sqm | 3900 |  |  | Excess(+) | 1 | Full Conversion | INR | [40 empty] | 23400 | 23400 | INR Twenty Three Thousand Four Hundred Only | 16.27 | Providing and fixing 12 mm thick frameless toughened glass door shutter of approved brand and manufacture, including providing and fixing top & bottom pivot & double acting hydraulic floor spring type fixing arrangement and making necessary holes etc. for fixing required door fittings, all complete as per direction of Engineer-in-charge (Door handle, lock and stopper etc.to be paid separately). | 6 | sqm
16.28 | Filling the gap in between aluminium/ stone/ wood frame and adjacent RCC/Brick/ Stone/ wood/ Ceramic/ Gypsum work by providing weather/structural non sag elastomeric PU sealant over backer rod of approved quality as per architectural drawings and direction of Engineer-in-charge complete, complying to ASTM C920, DIN 18540-F & ISO 11600 | [53 empty] | 16.28 | Filling the gap in between aluminium/ stone/ wood frame and adjacent RCC/Brick/ Stone/ wood/ Ceramic/ Gypsum work by providing weather/structural non sag elastomeric PU sealant over backer rod of approved quality as per architectural drawings and direction of Engineer-in-charge complete, complying to ASTM C920, DIN 18540-F & ISO 11600
16.29 | Upto 5 mm depth and 5 mm width |  | 5 | metre | 109.7 |  |  | Excess(+) | 1 | Full Conversion | INR | [40 empty] | 548.5 | 548.5 | INR Five Hundred & Forty Eight and Paise Fifty Only | 16.29 | Upto 5 mm depth and 5 mm width | 5 | metre
16.3 | Upto 10 mm depth and 10 mm width |  | 5 | metre | 149.5 |  |  | Excess(+) | 1 | Full Conversion | INR | [40 empty] | 747.5 | 747.5 | INR Seven Hundred & Forty Seven and Paise Fifty Only | 16.3 | Upto 10 mm depth and 10 mm width | 5 | metre
17 | WATER PROOFING | [53 empty] | 17 | WATER PROOFING
17.01 | Providing and laying water proofing treatment to vertical and horizontal surfaces of depressed portions of W.C., kitchen and the like consisting of: (i) Ist course of applying cement slurry @ 4.4 kg/sqm mixed with water proofing compound conforming to IS 2645 in recommended proportions including rounding off junction of vertical and horizontal surface. (ii) IInd course of 20 mm cement plaster 1:3 (1 cement : 3 coarse sand) mixed with water proofing compound in recommended proportion including rounding off junction of vertical and horizontal surface. (iii) IIIrd course of applying blown or residual bitumen applied hot at 1.7 kg. per sqm of area. (iv) IVth course of 400 micron thick PVC sheet. (Overlaps at joints of PVC sheet should be 100 mm wide and pasted to each other with bitumen @ 1.7 kg/sqm). |  | 10 | sqm | 618.8 |  |  | Excess(+) | 1 | Full Conversion | INR | [40 empty] | 6188 | 6188 | INR Six Thousand One Hundred & Eighty Eight Only | 17.01 | Providing and laying water proofing treatment to vertical and horizontal surfaces of depressed portions of W.C., kitchen and the like consisting of: (i) Ist course of applying cement slurry @ 4.4 kg/sqm mixed with water proofing compound conforming to IS 2645 in recommended proportions including rounding off junction of vertical and horizontal surface. (ii) IInd course of 20 mm cement plaster 1:3 (1 cement : 3 coarse sand) mixed with water proofing compound in recommended proportion including rounding off junction of vertical and horizontal surface. (iii) IIIrd course of applying blown or residual bitumen applied hot at 1.7 kg. per sqm of area. (iv) IVth course of 400 micron thick PVC sheet. (Overlaps at joints of PVC sheet should be 100 mm wide and pasted to each other with bitumen @ 1.7 kg/sqm). | 10 | sqm
17.02 | Providing and laying integral cement based water proofing treatment including preparation of surface as required for treatment of roofs, balconies, terraces etc consisting of following operations: (a) Applying a slurry coat of neat cement using 2.75 kg/sqm of cement admixed with water proofing compound conforming to IS. 2645 and approved by Engineer-in-charge over the RCC slab including adjoining walls upto 300 mm height including cleaning the surface before treatment. (b) Laying brick bats with mortar using broken bricks/brick bats 25 mm to 115 mm size with 50% of cement mortar 1:5 (1 cement : 5 coarse sand) admixed with water proofing compound conforming to IS : 2645 and approved by Engineer-in-charge over 20 mm thick layer of cement mortar of mix 1:5 (1 cement :5 coarse sand ) admixed with water proofing compound conforming to IS : 2645 and approved by Engineer-in-charge to required slope and treating similarly the adjoining walls upto 300 mm height including rounding of junctions of walls and slabs. (c) After two days of proper curing applying a second coat of cement slurry using 2.75 kg/ sqm of cement admixed with water proofing compound conforming to IS : 2645 and approved by Engineer-in-charge. (d) Finishing the surface with 20 mm thick jointless cement mortar of mix 1:4 (1 cement :4 coarse sand) admixed with water proofing compound conforming to IS : 2645 and approved by Engineer-in-charge including laying glass fibre cloth of approved quality in top layer of plaster and finally finishing the surface with trowel with neat cement slurry and making pattern of 300x300 mm square 3 mm deep. (e) The whole terrace so finished shall be flooded with water for a minimum period of two weeks for curing and for final test.“All above operations to be done in order and as directed and specified by the Engineer-in-Charge : | [53 empty] | 17.02 | Providing and laying integral cement based water proofing treatment including preparation of surface as required for treatment of roofs, balconies, terraces etc consisting of following operations: (a) Applying a slurry coat of neat cement using 2.75 kg/sqm of cement admixed with water proofing compound conforming to IS. 2645 and approved by Engineer-in-charge over the RCC slab including adjoining walls upto 300 mm height including cleaning the surface before treatment. (b) Laying brick bats with mortar using broken bricks/brick bats 25 mm to 115 mm size with 50% of cement mortar 1:5 (1 cement : 5 coarse sand) admixed with water proofing compound conforming to IS : 2645 and approved by Engineer-in-charge over 20 mm thick layer of cement mortar of mix 1:5 (1 cement :5 coarse sand ) admixed with water proofing compound conforming to IS : 2645 and approved by Engineer-in-charge to required slope and treating similarly the adjoining walls upto 300 mm height including rounding of junctions of walls and slabs. (c) After two days of proper curing applying a second coat of cement slurry using 2.75 kg/ sqm of cement admixed with water proofing compound conforming to IS : 2645 and approved by Engineer-in-charge. (d) Finishing the surface with 20 mm thick jointless cement mortar of mix 1:4 (1 cement :4 coarse sand) admixed with water proofing compound conforming to IS : 2645 and approved by Engineer-in-charge including laying glass fibre cloth of approved quality in top layer of plaster and finally finishing the surface with trowel with neat cement slurry and making pattern of 300x300 mm square 3 mm deep. (e) The whole terrace so finished shall be flooded with water for a minimum period of two weeks for curing and for final test.“All above operations to be done in order and as directed and specified by the Engineer-in-Charge :
17.03 | With average thickness of 120 mm and minimum thickness at khurra as 65 mm. |  | 9 | sqm | 1226.2 |  |  | Excess(+) | 1 | Full Conversion | INR | [40 empty] | 11035.8 | 11035.8 | INR Eleven Thousand &Thirty Five and Paise Eighty Only | 17.03 | With average thickness of 120 mm and minimum thickness at khurra as 65 mm. | 9 | sqm
17.04 | Grading roof for water proofing treatment with | [53 empty] | 17.04 | Grading roof for water proofing treatment with
17.05 | Cement concrete 1:2:4 (1 cement : 2 coarse sand : 4 graded stone aggregate 20mm nominal size) |  | 1 | cum | 6071.6 |  |  | Excess(+) | 1 | Full Conversion | INR | [40 empty] | 6071.6 | 6071.6 | INR Six Thousand &Seventy One and Paise Sixty Only | 17.05 | Cement concrete 1:2:4 (1 cement : 2 coarse sand : 4 graded stone aggregate 20mm nominal size) | 1 | cum
17.06 | Providing and applying fibre reinforced elastomeric liquid water proofing membrane with resilient acrylic polymers having Sun Reflectivity Index (SRI) of 105 on top of concrete roof in three coats @10.76 litre/ 10 sqm. One coat of self-priming of elastomeric waterproofing liquid (dilution with water in the ratio of 3:1) and two coats of undiluted elastomeric waterproofing liquid (dry film thickness of complete application/system not less than 500 microns). The operation shall be carried out after scrapping and properly cleaning the surface to remove loose particles with wire brushes, complete in all respect as per the direction of Engineer-in-Charge. |  | 40 | sqm | 364.5 |  |  | Excess(+) | 1 | Full Conversion | INR | [40 empty] | 14580 | 14580 | INR Fourteen Thousand Five Hundred & Eighty Only | 17.06 | Providing and applying fibre reinforced elastomeric liquid water proofing membrane with resilient acrylic polymers having Sun Reflectivity Index (SRI) of 105 on top of concrete roof in three coats @10.76 litre/ 10 sqm. One coat of self-priming of elastomeric waterproofing liquid (dilution with water in the ratio of 3:1) and two coats of undiluted elastomeric waterproofing liquid (dry film thickness of complete application/system not less than 500 microns). The operation shall be carried out after scrapping and properly cleaning the surface to remove loose particles with wire brushes, complete in all respect as per the direction of Engineer-in-Charge. | 40 | sqm
18 | NEW TECHNOLOGIES AND MATERIALS | [53 empty] | 18 | NEW TECHNOLOGIES AND MATERIALS
18.01 | Providing, mixing and applying SBR polymer (of approved make) modified Cement mortar in proportion of 1:4 (1 cement: 4 graded coarse sand with polymer minimum 2% by wt. of cement used) as per specifications and directions of Engineer-in-charge. | [53 empty] | 18.01 | Providing, mixing and applying SBR polymer (of approved make) modified Cement mortar in proportion of 1:4 (1 cement: 4 graded coarse sand with polymer minimum 2% by wt. of cement used) as per specifications and directions of Engineer-in-charge.
18.02 | 25 mm average thickness in 2 layers. |  | 10 | sqm | 413 |  |  | Excess(+) | 1 | Full Conversion | INR | [40 empty] | 4130 | 4130 | INR Four Thousand One Hundred & Thirty Only | 18.02 | 25 mm average thickness in 2 layers. | 10 | sqm
18.03 | 50 mm average thickness in 3 layers. |  | 20 | sqm | 826 |  |  | Excess(+) | 1 | Full Conversion | INR | [40 empty] | 16520 | 16520 | INR Sixteen Thousand Five Hundred & Twenty Only | 18.03 | 50 mm average thickness in 3 layers. | 20 | sqm
19 | MINOR CIVIL MAINTENANCE WORK. | [53 empty] | 19 | MINOR CIVIL MAINTENANCE WORK.
19.01 | Providing and laying cement concrete of specified grade i/c the cost of centring and shuttering, All work upto plinth level. (1 cement :5 coarse sand : 10 graded brick aggregate 40 mm nominal size). |  | 4 | Each | 4480.6 |  |  | Excess(+) | 1 | Full Conversion | INR | [40 empty] | 17922.4 | 17922.4 | INR Seventeen Thousand Nine Hundred & Twenty Two and Paise Forty Only | 19.01 | Providing and laying cement concrete of specified grade i/c the cost of centring and shuttering, All work upto plinth level. (1 cement :5 coarse sand : 10 graded brick aggregate 40 mm nominal size). | 4 | Each
19.02 | Providing and fixing C.P brass swan neck pillar cock of L&K or equivalent make. |  | 6 | Each | 1125.8 |  |  | Excess(+) | 1 | Full Conversion | INR | [40 empty] | 6754.8 | 6754.8 | INR Six Thousand Seven Hundred & Fifty Four and Paise Eighty Only | 19.02 | Providing and fixing C.P brass swan neck pillar cock of L&K or equivalent make. | 6 | Each
19.03 | P/F C.P. grating with or without hole for waste pipe for floor/ nahani trap 100 mm dia. weight not less than 100 grams. |  | 12 | Each | 58.7 |  |  | Excess(+) | 1 | Full Conversion | INR | [40 empty] | 704.4 | 704.4 | INR Seven Hundred & Four and Paise Forty Only | 19.03 | P/F C.P. grating with or without hole for waste pipe for floor/ nahani trap 100 mm dia. weight not less than 100 grams. | 12 | Each
19.04 | Providing and fixing aluminium door sea 3 feet long with screws etc. |  | 12 | Each | 195.3 |  |  | Excess(+) | 1 | Full Conversion | INR | [40 empty] | 2343.6 | 2343.6 | INR Two Thousand Three Hundred & Forty Three and Paise Sixty Only | 19.04 | Providing and fixing aluminium door sea 3 feet long with screws etc. | 12 | Each
19.05 | Providing and fixing SS wire mess to using of average width of aperture 1.4 mm with wire of dia 0.63 mm grade 304. |  | 5 | Sqm | 566.3 |  |  | Excess(+) | 1 | Full Conversion | INR | [40 empty] | 2831.5 | 2831.5 | INR Two Thousand Eight Hundred & Thirty One and Paise Fifty Only | 19.05 | Providing and fixing SS wire mess to using of average width of aperture 1.4 mm with wire of dia 0.63 mm grade 304. | 5 | Sqm
19.06 | Providing and fixing white vitreous china flat back or half stal urinal of 580 x 380 x 350 with standard size C.P brass flush pipe,spreader with union and clamps and other waste fittings i/c cutting and making good the walls. (a)Range of single half stal urinal. |  | 2 | Each | 4983.8 |  |  | Excess(+) | 1 | Full Conversion | INR | [40 empty] | 9967.6 | 9967.6 | INR Nine Thousand Nine Hundred & Sixty Seven and Paise Sixty Only | 19.06 | Providing and fixing white vitreous china flat back or half stal urinal of 580 x 380 x 350 with standard size C.P brass flush pipe,spreader with union and clamps and other waste fittings i/c cutting and making good the walls. (a)Range of single half stal urinal. | 2 | Each
19.07 | P/F C. P. brass shower rose with 15 mm or 20 inlet 75 mm dia fancy type. |  | 6 | Each | 504.4 |  |  | Excess(+) | 1 | Full Conversion | INR | [40 empty] | 3026.4 | 3026.4 | INR Three Thousand &Twenty Six and Paise Forty Only | 19.07 | P/F C. P. brass shower rose with 15 mm or 20 inlet 75 mm dia fancy type. | 6 | Each
19.08 | Providing and fixing white vitreous china oval type wash basin of size 550 x 480 with 15mm C.P brass pillar tap, 32mm C.P brass waste of standard patern. |  | 3 | Each | 3404.7 |  |  | Excess(+) | 1 | Full Conversion | INR | [40 empty] | 10214.1 | 10214.1 | INR Ten Thousand Two Hundred & Fourteen and Paise Ten Only | 19.08 | Providing and fixing white vitreous china oval type wash basin of size 550 x 480 with 15mm C.P brass pillar tap, 32mm C.P brass waste of standard patern. | 3 | Each
19.09 | Providing and fixing C.P coat pin hanger. |  | 6 | Each | 117.3 |  |  | Excess(+) | 1 | Full Conversion | INR | [40 empty] | 703.8 | 703.8 | INR Seven Hundred & Three and Paise Eighty Only | 19.09 | Providing and fixing C.P coat pin hanger. | 6 | Each
19.1 | Providing and fixing C.P brass pipe 32 mm for bottle trap. |  | 6 | Each | 187.1 |  |  | Excess(+) | 1 | Full Conversion | INR | [40 empty] | 1122.6 | 1122.6 | INR One Thousand One Hundred & Twenty Two and Paise Sixty Only | 19.1 | Providing and fixing C.P brass pipe 32 mm for bottle trap. | 6 | Each
19.11 | "Providing and fixing glass shelves Jaguar make. |  | 2 | Each | 1858 |  |  | Excess(+) | 1 | Full Conversion | INR | [40 empty] | 3716 | 3716 | INR Three Thousand Seven Hundred & Sixteen Only | 19.11 | "Providing and fixing glass shelves Jaguar make. | 2 | Each
19.12 | Providing and fixing C.P soap dish. |  | 2 | Each | 316.8 |  |  | Excess(+) | 1 | Full Conversion | INR | [40 empty] | 633.6 | 633.6 | INR Six Hundred & Thirty Three and Paise Sixty Only | 19.12 | Providing and fixing C.P soap dish. | 2 | Each
19.13 | "Providing and fixing c.p. brass Urinal flush valve Auto closing System with Built-in Control cock & wall flangeof (Jaguar make) code noPRS-077 15 mm nominal bor. |  | 6 | Each | 1986 |  |  | Excess(+) | 1 | Full Conversion | INR | [40 empty] | 11916 | 11916 | INR Eleven Thousand Nine Hundred & Sixteen Only | 19.13 | "Providing and fixing c.p. brass Urinal flush valve Auto closing System with Built-in Control cock & wall flangeof (Jaguar make) code noPRS-077 15 mm nominal bor. | 6 | Each
19.14 | Providing and fixing looking mirror of 5.5 mm thick superior glass of approved quality complete with 6 mm thick asbestos sheet and 12 mm thick of water type ply wood sheet ground 40 mm widex 12 mm thick 1st class teak wood beading frame of half round fixed to wooden cleats with C.P brass scerw and washer complete. teak wood beading finished with sprits polishing copmplete. |  | 25 | Sqm | 3042.1 |  |  | Excess(+) | 1 | Full Conversion | INR | [40 empty] | 76052.5 | 76052.5 | INR Seventy Six Thousand &Fifty Two and Paise Fifty Only | 19.14 | Providing and fixing looking mirror of 5.5 mm thick superior glass of approved quality complete with 6 mm thick asbestos sheet and 12 mm thick of water type ply wood sheet ground 40 mm widex 12 mm thick 1st class teak wood beading frame of half round fixed to wooden cleats with C.P brass scerw and washer complete. teak wood beading finished with sprits polishing copmplete. | 25 | Sqm
19.15 | Providing and fixing 8 mm thick ply ( Century make ) with screws etc. complete . 8 mm thick . |  | 4 | Sqm | 851.1 |  |  | Excess(+) | 1 | Full Conversion | INR | [40 empty] | 3404.4 | 3404.4 | INR Three Thousand Four Hundred & Four and Paise Forty Only | 19.15 | Providing and fixing 8 mm thick ply ( Century make ) with screws etc. complete . 8 mm thick . | 4 | Sqm
19.16 | Providing and fixing A.C.P.sheet. |  | 6 | Sqm | 977.6 |  |  | Excess(+) | 1 | Full Conversion | INR | [40 empty] | 5865.6 | 5865.6 | INR Five Thousand Eight Hundred & Sixty Five and Paise Sixty Only | 19.16 | Providing and fixing A.C.P.sheet. | 6 | Sqm
19.17 | P/F C.P Brass flange. |  | 12 | Each | 29.3 |  |  | Excess(+) | 1 | Full Conversion | INR | [40 empty] | 351.6 | 351.6 | INR Three Hundred & Fifty One and Paise Sixty Only | 19.17 | P/F C.P Brass flange. | 12 | Each
19.18 | P/F towel rod complete with teo c.p. brass brackets fixed to wooden cleats with c.p. brass scews of approved make size 600x20mm. |  | 6 | Each | 422.3 |  |  | Excess(+) | 1 | Full Conversion | INR | [40 empty] | 2533.8 | 2533.8 | INR Two Thousand Five Hundred & Thirty Three and Paise Eighty Only | 19.18 | P/F towel rod complete with teo c.p. brass brackets fixed to wooden cleats with c.p. brass scews of approved make size 600x20mm. | 6 | Each
19.19 | Providing and fixing c.p. brass Urinal flush valve Auto closing System with Built-in Control cock & wall flangeof (Jaguar make) code noPRS-077. 15 mm nominal bor. |  | 4 | Each | 2287.6 |  |  | Excess(+) | 1 | Full Conversion | INR | [40 empty] | 9150.4 | 9150.4 | INR Nine Thousand One Hundred & Fifty and Paise Forty Only | 19.19 | Providing and fixing c.p. brass Urinal flush valve Auto closing System with Built-in Control cock & wall flangeof (Jaguar make) code noPRS-077. 15 mm nominal bor. | 4 | Each
19.2 | Providing and fixing 10 cm high drawer of cupboard with 12 mm thick base on sides with 12 mm thick medium density grade I particle board with commercial veneering on both side i/c providing and fixing telescope channel , rail necessary roller with screw etc. complete. |  | 2 | Sqm | 1736.9 |  |  | Excess(+) | 1 | Full Conversion | INR | [40 empty] | 3473.8 | 3473.8 | INR Three Thousand Four Hundred & Seventy Three and Paise Eighty Only | 19.2 | Providing and fixing 10 cm high drawer of cupboard with 12 mm thick base on sides with 12 mm thick medium density grade I particle board with commercial veneering on both side i/c providing and fixing telescope channel , rail necessary roller with screw etc. complete. | 2 | Sqm
19.21 | Dismentling broken wash basin /kitchen sink with old worn out bracket and cleaning of waste water pipe up to trap. |  | 4 | Each | 39.5 |  |  | Excess(+) | 1 | Full Conversion | INR | [40 empty] | 158 | 158 | INR One Hundred & Fifty Eight Only | 19.21 | Dismentling broken wash basin /kitchen sink with old worn out bracket and cleaning of waste water pipe up to trap. | 4 | Each
19.22 | Dismantling of C.I pipe with fittings and clamps i/c disposal of unserviceable material up to 50 mtr. lead and upto 150 mm dia. pipe. |  | 20 | Mtr | 8.8 |  |  | Excess(+) | 1 | Full Conversion | INR | [40 empty] | 176 | 176 | INR One Hundred & Seventy Six Only | 19.22 | Dismantling of C.I pipe with fittings and clamps i/c disposal of unserviceable material up to 50 mtr. lead and upto 150 mm dia. pipe. | 20 | Mtr
19.23 | Providing and fixing c.p. brassMetro pole flush valve concealed body of (Jaguar make) code no1093 SQ 40 mm nominal bor |  | 6 | Each | 2902.2 |  |  | Excess(+) | 1 | Full Conversion | INR | [40 empty] | 17413.2 | 17413.2 | INR Seventeen Thousand Four Hundred & Thirteen and Paise Twenty Only | 19.23 | Providing and fixing c.p. brassMetro pole flush valve concealed body of (Jaguar make) code no1093 SQ 40 mm nominal bor | 6 | Each
19.24 | Providing and fixing chicken mess in plaster. |  | 10 | Each | 124.9 |  |  | Excess(+) | 1 | Full Conversion | INR | [40 empty] | 1249 | 1249 | INR One Thousand Two Hundred & Forty Nine Only | 19.24 | Providing and fixing chicken mess in plaster. | 10 | Each
19.25 | Providing and fixing paper glass film including removing old glass film. |  | 5 | Sqm | 636.3 |  |  | Excess(+) | 1 | Full Conversion | INR | [40 empty] | 3181.5 | 3181.5 | INR Three Thousand One Hundred & Eighty One and Paise Fifty Only | 19.25 | Providing and fixing paper glass film including removing old glass film. | 5 | Sqm
19.26 | Providing and fixing ES-200 easy motor assy for sensor door. |  | 1 | Each | 24885.4 |  |  | Excess(+) | 1 | Full Conversion | INR | [40 empty] | 24885.4 | 24885.4 | INR Twenty Four Thousand Eight Hundred & Eighty Five and Paise Forty Only | 19.26 | Providing and fixing ES-200 easy motor assy for sensor door. | 1 | Each
19.27 | Providing and fixing ES-200 Track profile 4.125 mtr long for auto matic door |  | 1 | Each | 10329.6 |  |  | Excess(+) | 1 | Full Conversion | INR | [40 empty] | 10329.6 | 10329.6 | INR Ten Thousand Three Hundred & Twenty Nine and Paise Sixty Only | 19.27 | Providing and fixing ES-200 Track profile 4.125 mtr long for auto matic door | 1 | Each
19.28 | Providing and fixing ES-200 small roller for auto matic door |  | 4 | Each | 1132.5 |  |  | Excess(+) | 1 | Full Conversion | INR | [40 empty] | 4530 | 4530 | INR Four Thousand Five Hundred & Thirty Only | 19.28 | Providing and fixing ES-200 small roller for auto matic door | 4 | Each
19.29 | Providing and fixing ES-200 Big roller for auto matic door. |  | 4 | Each | 1432.2 |  |  | Excess(+) | 1 | Full Conversion | INR | [40 empty] | 5728.8 | 5728.8 | INR Five Thousand Seven Hundred & Twenty Eight and Paise Eighty Only | 19.29 | Providing and fixing ES-200 Big roller for auto matic door. | 4 | Each
19.3 | " Providing and fixing bright finished brass Godrej mortice latch and lock with six levers and a pair of S.S lever handles with necessary screws etc. complete (Best make of approved quality). " |  | 4 | Each | 1424.8 |  |  | Excess(+) | 1 | Full Conversion | INR | [40 empty] | 5699.2 | 5699.2 | INR Five Thousand Six Hundred & Ninety Nine and Paise Twenty Only | 19.3 | " Providing and fixing bright finished brass Godrej mortice latch and lock with six levers and a pair of S.S lever handles with necessary screws etc. complete (Best make of approved quality). " | 4 | Each
19.31 | Providing and fixing SS end cap for curtain rod. |  | 6 | each | 74.9 |  |  | Excess(+) | 1 | Full Conversion | INR | [40 empty] | 449.4 | 449.4 | INR Four Hundred & Forty Nine and Paise Forty Only | 19.31 | Providing and fixing SS end cap for curtain rod. | 6 | each
19.32 | "Providing and fixing SS bracket. " |  | 6 | Each | 21.4 |  |  | Excess(+) | 1 | Full Conversion | INR | [40 empty] | 128.4 | 128.4 | INR One Hundred & Twenty Eight and Paise Forty Only | 19.32 | "Providing and fixing SS bracket. " | 6 | Each
19.33 | Providing and fixing 25 mm dia SS curtain pipe . |  | 15 | mtr | 192.9 |  |  | Excess(+) | 1 | Full Conversion | INR | [40 empty] | 2893.5 | 2893.5 | INR Two Thousand Eight Hundred & Ninety Three and Paise Fifty Only | 19.33 | Providing and fixing 25 mm dia SS curtain pipe . | 15 | mtr
19.34 | Providing and fixing hydraulic floor spring for glass door with BTS84 with spaindle insert includind cement box and cover plate EN4 HO 90. |  | 1 | Each | 12618.2 |  |  | Excess(+) | 1 | Full Conversion | INR | [40 empty] | 12618.2 | 12618.2 | INR Twelve Thousand Six Hundred & Eighteen and Paise Twenty Only | 19.34 | Providing and fixing hydraulic floor spring for glass door with BTS84 with spaindle insert includind cement box and cover plate EN4 HO 90. | 1 | Each
19.35 | Providing and fixing universal central lock us 20with E.P. |  | 1 | Each | 4964.8 |  |  | Excess(+) | 1 | Full Conversion | INR | [40 empty] | 4964.8 | 4964.8 | INR Four Thousand Nine Hundred & Sixty Four and Paise Eighty Only | 19.35 | Providing and fixing universal central lock us 20with E.P. | 1 | Each
19.36 | Providing and fixing AC sheet strips 75 mm wide 6 mm thick in CC flooring pavement etc. complete. |  | 15 | Mtr | 65.9 |  |  | Excess(+) | 1 | Full Conversion | INR | [40 empty] | 988.5 | 988.5 | INR Nine Hundred & Eighty Eight and Paise Fifty Only | 19.36 | Providing and fixing AC sheet strips 75 mm wide 6 mm thick in CC flooring pavement etc. complete. | 15 | Mtr
19.37 | Providing and fixing C.P brass pipe 32 mm for bottle trap. |  | 6 | Each | 187.1 |  |  | Excess(+) | 1 | Full Conversion | INR | [40 empty] | 1122.6 | 1122.6 | INR One Thousand One Hundred & Twenty Two and Paise Sixty Only | 19.37 | Providing and fixing C.P brass pipe 32 mm for bottle trap. | 6 | Each
19.38 | Providing and fixing C.P.. brass Sink mixer withSwinging Casted Spout wall mounted model with Connecting Legs &wall Flanges of (Jaguar make) code no. con- 309 KN. |  | 1 | Each | 2332.3 |  |  | Excess(+) | 1 | Full Conversion | INR | [40 empty] | 2332.3 | 2332.3 | INR Two Thousand Three Hundred & Thirty Two and Paise Thirty Only | 19.38 | Providing and fixing C.P.. brass Sink mixer withSwinging Casted Spout wall mounted model with Connecting Legs &wall Flanges of (Jaguar make) code no. con- 309 KN. | 1 | Each
19.39 | Providing and fixing steel handle for aluminium door shutter. |  | 2 | Each | 738.3 |  |  | Excess(+) | 1 | Full Conversion | INR | [40 empty] | 1476.6 | 1476.6 | INR One Thousand Four Hundred & Seventy Six and Paise Sixty Only | 19.39 | Providing and fixing steel handle for aluminium door shutter. | 2 | Each
19.4 | "Providing and fixing c.p. brass single Towel Rail 600 mm long of (Jaguar make) code no CAN- 1111NM. " |  | 1 | Each | 1033.8 |  |  | Excess(+) | 1 | Full Conversion | INR | [40 empty] | 1033.8 | 1033.8 | INR One Thousand &Thirty Three and Paise Eighty Only | 19.4 | "Providing and fixing c.p. brass single Towel Rail 600 mm long of (Jaguar make) code no CAN- 1111NM. " | 1 | Each
19.41 | Providing and fixing c.p. brass Glass Shelf 600 mm long of (Jaguar make) code no. CAN-1171N page 145. |  | 1 | Each | 1104.8 |  |  | Excess(+) | 1 | Full Conversion | INR | [40 empty] | 1104.8 | 1104.8 | INR One Thousand One Hundred & Four and Paise Eighty Only | 19.41 | Providing and fixing c.p. brass Glass Shelf 600 mm long of (Jaguar make) code no. CAN-1171N page 145. | 1 | Each
19.42 | Providing and fixing P.V.C door silencer with necessary screw etc. complete 150 mm. |  | 4 | Each | 41.2 |  |  | Excess(+) | 1 | Full Conversion | INR | [40 empty] | 164.8 | 164.8 | INR One Hundred & Sixty Four and Paise Eighty Only | 19.42 | Providing and fixing P.V.C door silencer with necessary screw etc. complete 150 mm. | 4 | Each
19.43 | "Providing and fixing plain beading for doors and windows frame with screw plugs etc. complete.(a) II class teak wood. (a.1) 20 x 6 mm. " |  | 10 | Mtr | 21 |  |  | Excess(+) | 1 | Full Conversion | INR | [40 empty] | 210 | 210 | INR Two Hundred & Ten Only | 19.43 | "Providing and fixing plain beading for doors and windows frame with screw plugs etc. complete.(a) II class teak wood. (a.1) 20 x 6 mm. " | 10 | Mtr
19.44 | Providing and fixing C.P.. brass wall mixer with provision for Overhead shower with 115 mm long bend pipe on upper side connecting legs and wall Flanges of (Jaguar make) code no. con- 273 knupr |  | 2 | Each | 3025 |  |  | Excess(+) | 1 | Full Conversion | INR | [40 empty] | 6050 | 6050 | INR Six Thousand &Fifty Only | 19.44 | Providing and fixing C.P.. brass wall mixer with provision for Overhead shower with 115 mm long bend pipe on upper side connecting legs and wall Flanges of (Jaguar make) code no. con- 273 knupr | 2 | Each
19.45 | "labour charges for installation / eracting pump set. " |  | 2 | each | 763.8 |  |  | Excess(+) | 1 | Full Conversion | INR | [40 empty] | 1527.6 | 1527.6 | INR One Thousand Five Hundred & Twenty Seven and Paise Sixty Only | 19.45 | "labour charges for installation / eracting pump set. " | 2 | each
19.46 | Supply of m.s. clamp 110 mm. |  | 2 | Each | 283.5 |  |  | Excess(+) | 1 | Full Conversion | INR | [40 empty] | 567 | 567 | INR Five Hundred & Sixty Seven Only | 19.46 | Supply of m.s. clamp 110 mm. | 2 | Each
19.47 | Drilling of 110 mm dia. bore for 100 mm dia. P.V.C pipe. |  | 20 | Mtr | 152.6 |  |  | Excess(+) | 1 | Full Conversion | INR | [40 empty] | 3052 | 3052 | INR Three Thousand &Fifty Two Only | 19.47 | Drilling of 110 mm dia. bore for 100 mm dia. P.V.C pipe. | 20 | Mtr
19.48 | Supply of P.V.C flat 1.5 mm 3 core of copper wire. |  | 20 | Mtr | 87.7 |  |  | Excess(+) | 1 | Full Conversion | INR | [40 empty] | 1754 | 1754 | INR One Thousand Seven Hundred & Fifty Four Only | 19.48 | Supply of P.V.C flat 1.5 mm 3 core of copper wire. | 20 | Mtr
19.49 | Supply of P.V.C pipe 110 mm dia. 6 kg/cm2 at site. |  | 20 | Mtr | 152.8 |  |  | Excess(+) | 1 | Full Conversion | INR | [40 empty] | 3056 | 3056 | INR Three Thousand &Fifty Six Only | 19.49 | Supply of P.V.C pipe 110 mm dia. 6 kg/cm2 at site. | 20 | Mtr
19.5 | Supply of single phase starter with pannel board. |  | 1 | Each | 1222.1 |  |  | Excess(+) | 1 | Full Conversion | INR | [40 empty] | 1222.1 | 1222.1 | INR One Thousand Two Hundred & Twenty Two and Paise Ten Only | 19.5 | Supply of single phase starter with pannel board. | 1 | Each
19.51 | Supply of Submerciable pump 1.5 HP Crompton make . |  | 1 | Each | 12403.3 |  |  | Excess(+) | 1 | Full Conversion | INR | [40 empty] | 12403.3 | 12403.3 | INR Twelve Thousand Four Hundred & Three and Paise Thirty Only | 19.51 | Supply of Submerciable pump 1.5 HP Crompton make . | 1 | Each
19.52 | Providing and fixing c.p. brass bottle trap with internal partition 32 mm Size with 300mm &190 mmlong wall connection pipes of (Jaguar make) code no769B |  | 2 | Each | 1202.1 |  |  | Excess(+) | 1 | Full Conversion | INR | [40 empty] | 2404.2 | 2404.2 | INR Two Thousand Four Hundred & Four and Paise Twenty Only | 19.52 | Providing and fixing c.p. brass bottle trap with internal partition 32 mm Size with 300mm &190 mmlong wall connection pipes of (Jaguar make) code no769B | 2 | Each
19.53 | Providing and fixing 1.5 mm thick homogeneous pollyvinyl /chloride sheet / tile in flooring and skirting in approved pattern on a smooth and damp proof base using rubber base adhesive of approved quality and manufacture like Dualpo S-758 fevicol SR 998 or equivalent including rolling with light wooden roller weight about 5 kg all complete as directed by Engineer -in -charge in approved colour and shade. |  | 15 | Sqm | 508.6 |  |  | Excess(+) | 1 | Full Conversion | INR | [40 empty] | 7629 | 7629 | INR Seven Thousand Six Hundred & Twenty Nine Only | 19.53 | Providing and fixing 1.5 mm thick homogeneous pollyvinyl /chloride sheet / tile in flooring and skirting in approved pattern on a smooth and damp proof base using rubber base adhesive of approved quality and manufacture like Dualpo S-758 fevicol SR 998 or equivalent including rolling with light wooden roller weight about 5 kg all complete as directed by Engineer -in -charge in approved colour and shade. | 15 | Sqm
19.54 | Providing and fixing auto Soap dispenser make no. 1100 S A. |  | 1 | Each | 3798.3 |  |  | Excess(+) | 1 | Full Conversion | INR | [40 empty] | 3798.3 | 3798.3 | INR Three Thousand Seven Hundred & Ninety Eight and Paise Thirty Only | 19.54 | Providing and fixing auto Soap dispenser make no. 1100 S A. | 1 | Each
19.55 | Providing and fixing Auto hand dryer H K make 1800 E A. |  | 1 | Each | 9349.4 |  |  | Excess(+) | 1 | Full Conversion | INR | [40 empty] | 9349.4 | 9349.4 | INR Nine Thousand Three Hundred & Forty Nine and Paise Forty Only | 19.55 | Providing and fixing Auto hand dryer H K make 1800 E A. | 1 | Each
19.56 | Providing and fixing wall hung W.C with fitting code no.c8015 , c0209 etc. |  | 6 | Each | 5025.9 |  |  | Excess(+) | 1 | Full Conversion | INR | [40 empty] | 30155.4 | 30155.4 | INR Thirty Thousand One Hundred & Fifty Five and Paise Forty Only | 19.56 | Providing and fixing wall hung W.C with fitting code no.c8015 , c0209 etc. | 6 | Each
19.57 | Cutting rubbing and polishing on old mosaic,kota,marble flooring marble work/Granite work/stone work where ever required and skirting for rubbing and removal of rubbish including of one coat of cement slurry in joints before final rubbing and polishing complete. |  | 50 | Sqm | 66.3 |  |  | Excess(+) | 1 | Full Conversion | INR | [40 empty] | 3315 | 3315 | INR Three Thousand Three Hundred & Fifteen Only | 19.57 | Cutting rubbing and polishing on old mosaic,kota,marble flooring marble work/Granite work/stone work where ever required and skirting for rubbing and removal of rubbish including of one coat of cement slurry in joints before final rubbing and polishing complete. | 50 | Sqm
19.58 | Repairing and servicing soliriod valve, for urinal sensor Tosi make. |  | 6 | Each | 522.8 |  |  | Excess(+) | 1 | Full Conversion | INR | [40 empty] | 3136.8 | 3136.8 | INR Three Thousand One Hundred & Thirty Six and Paise Eighty Only | 19.58 | Repairing and servicing soliriod valve, for urinal sensor Tosi make. | 6 | Each
19.59 | Providind and fixing Soliriod valve for urinal flushing sensor set Toshi make electricity oprated. |  | 6 | Each | 1472.1 |  |  | Excess(+) | 1 | Full Conversion | INR | [40 empty] | 8832.6 | 8832.6 | INR Eight Thousand Eight Hundred & Thirty Two and Paise Sixty Only | 19.59 | Providind and fixing Soliriod valve for urinal flushing sensor set Toshi make electricity oprated. | 6 | Each
19.6 | Repairing and servicing of sensor set for urinal ( Tosi make /Automats ) . |  | 12 | Each | 540.8 |  |  | Excess(+) | 1 | Full Conversion | INR | [40 empty] | 6489.6 | 6489.6 | INR Six Thousand Four Hundred & Eighty Nine and Paise Sixty Only | 19.6 | Repairing and servicing of sensor set for urinal ( Tosi make /Automats ) . | 12 | Each
19.61 | Providing and fixing sensor circuit for urinal icluding removal of old worn out sensor etc complete ( Toshi make ) electricity oprated. |  | 6 | Each | 2824.1 |  |  | Excess(+) | 1 | Full Conversion | INR | [40 empty] | 16944.6 | 16944.6 | INR Sixteen Thousand Nine Hundred & Forty Four and Paise Sixty Only | 19.61 | Providing and fixing sensor circuit for urinal icluding removal of old worn out sensor etc complete ( Toshi make ) electricity oprated. | 6 | Each
19.62 | Providing and fixing c.p. brass Urinal flush valve Auto closing System with Built-in Control cock & wall flangeof (Jaguar make) code noPRS-077 15 mm nominal bor |  | 2 | Each | 1986 |  |  | Excess(+) | 1 | Full Conversion | INR | [40 empty] | 3972 | 3972 | INR Three Thousand Nine Hundred & Seventy Two Only | 19.62 | Providing and fixing c.p. brass Urinal flush valve Auto closing System with Built-in Control cock & wall flangeof (Jaguar make) code noPRS-077 15 mm nominal bor | 2 | Each
19.63 | Groove cutting in dummyjoints in cement concrete pavement / R.C.C floor size 7X 25 mm by groove cutting cutting machine i/c cleaning , removal of all loose particle etc. |  | 20 | Mtr | 86.9 |  |  | Excess(+) | 1 | Full Conversion | INR | [40 empty] | 1738 | 1738 | INR One Thousand Seven Hundred & Thirty Eight Only | 19.63 | Groove cutting in dummyjoints in cement concrete pavement / R.C.C floor size 7X 25 mm by groove cutting cutting machine i/c cleaning , removal of all loose particle etc. | 20 | Mtr
19.64 | Providing and fixing vertical venition blinds Vista make dust guard . |  | 10 | Sqm | 1161 |  |  | Excess(+) | 1 | Full Conversion | INR | [40 empty] | 11610 | 11610 | INR Eleven Thousand Six Hundred & Ten Only | 19.64 | Providing and fixing vertical venition blinds Vista make dust guard . | 10 | Sqm
19.65 | Providing and fixing c.p. brass Towel Ring with round flange of (Jaguar make) code no. CAN-1121BN |  | 1 | Each | 795.3 |  |  | Excess(+) | 1 | Full Conversion | INR | [40 empty] | 795.3 | 795.3 | INR Seven Hundred & Ninety Five and Paise Thirty Only | 19.65 | Providing and fixing c.p. brass Towel Ring with round flange of (Jaguar make) code no. CAN-1121BN | 1 | Each
19.66 | Providing and fixing C.P.waste 32 mm dia for wash basin/Sink. |  | 2 | Each | 289.4 |  |  | Excess(+) | 1 | Full Conversion | INR | [40 empty] | 578.8 | 578.8 | INR Five Hundred & Seventy Eight and Paise Eighty Only | 19.66 | Providing and fixing C.P.waste 32 mm dia for wash basin/Sink. | 2 | Each
19.67 | Providing and fixing C.P.waste 40 mm dia for wash basin/Sink.L&K make. |  | 2 | Each | 350.7 |  |  | Excess(+) | 1 | Full Conversion | INR | [40 empty] | 701.4 | 701.4 | INR Seven Hundred & One and Paise Forty Only | 19.67 | Providing and fixing C.P.waste 40 mm dia for wash basin/Sink.L&K make. | 2 | Each
19.68 | Providing and fixing c.p. brass angle valve of (Jaguar make) code no 053 KN 15 mm nominal bor. |  | 2 | Each | 687.4 |  |  | Excess(+) | 1 | Full Conversion | INR | [40 empty] | 1374.8 | 1374.8 | INR One Thousand Three Hundred & Seventy Four and Paise Eighty Only | 19.68 | Providing and fixing c.p. brass angle valve of (Jaguar make) code no 053 KN 15 mm nominal bor. | 2 | Each
19.69 | Providing and fixing c.p. brass double coat hook of (Jaguar make) code no. 1161N . |  | 2 | Each | 440.2 |  |  | Excess(+) | 1 | Full Conversion | INR | [40 empty] | 880.4 | 880.4 | INR Eight Hundred & Eighty and Paise Forty Only | 19.69 | Providing and fixing c.p. brass double coat hook of (Jaguar make) code no. 1161N . | 2 | Each
19.7 | Providing and fixing c.p. brass stop cock concealed of standard design of (Jaguar make) code no. 083KN page 126. 15 mm nominal bor. |  | 2 | Each | 1061.8 |  |  | Excess(+) | 1 | Full Conversion | INR | [40 empty] | 2123.6 | 2123.6 | INR Two Thousand One Hundred & Twenty Three and Paise Sixty Only | 19.7 | Providing and fixing c.p. brass stop cock concealed of standard design of (Jaguar make) code no. 083KN page 126. 15 mm nominal bor. | 2 | Each
19.71 | Providing and fixing C.P.. brass central hole basin mixer without popup waste system with 450 mm long copper pipes & nuts etc. of (Jaguar make) code no. 167 KNB |  | 2 | Each | 2316.5 |  |  | Excess(+) | 1 | Full Conversion | INR | [40 empty] | 4633 | 4633 | INR Four Thousand Six Hundred & Thirty Three Only | 19.71 | Providing and fixing C.P.. brass central hole basin mixer without popup waste system with 450 mm long copper pipes & nuts etc. of (Jaguar make) code no. 167 KNB | 2 | Each
19.72 | Providing and fixing c.p. brass Towel Rack 600 mm Long Without lower Hangers but with 3 hooks of (Jaguar make) code no. CAN- 1181 FNN. |  | 1 | Each | 2360.4 |  |  | Excess(+) | 1 | Full Conversion | INR | [40 empty] | 2360.4 | 2360.4 | INR Two Thousand Three Hundred & Sixty and Paise Forty Only | 19.72 | Providing and fixing c.p. brass Towel Rack 600 mm Long Without lower Hangers but with 3 hooks of (Jaguar make) code no. CAN- 1181 FNN. | 1 | Each
19.73 | Providing and fixing Stainless Steel Grab Bar 450 mm long of (Jaguar make) code no AHS- 1501 |  | 2 | Each | 1185.4 |  |  | Excess(+) | 1 | Full Conversion | INR | [40 empty] | 2370.8 | 2370.8 | INR Two Thousand Three Hundred & Seventy and Paise Eighty Only | 19.73 | Providing and fixing Stainless Steel Grab Bar 450 mm long of (Jaguar make) code no AHS- 1501 | 2 | Each
19.74 | Providing and fixing c.p. brass Cloth Liner Retractable of (Jaguar make) code no AHS-1565. |  | 1 | Each | 882.1 |  |  | Excess(+) | 1 | Full Conversion | INR | [40 empty] | 882.1 | 882.1 | INR Eight Hundred & Eighty Two and Paise Ten Only | 19.74 | Providing and fixing c.p. brass Cloth Liner Retractable of (Jaguar make) code no AHS-1565. | 1 | Each
19.75 | Providing and fixing c.p. brass hand shower Health faucet with 1 Meter long easy Flex tube in Chrome finish And wall hook of (Jaguar make) code no. ALD-CHR-565 |  | 1 | Each | 1290.7 |  |  | Excess(+) | 1 | Full Conversion | INR | [40 empty] | 1290.7 | 1290.7 | INR One Thousand Two Hundred & Ninety and Paise Seventy Only | 19.75 | Providing and fixing c.p. brass hand shower Health faucet with 1 Meter long easy Flex tube in Chrome finish And wall hook of (Jaguar make) code no. ALD-CHR-565 | 1 | Each
19.76 | Providing and fixing c.p. brassShort body bib Cock with wall flange of (Jaguar make) code no CON- 037 KN 15 mm nominal bor |  | 2 | Each | 730.4 |  |  | Excess(+) | 1 | Full Conversion | INR | [40 empty] | 1460.8 | 1460.8 | INR One Thousand Four Hundred & Sixty and Paise Eighty Only | 19.76 | Providing and fixing c.p. brassShort body bib Cock with wall flange of (Jaguar make) code no CON- 037 KN 15 mm nominal bor | 2 | Each
19.77 | Providing and fixing c.p. brass Long Body Bib cock with wall flange of (Jaguar make) code no CON-107 KN. |  | 2 | Each | 947 |  |  | Excess(+) | 1 | Full Conversion | INR | [40 empty] | 1894 | 1894 | INR One Thousand Eight Hundred & Ninety Four Only | 19.77 | Providing and fixing c.p. brass Long Body Bib cock with wall flange of (Jaguar make) code no CON-107 KN. | 2 | Each
19.78 | Providing and fixing C.P. brass over head shower 120 mm round shape single flow ( ABS body chrome plated with Grey face plate ) with Rubit cleaning System with arm fancy type (Jaguar make ) (a) 120 mm dia code no.OHS-1789, SHA- 483. |  | 2 | Each | 2463 |  |  | Excess(+) | 1 | Full Conversion | INR | [40 empty] | 4926 | 4926 | INR Four Thousand Nine Hundred & Twenty Six Only | 19.78 | Providing and fixing C.P. brass over head shower 120 mm round shape single flow ( ABS body chrome plated with Grey face plate ) with Rubit cleaning System with arm fancy type (Jaguar make ) (a) 120 mm dia code no.OHS-1789, SHA- 483. | 2 | Each
19.79 | Providing and fixing c.p. brass hand shower 100 mm dia round shape single flow ABS body chrome plated with gray face plate with rubit cleaning system with 1.5 Meter long 8 mm dia Flexible tube with nuts in Chrome finish And wall hook of (Jaguar make) code no. HSH-1937, SHA-54908, SHA-555. |  | 6 | Each | 2403.3 |  |  | Excess(+) | 1 | Full Conversion | INR | [40 empty] | 14419.8 | 14419.8 | INR Fourteen Thousand Four Hundred & Nineteen and Paise Eighty Only | 19.79 | Providing and fixing c.p. brass hand shower 100 mm dia round shape single flow ABS body chrome plated with gray face plate with rubit cleaning system with 1.5 Meter long 8 mm dia Flexible tube with nuts in Chrome finish And wall hook of (Jaguar make) code no. HSH-1937, SHA-54908, SHA-555. | 6 | Each
19.8 | Providing and fixing c.p. brass corner Glass Shelf with bracket of (Jaguar make) code no. ACN-1173 page 98. |  | 2 | Each | 996.9 |  |  | Excess(+) | 1 | Full Conversion | INR | [40 empty] | 1993.8 | 1993.8 | INR One Thousand Nine Hundred & Ninety Three and Paise Eighty Only | 19.8 | Providing and fixing c.p. brass corner Glass Shelf with bracket of (Jaguar make) code no. ACN-1173 page 98. | 2 | Each
19.81 | Providing and fixing Double Arm wall Mounted Reversible plain magnifying X3 Pivotal Mirror of (Jaguar make) code no. ACN-1193N page 98. |  | 1 | Each | 3420.4 |  |  | Excess(+) | 1 | Full Conversion | INR | [40 empty] | 3420.4 | 3420.4 | INR Three Thousand Four Hundred & Twenty and Paise Forty Only | 19.81 | Providing and fixing Double Arm wall Mounted Reversible plain magnifying X3 Pivotal Mirror of (Jaguar make) code no. ACN-1193N page 98. | 1 | Each
19.82 | Providing and fixing 125 mm wide P.O.P cornice. |  | 5 | Mtr | 96.5 |  |  | Excess(+) | 1 | Full Conversion | INR | [40 empty] | 482.5 | 482.5 | INR Four Hundred & Eighty Two and Paise Fifty Only | 19.82 | Providing and fixing 125 mm wide P.O.P cornice. | 5 | Mtr
19.83 | Providing and fixing 65 mm dia GI spout 700 mm long at all levels and locations including cutting & making good the walls and painting the spout and all incidentals complete. |  | 4 | each | 671.6 |  |  | Excess(+) | 1 | Full Conversion | INR | [40 empty] | 2686.4 | 2686.4 | INR Two Thousand Six Hundred & Eighty Six and Paise Forty Only | 19.83 | Providing and fixing 65 mm dia GI spout 700 mm long at all levels and locations including cutting & making good the walls and painting the spout and all incidentals complete. | 4 | each
19.84 | "Extra for providing and fixing Triple layer SINTEX white pvc.water storage tank inplace of Providing and placing on terrace (at all floor levels) polyethylene water storage tank, IS : 12701 marked, with cover and suitable locking arrangement and making necessary holes for inlet, outlet and overflow pipes but without fittings and the base support for tank. Circular tank . |  | 2000 | Per litre | 3.5 |  |  | Excess(+) | 1 | Full Conversion | INR | [40 empty] | 7000 | 7000 | INR Seven Thousand Only | 19.84 | "Extra for providing and fixing Triple layer SINTEX white pvc.water storage tank inplace of Providing and placing on terrace (at all floor levels) polyethylene water storage tank, IS : 12701 marked, with cover and suitable locking arrangement and making necessary holes for inlet, outlet and overflow pipes but without fittings and the base support for tank. Circular tank . | 2000 | Per litre
19.85 | Providing and fixing Auto urinal flusher battery oprated sensor circuit with soloriod valve for urinal including removal of old worn out sensor etc complete Toshi make model no 419 S. |  | 1 | Each | 6705.8 |  |  | Excess(+) | 1 | Full Conversion | INR | [40 empty] | 6705.8 | 6705.8 | INR Six Thousand Seven Hundred & Five and Paise Eighty Only | 19.85 | Providing and fixing Auto urinal flusher battery oprated sensor circuit with soloriod valve for urinal including removal of old worn out sensor etc complete Toshi make model no 419 S. | 1 | Each
Total in Figures | [51 empty] | 3054462.31 | 3054462.31 | INR Thirty Lakh Fifty Four Thousand Four Hundred & Sixty Two and Paise Thirty One Only
Quoted Rate in Figures |  |  |  | Select | [47 empty] | 0 | 0 | INR Zero Only
Quoted Rate in Words |  | INR Zero Only
Note on K15: gepadmin: 1. If you choose "Full Conversion" then Column BA (AMOUNT) and Column BB (TAXES) BOTH values will be convert based on selected Currency in (Column L). 2. If you choose "Partial Conversion" then Column BA (AMOUNT) only will be converted based on selected currency (Column L) and Column BB (TAXES) value (INR) will be added to the converted values.
Note on K17: gepadmin: 1. If you choose "Full Conversion" then Column BA (AMOUNT) and Column BB (TAXES) BOTH values will be convert based on selected Currency in (Column L). 2. If you choose "Partial Conversion" then Column BA (AMOUNT) only will be converted based on selected currency (Column L) and Column BB (TAXES) value (INR) will be added to the converted values.
Note on K20: gepadmin: 1. If you choose "Full Conversion" then Column BA (AMOUNT) and Column BB (TAXES) BOTH values will be convert based on selected Currency in (Column L). 2. If you choose "Partial Conversion" then Column BA (AMOUNT) only will be converted based on selected currency (Column L) and Column BB (TAXES) value (INR) will be added to the converted values.
Note on K21: gepadmin: 1. If you choose "Full Conversion" then Column BA (AMOUNT) and Column BB (TAXES) BOTH values will be convert based on selected Currency in (Column L). 2. If you choose "Partial Conversion" then Column BA (AMOUNT) only will be converted based on selected currency (Column L) and Column BB (TAXES) value (INR) will be added to the converted values.
Note on K22: gepadmin: 1. If you choose "Full Conversion" then Column BA (AMOUNT) and Column BB (TAXES) BOTH values will be convert based on selected Currency in (Column L). 2. If you choose "Partial Conversion" then Column BA (AMOUNT) only will be converted based on selected currency (Column L) and Column BB (TAXES) value (INR) will be added to the converted values.
Note on K23: gepadmin: 1. If you choose "Full Conversion" then Column BA (AMOUNT) and Column BB (TAXES) BOTH values will be convert based on selected Currency in (Column L). 2. If you choose "Partial Conversion" then Column BA (AMOUNT) only will be converted based on selected currency (Column L) and Column BB (TAXES) value (INR) will be added to the converted values.
Note on K25: gepadmin: 1. If you choose "Full Conversion" then Column BA (AMOUNT) and Column BB (TAXES) BOTH values will be convert based on selected Currency in (Column L). 2. If you choose "Partial Conversion" then Column BA (AMOUNT) only will be converted based on selected currency (Column L) and Column BB (TAXES) value (INR) will be added to the converted values.
Note on K27: gepadmin: 1. If you choose "Full Conversion" then Column BA (AMOUNT) and Column BB (TAXES) BOTH values will be convert based on selected Currency in (Column L). 2. If you choose "Partial Conversion" then Column BA (AMOUNT) only will be converted based on selected currency (Column L) and Column BB (TAXES) value (INR) will be added to the converted values.
Note on K30: gepadmin: 1. If you choose "Full Conversion" then Column BA (AMOUNT) and Column BB (TAXES) BOTH values will be convert based on selected Currency in (Column L). 2. If you choose "Partial Conversion" then Column BA (AMOUNT) only will be converted based on selected currency (Column L) and Column BB (TAXES) value (INR) will be added to the converted values.
Note on K31: gepadmin: 1. If you choose "Full Conversion" then Column BA (AMOUNT) and Column BB (TAXES) BOTH values will be convert based on selected Currency in (Column L). 2. If you choose "Partial Conversion" then Column BA (AMOUNT) only will be converted based on selected currency (Column L) and Column BB (TAXES) value (INR) will be added to the converted values.
Note on K33: gepadmin: 1. If you choose "Full Conversion" then Column BA (AMOUNT) and Column BB (TAXES) BOTH values will be convert based on selected Currency in (Column L). 2. If you choose "Partial Conversion" then Column BA (AMOUNT) only will be converted based on selected currency (Column L) and Column BB (TAXES) value (INR) will be added to the converted values.
Note on K34: gepadmin: 1. If you choose "Full Conversion" then Column BA (AMOUNT) and Column BB (TAXES) BOTH values will be convert based on selected Currency in (Column L). 2. If you choose "Partial Conversion" then Column BA (AMOUNT) only will be converted based on selected currency (Column L) and Column BB (TAXES) value (INR) will be added to the converted values.
Note on K35: gepadmin: 1. If you choose "Full Conversion" then Column BA (AMOUNT) and Column BB (TAXES) BOTH values will be convert based on selected Currency in (Column L). 2. If you choose "Partial Conversion" then Column BA (AMOUNT) only will be converted based on selected currency (Column L) and Column BB (TAXES) value (INR) will be added to the converted values.
Note on K36: gepadmin: 1. If you choose "Full Conversion" then Column BA (AMOUNT) and Column BB (TAXES) BOTH values will be convert based on selected Currency in (Column L). 2. If you choose "Partial Conversion" then Column BA (AMOUNT) only will be converted based on selected currency (Column L) and Column BB (TAXES) value (INR) will be added to the converted values.
Note on K38: gepadmin: 1. If you choose "Full Conversion" then Column BA (AMOUNT) and Column BB (TAXES) BOTH values will be convert based on selected Currency in (Column L). 2. If you choose "Partial Conversion" then Column BA (AMOUNT) only will be converted based on selected currency (Column L) and Column BB (TAXES) value (INR) will be added to the converted values.
Note on K40: gepadmin: 1. If you choose "Full Conversion" then Column BA (AMOUNT) and Column BB (TAXES) BOTH values will be convert based on selected Currency in (Column L). 2. If you choose "Partial Conversion" then Column BA (AMOUNT) only will be converted based on selected currency (Column L) and Column BB (TAXES) value (INR) will be added to the converted values.
Note on K41: gepadmin: 1. If you choose "Full Conversion" then Column BA (AMOUNT) and Column BB (TAXES) BOTH values will be convert based on selected Currency in (Column L). 2. If you choose "Partial Conversion" then Column BA (AMOUNT) only will be converted based on selected currency (Column L) and Column BB (TAXES) value (INR) will be added to the converted values.
Note on K42: gepadmin: 1. If you choose "Full Conversion" then Column BA (AMOUNT) and Column BB (TAXES) BOTH values will be convert based on selected Currency in (Column L). 2. If you choose "Partial Conversion" then Column BA (AMOUNT) only will be converted based on selected currency (Column L) and Column BB (TAXES) value (INR) will be added to the converted values.
Note on K43: gepadmin: 1. If you choose "Full Conversion" then Column BA (AMOUNT) and Column BB (TAXES) BOTH values will be convert based on selected Currency in (Column L). 2. If you choose "Partial Conversion" then Column BA (AMOUNT) only will be converted based on selected currency (Column L) and Column BB (TAXES) value (INR) will be added to the converted values.
Note on K45: gepadmin: 1. If you choose "Full Conversion" then Column BA (AMOUNT) and Column BB (TAXES) BOTH values will be convert based on selected Currency in (Column L). 2. If you choose "Partial Conversion" then Column BA (AMOUNT) only will be converted based on selected currency (Column L) and Column BB (TAXES) value (INR) will be added to the converted values.
Note on K47: gepadmin: 1. If you choose "Full Conversion" then Column BA (AMOUNT) and Column BB (TAXES) BOTH values will be convert based on selected Currency in (Column L). 2. If you choose "Partial Conversion" then Column BA (AMOUNT) only will be converted based on selected currency (Column L) and Column BB (TAXES) value (INR) will be added to the converted values.
Note on K49: gepadmin: 1. If you choose "Full Conversion" then Column BA (AMOUNT) and Column BB (TAXES) BOTH values will be convert based on selected Currency in (Column L). 2. If you choose "Partial Conversion" then Column BA (AMOUNT) only will be converted based on selected currency (Column L) and Column BB (TAXES) value (INR) will be added to the converted values.
Note on K52: gepadmin: 1. If you choose "Full Conversion" then Column BA (AMOUNT) and Column BB (TAXES) BOTH values will be convert based on selected Currency in (Column L). 2. If you choose "Partial Conversion" then Column BA (AMOUNT) only will be converted based on selected currency (Column L) and Column BB (TAXES) value (INR) will be added to the converted values.
Note on K53: gepadmin: 1. If you choose "Full Conversion" then Column BA (AMOUNT) and Column BB (TAXES) BOTH values will be convert based on selected Currency in (Column L). 2. If you choose "Partial Conversion" then Column BA (AMOUNT) only will be converted based on selected currency (Column L) and Column BB (TAXES) value (INR) will be added to the converted values.
Note on K56: gepadmin: 1. If you choose "Full Conversion" then Column BA (AMOUNT) and Column BB (TAXES) BOTH values will be convert based on selected Currency in (Column L). 2. If you choose "Partial Conversion" then Column BA (AMOUNT) only will be converted based on selected currency (Column L) and Column BB (TAXES) value (INR) will be added to the converted values.
Note on K58: gepadmin: 1. If you choose "Full Conversion" then Column BA (AMOUNT) and Column BB (TAXES) BOTH values will be convert based on selected Currency in (Column L). 2. If you choose "Partial Conversion" then Column BA (AMOUNT) only will be converted based on selected currency (Column L) and Column BB (TAXES) value (INR) will be added to the converted values.
Note on K59: gepadmin: 1. If you choose "Full Conversion" then Column BA (AMOUNT) and Column BB (TAXES) BOTH values will be convert based on selected Currency in (Column L). 2. If you choose "Partial Conversion" then Column BA (AMOUNT) only will be converted based on selected currency (Column L) and Column BB (TAXES) value (INR) will be added to the converted values.
Note on K61: gepadmin: 1. If you choose "Full Conversion" then Column BA (AMOUNT) and Column BB (TAXES) BOTH values will be convert based on selected Currency in (Column L). 2. If you choose "Partial Conversion" then Column BA (AMOUNT) only will be converted based on selected currency (Column L) and Column BB (TAXES) value (INR) will be added to the converted values.
Note on K63: gepadmin: 1. If you choose "Full Conversion" then Column BA (AMOUNT) and Column BB (TAXES) BOTH values will be convert based on selected Currency in (Column L). 2. If you choose "Partial Conversion" then Column BA (AMOUNT) only will be converted based on selected currency (Column L) and Column BB (TAXES) value (INR) will be added to the converted values.
Note on K64: gepadmin: 1. If you choose "Full Conversion" then Column BA (AMOUNT) and Column BB (TAXES) BOTH values will be convert based on selected Currency in (Column L). 2. If you choose "Partial Conversion" then Column BA (AMOUNT) only will be converted based on selected currency (Column L) and Column BB (TAXES) value (INR) will be added to the converted values.
Note on K68: gepadmin: 1. If you choose "Full Conversion" then Column BA (AMOUNT) and Column BB (TAXES) BOTH values will be convert based on selected Currency in (Column L). 2. If you choose "Partial Conversion" then Column BA (AMOUNT) only will be converted based on selected currency (Column L) and Column BB (TAXES) value (INR) will be added to the converted values.
Note on K70: gepadmin: 1. If you choose "Full Conversion" then Column BA (AMOUNT) and Column BB (TAXES) BOTH values will be convert based on selected Currency in (Column L). 2. If you choose "Partial Conversion" then Column BA (AMOUNT) only will be converted based on selected currency (Column L) and Column BB (TAXES) value (INR) will be added to the converted values.
Note on K71: gepadmin: 1. If you choose "Full Conversion" then Column BA (AMOUNT) and Column BB (TAXES) BOTH values will be convert based on selected Currency in (Column L). 2. If you choose "Partial Conversion" then Column BA (AMOUNT) only will be converted based on selected currency (Column L) and Column BB (TAXES) value (INR) will be added to the converted values.
Note on K72: gepadmin: 1. If you choose "Full Conversion" then Column BA (AMOUNT) and Column BB (TAXES) BOTH values will be convert based on selected Currency in (Column L). 2. If you choose "Partial Conversion" then Column BA (AMOUNT) only will be converted based on selected currency (Column L) and Column BB (TAXES) value (INR) will be added to the converted values.
Note on K73: gepadmin: 1. If you choose "Full Conversion" then Column BA (AMOUNT) and Column BB (TAXES) BOTH values will be convert based on selected Currency in (Column L). 2. If you choose "Partial Conversion" then Column BA (AMOUNT) only will be converted based on selected currency (Column L) and Column BB (TAXES) value (INR) will be added to the converted values.
Note on K76: gepadmin: 1. If you choose "Full Conversion" then Column BA (AMOUNT) and Column BB (TAXES) BOTH values will be convert based on selected Currency in (Column L). 2. If you choose "Partial Conversion" then Column BA (AMOUNT) only will be converted based on selected currency (Column L) and Column BB (TAXES) value (INR) will be added to the converted values.
Note on K77: gepadmin: 1. If you choose "Full Conversion" then Column BA (AMOUNT) and Column BB (TAXES) BOTH values will be convert based on selected Currency in (Column L). 2. If you choose "Partial Conversion" then Column BA (AMOUNT) only will be converted based on selected currency (Column L) and Column BB (TAXES) value (INR) will be added to the converted values.
Note on K80: gepadmin: 1. If you choose "Full Conversion" then Column BA (AMOUNT) and Column BB (TAXES) BOTH values will be convert based on selected Currency in (Column L). 2. If you choose "Partial Conversion" then Column BA (AMOUNT) only will be converted based on selected currency (Column L) and Column BB (TAXES) value (INR) will be added to the converted values.
Note on K83: gepadmin: 1. If you choose "Full Conversion" then Column BA (AMOUNT) and Column BB (TAXES) BOTH values will be convert based on selected Currency in (Column L). 2. If you choose "Partial Conversion" then Column BA (AMOUNT) only will be converted based on selected currency (Column L) and Column BB (TAXES) value (INR) will be added to the converted values.
Note on K84: gepadmin: 1. If you choose "Full Conversion" then Column BA (AMOUNT) and Column BB (TAXES) BOTH values will be convert based on selected Currency in (Column L). 2. If you choose "Partial Conversion" then Column BA (AMOUNT) only will be converted based on selected currency (Column L) and Column BB (TAXES) value (INR) will be added to the converted values.
Note on K87: gepadmin: 1. If you choose "Full Conversion" then Column BA (AMOUNT) and Column BB (TAXES) BOTH values will be convert based on selected Currency in (Column L). 2. If you choose "Partial Conversion" then Column BA (AMOUNT) only will be converted based on selected currency (Column L) and Column BB (TAXES) value (INR) will be added to the converted values.
Note on K88: gepadmin: 1. If you choose "Full Conversion" then Column BA (AMOUNT) and Column BB (TAXES) BOTH values will be convert based on selected Currency in (Column L). 2. If you choose "Partial Conversion" then Column BA (AMOUNT) only will be converted based on selected currency (Column L) and Column BB (TAXES) value (INR) will be added to the converted values.
Note on K89: gepadmin: 1. If you choose "Full Conversion" then Column BA (AMOUNT) and Column BB (TAXES) BOTH values will be convert based on selected Currency in (Column L). 2. If you choose "Partial Conversion" then Column BA (AMOUNT) only will be converted based on selected currency (Column L) and Column BB (TAXES) value (INR) will be added to the converted values.
Note on K92: gepadmin: 1. If you choose "Full Conversion" then Column BA (AMOUNT) and Column BB (TAXES) BOTH values will be convert based on selected Currency in (Column L). 2. If you choose "Partial Conversion" then Column BA (AMOUNT) only will be converted based on selected currency (Column L) and Column BB (TAXES) value (INR) will be added to the converted values.
Note on K94: gepadmin: 1. If you choose "Full Conversion" then Column BA (AMOUNT) and Column BB (TAXES) BOTH values will be convert based on selected Currency in (Column L). 2. If you choose "Partial Conversion" then Column BA (AMOUNT) only will be converted based on selected currency (Column L) and Column BB (TAXES) value (INR) will be added to the converted values.
Note on K95: gepadmin: 1. If you choose "Full Conversion" then Column BA (AMOUNT) and Column BB (TAXES) BOTH values will be convert based on selected Currency in (Column L). 2. If you choose "Partial Conversion" then Column BA (AMOUNT) only will be converted based on selected currency (Column L) and Column BB (TAXES) value (INR) will be added to the converted values.
Note on K97: gepadmin: 1. If you choose "Full Conversion" then Column BA (AMOUNT) and Column BB (TAXES) BOTH values will be convert based on selected Currency in (Column L). 2. If you choose "Partial Conversion" then Column BA (AMOUNT) only will be converted based on selected currency (Column L) and Column BB (TAXES) value (INR) will be added to the converted values.
Note on K98: gepadmin: 1. If you choose "Full Conversion" then Column BA (AMOUNT) and Column BB (TAXES) BOTH values will be convert based on selected Currency in (Column L). 2. If you choose "Partial Conversion" then Column BA (AMOUNT) only will be converted based on selected currency (Column L) and Column BB (TAXES) value (INR) will be added to the converted values.
Note on K100: gepadmin: 1. If you choose "Full Conversion" then Column BA (AMOUNT) and Column BB (TAXES) BOTH values will be convert based on selected Currency in (Column L). 2. If you choose "Partial Conversion" then Column BA (AMOUNT) only will be converted based on selected currency (Column L) and Column BB (TAXES) value (INR) will be added to the converted values.
Note on K102: gepadmin: 1. If you choose "Full Conversion" then Column BA (AMOUNT) and Column BB (TAXES) BOTH values will be convert based on selected Currency in (Column L). 2. If you choose "Partial Conversion" then Column BA (AMOUNT) only will be converted based on selected currency (Column L) and Column BB (TAXES) value (INR) will be added to the converted values.
Note on K104: gepadmin: 1. If you choose "Full Conversion" then Column BA (AMOUNT) and Column BB (TAXES) BOTH values will be convert based on selected Currency in (Column L). 2. If you choose "Partial Conversion" then Column BA (AMOUNT) only will be converted based on selected currency (Column L) and Column BB (TAXES) value (INR) will be added to the converted values.
Note on K106: gepadmin: 1. If you choose "Full Conversion" then Column BA (AMOUNT) and Column BB (TAXES) BOTH values will be convert based on selected Currency in (Column L). 2. If you choose "Partial Conversion" then Column BA (AMOUNT) only will be converted based on selected currency (Column L) and Column BB (TAXES) value (INR) will be added to the converted values.
Note on K107: gepadmin: 1. If you choose "Full Conversion" then Column BA (AMOUNT) and Column BB (TAXES) BOTH values will be convert based on selected Currency in (Column L). 2. If you choose "Partial Conversion" then Column BA (AMOUNT) only will be converted based on selected currency (Column L) and Column BB (TAXES) value (INR) will be added to the converted values.
Note on K109: gepadmin: 1. If you choose "Full Conversion" then Column BA (AMOUNT) and Column BB (TAXES) BOTH values will be convert based on selected Currency in (Column L). 2. If you choose "Partial Conversion" then Column BA (AMOUNT) only will be converted based on selected currency (Column L) and Column BB (TAXES) value (INR) will be added to the converted values.
Note on K110: gepadmin: 1. If you choose "Full Conversion" then Column BA (AMOUNT) and Column BB (TAXES) BOTH values will be convert based on selected Currency in (Column L). 2. If you choose "Partial Conversion" then Column BA (AMOUNT) only will be converted based on selected currency (Column L) and Column BB (TAXES) value (INR) will be added to the converted values.
Note on K112: gepadmin: 1. If you choose "Full Conversion" then Column BA (AMOUNT) and Column BB (TAXES) BOTH values will be convert based on selected Currency in (Column L). 2. If you choose "Partial Conversion" then Column BA (AMOUNT) only will be converted based on selected currency (Column L) and Column BB (TAXES) value (INR) will be added to the converted values.
Note on K114: gepadmin: 1. If you choose "Full Conversion" then Column BA (AMOUNT) and Column BB (TAXES) BOTH values will be convert based on selected Currency in (Column L). 2. If you choose "Partial Conversion" then Column BA (AMOUNT) only will be converted based on selected currency (Column L) and Column BB (TAXES) value (INR) will be added to the converted values.
Note on K116: gepadmin: 1. If you choose "Full Conversion" then Column BA (AMOUNT) and Column BB (TAXES) BOTH values will be convert based on selected Currency in (Column L). 2. If you choose "Partial Conversion" then Column BA (AMOUNT) only will be converted based on selected currency (Column L) and Column BB (TAXES) value (INR) will be added to the converted values.
Note on K117: gepadmin: 1. If you choose "Full Conversion" then Column BA (AMOUNT) and Column BB (TAXES) BOTH values will be convert based on selected Currency in (Column L). 2. If you choose "Partial Conversion" then Column BA (AMOUNT) only will be converted based on selected currency (Column L) and Column BB (TAXES) value (INR) will be added to the converted values.
Note on K118: gepadmin: 1. If you choose "Full Conversion" then Column BA (AMOUNT) and Column BB (TAXES) BOTH values will be convert based on selected Currency in (Column L). 2. If you choose "Partial Conversion" then Column BA (AMOUNT) only will be converted based on selected currency (Column L) and Column BB (TAXES) value (INR) will be added to the converted values.
Note on K119: gepadmin: 1. If you choose "Full Conversion" then Column BA (AMOUNT) and Column BB (TAXES) BOTH values will be convert based on selected Currency in (Column L). 2. If you choose "Partial Conversion" then Column BA (AMOUNT) only will be converted based on selected currency (Column L) and Column BB (TAXES) value (INR) will be added to the converted values.
Note on K120: gepadmin: 1. If you choose "Full Conversion" then Column BA (AMOUNT) and Column BB (TAXES) BOTH values will be convert based on selected Currency in (Column L). 2. If you choose "Partial Conversion" then Column BA (AMOUNT) only will be converted based on selected currency (Column L) and Column BB (TAXES) value (INR) will be added to the converted values.
Note on K121: gepadmin: 1. If you choose "Full Conversion" then Column BA (AMOUNT) and Column BB (TAXES) BOTH values will be convert based on selected Currency in (Column L). 2. If you choose "Partial Conversion" then Column BA (AMOUNT) only will be converted based on selected currency (Column L) and Column BB (TAXES) value (INR) will be added to the converted values.
Note on K123: gepadmin: 1. If you choose "Full Conversion" then Column BA (AMOUNT) and Column BB (TAXES) BOTH values will be convert based on selected Currency in (Column L). 2. If you choose "Partial Conversion" then Column BA (AMOUNT) only will be converted based on selected currency (Column L) and Column BB (TAXES) value (INR) will be added to the converted values.
Note on K124: gepadmin: 1. If you choose "Full Conversion" then Column BA (AMOUNT) and Column BB (TAXES) BOTH values will be convert based on selected Currency in (Column L). 2. If you choose "Partial Conversion" then Column BA (AMOUNT) only will be converted based on selected currency (Column L) and Column BB (TAXES) value (INR) will be added to the converted values.
Note on K126: gepadmin: 1. If you choose "Full Conversion" then Column BA (AMOUNT) and Column BB (TAXES) BOTH values will be convert based on selected Currency in (Column L). 2. If you choose "Partial Conversion" then Column BA (AMOUNT) only will be converted based on selected currency (Column L) and Column BB (TAXES) value (INR) will be added to the converted values.
Note on K127: gepadmin: 1. If you choose "Full Conversion" then Column BA (AMOUNT) and Column BB (TAXES) BOTH values will be convert based on selected Currency in (Column L). 2. If you choose "Partial Conversion" then Column BA (AMOUNT) only will be converted based on selected currency (Column L) and Column BB (TAXES) value (INR) will be added to the converted values.
Note on K128: gepadmin: 1. If you choose "Full Conversion" then Column BA (AMOUNT) and Column BB (TAXES) BOTH values will be convert based on selected Currency in (Column L). 2. If you choose "Partial Conversion" then Column BA (AMOUNT) only will be converted based on selected currency (Column L) and Column BB (TAXES) value (INR) will be added to the converted values.
Note on K129: gepadmin: 1. If you choose "Full Conversion" then Column BA (AMOUNT) and Column BB (TAXES) BOTH values will be convert based on selected Currency in (Column L). 2. If you choose "Partial Conversion" then Column BA (AMOUNT) only will be converted based on selected currency (Column L) and Column BB (TAXES) value (INR) will be added to the converted values.
Note on K131: gepadmin: 1. If you choose "Full Conversion" then Column BA (AMOUNT) and Column BB (TAXES) BOTH values will be convert based on selected Currency in (Column L). 2. If you choose "Partial Conversion" then Column BA (AMOUNT) only will be converted based on selected currency (Column L) and Column BB (TAXES) value (INR) will be added to the converted values.
Note on K133: gepadmin: 1. If you choose "Full Conversion" then Column BA (AMOUNT) and Column BB (TAXES) BOTH values will be convert based on selected Currency in (Column L). 2. If you choose "Partial Conversion" then Column BA (AMOUNT) only will be converted based on selected currency (Column L) and Column BB (TAXES) value (INR) will be added to the converted values.
Note on K134: gepadmin: 1. If you choose "Full Conversion" then Column BA (AMOUNT) and Column BB (TAXES) BOTH values will be convert based on selected Currency in (Column L). 2. If you choose "Partial Conversion" then Column BA (AMOUNT) only will be converted based on selected currency (Column L) and Column BB (TAXES) value (INR) will be added to the converted values.
Note on K136: gepadmin: 1. If you choose "Full Conversion" then Column BA (AMOUNT) and Column BB (TAXES) BOTH values will be convert based on selected Currency in (Column L). 2. If you choose "Partial Conversion" then Column BA (AMOUNT) only will be converted based on selected currency (Column L) and Column BB (TAXES) value (INR) will be added to the converted values.
Note on K137: gepadmin: 1. If you choose "Full Conversion" then Column BA (AMOUNT) and Column BB (TAXES) BOTH values will be convert based on selected Currency in (Column L). 2. If you choose "Partial Conversion" then Column BA (AMOUNT) only will be converted based on selected currency (Column L) and Column BB (TAXES) value (INR) will be added to the converted values.
Note on K138: gepadmin: 1. If you choose "Full Conversion" then Column BA (AMOUNT) and Column BB (TAXES) BOTH values will be convert based on selected Currency in (Column L). 2. If you choose "Partial Conversion" then Column BA (AMOUNT) only will be converted based on selected currency (Column L) and Column BB (TAXES) value (INR) will be added to the converted values.
Note on K139: gepadmin: 1. If you choose "Full Conversion" then Column BA (AMOUNT) and Column BB (TAXES) BOTH values will be convert based on selected Currency in (Column L). 2. If you choose "Partial Conversion" then Column BA (AMOUNT) only will be converted based on selected currency (Column L) and Column BB (TAXES) value (INR) will be added to the converted values.
Note on K140: gepadmin: 1. If you choose "Full Conversion" then Column BA (AMOUNT) and Column BB (TAXES) BOTH values will be convert based on selected Currency in (Column L). 2. If you choose "Partial Conversion" then Column BA (AMOUNT) only will be converted based on selected currency (Column L) and Column BB (TAXES) value (INR) will be added to the converted values.
Note on K142: gepadmin: 1. If you choose "Full Conversion" then Column BA (AMOUNT) and Column BB (TAXES) BOTH values will be convert based on selected Currency in (Column L). 2. If you choose "Partial Conversion" then Column BA (AMOUNT) only will be converted based on selected currency (Column L) and Column BB (TAXES) value (INR) will be added to the converted values.
Note on K143: gepadmin: 1. If you choose "Full Conversion" then Column BA (AMOUNT) and Column BB (TAXES) BOTH values will be convert based on selected Currency in (Column L). 2. If you choose "Partial Conversion" then Column BA (AMOUNT) only will be converted based on selected currency (Column L) and Column BB (TAXES) value (INR) will be added to the converted values.
Note on K145: gepadmin: 1. If you choose "Full Conversion" then Column BA (AMOUNT) and Column BB (TAXES) BOTH values will be convert based on selected Currency in (Column L). 2. If you choose "Partial Conversion" then Column BA (AMOUNT) only will be converted based on selected currency (Column L) and Column BB (TAXES) value (INR) will be added to the converted values.
Note on K146: gepadmin: 1. If you choose "Full Conversion" then Column BA (AMOUNT) and Column BB (TAXES) BOTH values will be convert based on selected Currency in (Column L). 2. If you choose "Partial Conversion" then Column BA (AMOUNT) only will be converted based on selected currency (Column L) and Column BB (TAXES) value (INR) will be added to the converted values.
Note on K147: gepadmin: 1. If you choose "Full Conversion" then Column BA (AMOUNT) and Column BB (TAXES) BOTH values will be convert based on selected Currency in (Column L). 2. If you choose "Partial Conversion" then Column BA (AMOUNT) only will be converted based on selected currency (Column L) and Column BB (TAXES) value (INR) will be added to the converted values.
Note on K149: gepadmin: 1. If you choose "Full Conversion" then Column BA (AMOUNT) and Column BB (TAXES) BOTH values will be convert based on selected Currency in (Column L). 2. If you choose "Partial Conversion" then Column BA (AMOUNT) only will be converted based on selected currency (Column L) and Column BB (TAXES) value (INR) will be added to the converted values.
Note on K150: gepadmin: 1. If you choose "Full Conversion" then Column BA (AMOUNT) and Column BB (TAXES) BOTH values will be convert based on selected Currency in (Column L). 2. If you choose "Partial Conversion" then Column BA (AMOUNT) only will be converted based on selected currency (Column L) and Column BB (TAXES) value (INR) will be added to the converted values.
Note on K151: gepadmin: 1. If you choose "Full Conversion" then Column BA (AMOUNT) and Column BB (TAXES) BOTH values will be convert based on selected Currency in (Column L). 2. If you choose "Partial Conversion" then Column BA (AMOUNT) only will be converted based on selected currency (Column L) and Column BB (TAXES) value (INR) will be added to the converted values.
Note on K153: gepadmin: 1. If you choose "Full Conversion" then Column BA (AMOUNT) and Column BB (TAXES) BOTH values will be convert based on selected Currency in (Column L). 2. If you choose "Partial Conversion" then Column BA (AMOUNT) only will be converted based on selected currency (Column L) and Column BB (TAXES) value (INR) will be added to the converted values.
Note on K155: gepadmin: 1. If you choose "Full Conversion" then Column BA (AMOUNT) and Column BB (TAXES) BOTH values will be convert based on selected Currency in (Column L). 2. If you choose "Partial Conversion" then Column BA (AMOUNT) only will be converted based on selected currency (Column L) and Column BB (TAXES) value (INR) will be added to the converted values.
Note on K157: gepadmin: 1. If you choose "Full Conversion" then Column BA (AMOUNT) and Column BB (TAXES) BOTH values will be convert based on selected Currency in (Column L). 2. If you choose "Partial Conversion" then Column BA (AMOUNT) only will be converted based on selected currency (Column L) and Column BB (TAXES) value (INR) will be added to the converted values.
Note on K161: gepadmin: 1. If you choose "Full Conversion" then Column BA (AMOUNT) and Column BB (TAXES) BOTH values will be convert based on selected Currency in (Column L). 2. If you choose "Partial Conversion" then Column BA (AMOUNT) only will be converted based on selected currency (Column L) and Column BB (TAXES) value (INR) will be added to the converted values.
Note on K164: gepadmin: 1. If you choose "Full Conversion" then Column BA (AMOUNT) and Column BB (TAXES) BOTH values will be convert based on selected Currency in (Column L). 2. If you choose "Partial Conversion" then Column BA (AMOUNT) only will be converted based on selected currency (Column L) and Column BB (TAXES) value (INR) will be added to the converted values.
Note on K166: gepadmin: 1. If you choose "Full Conversion" then Column BA (AMOUNT) and Column BB (TAXES) BOTH values will be convert based on selected Currency in (Column L). 2. If you choose "Partial Conversion" then Column BA (AMOUNT) only will be converted based on selected currency (Column L) and Column BB (TAXES) value (INR) will be added to the converted values.
Note on K167: gepadmin: 1. If you choose "Full Conversion" then Column BA (AMOUNT) and Column BB (TAXES) BOTH values will be convert based on selected Currency in (Column L). 2. If you choose "Partial Conversion" then Column BA (AMOUNT) only will be converted based on selected currency (Column L) and Column BB (TAXES) value (INR) will be added to the converted values.
Note on K168: gepadmin: 1. If you choose "Full Conversion" then Column BA (AMOUNT) and Column BB (TAXES) BOTH values will be convert based on selected Currency in (Column L). 2. If you choose "Partial Conversion" then Column BA (AMOUNT) only will be converted based on selected currency (Column L) and Column BB (TAXES) value (INR) will be added to the converted values.
Note on K170: gepadmin: 1. If you choose "Full Conversion" then Column BA (AMOUNT) and Column BB (TAXES) BOTH values will be convert based on selected Currency in (Column L). 2. If you choose "Partial Conversion" then Column BA (AMOUNT) only will be converted based on selected currency (Column L) and Column BB (TAXES) value (INR) will be added to the converted values.
Note on K171: gepadmin: 1. If you choose "Full Conversion" then Column BA (AMOUNT) and Column BB (TAXES) BOTH values will be convert based on selected Currency in (Column L). 2. If you choose "Partial Conversion" then Column BA (AMOUNT) only will be converted based on selected currency (Column L) and Column BB (TAXES) value (INR) will be added to the converted values.
Note on K173: gepadmin: 1. If you choose "Full Conversion" then Column BA (AMOUNT) and Column BB (TAXES) BOTH values will be convert based on selected Currency in (Column L). 2. If you choose "Partial Conversion" then Column BA (AMOUNT) only will be converted based on selected currency (Column L) and Column BB (TAXES) value (INR) will be added to the converted values.
Note on K174: gepadmin: 1. If you choose "Full Conversion" then Column BA (AMOUNT) and Column BB (TAXES) BOTH values will be convert based on selected Currency in (Column L). 2. If you choose "Partial Conversion" then Column BA (AMOUNT) only will be converted based on selected currency (Column L) and Column BB (TAXES) value (INR) will be added to the converted values.
Note on K175: gepadmin: 1. If you choose "Full Conversion" then Column BA (AMOUNT) and Column BB (TAXES) BOTH values will be convert based on selected Currency in (Column L). 2. If you choose "Partial Conversion" then Column BA (AMOUNT) only will be converted based on selected currency (Column L) and Column BB (TAXES) value (INR) will be added to the converted values.
Note on K176: gepadmin: 1. If you choose "Full Conversion" then Column BA (AMOUNT) and Column BB (TAXES) BOTH values will be convert based on selected Currency in (Column L). 2. If you choose "Partial Conversion" then Column BA (AMOUNT) only will be converted based on selected currency (Column L) and Column BB (TAXES) value (INR) will be added to the converted values.
Note on K178: gepadmin: 1. If you choose "Full Conversion" then Column BA (AMOUNT) and Column BB (TAXES) BOTH values will be convert based on selected Currency in (Column L). 2. If you choose "Partial Conversion" then Column BA (AMOUNT) only will be converted based on selected currency (Column L) and Column BB (TAXES) value (INR) will be added to the converted values.
Note on K180: gepadmin: 1. If you choose "Full Conversion" then Column BA (AMOUNT) and Column BB (TAXES) BOTH values will be convert based on selected Currency in (Column L). 2. If you choose "Partial Conversion" then Column BA (AMOUNT) only will be converted based on selected currency (Column L) and Column BB (TAXES) value (INR) will be added to the converted values.
Note on K182: gepadmin: 1. If you choose "Full Conversion" then Column BA (AMOUNT) and Column BB (TAXES) BOTH values will be convert based on selected Currency in (Column L). 2. If you choose "Partial Conversion" then Column BA (AMOUNT) only will be converted based on selected currency (Column L) and Column BB (TAXES) value (INR) will be added to the converted values.
Note on K183: gepadmin: 1. If you choose "Full Conversion" then Column BA (AMOUNT) and Column BB (TAXES) BOTH values will be convert based on selected Currency in (Column L). 2. If you choose "Partial Conversion" then Column BA (AMOUNT) only will be converted based on selected currency (Column L) and Column BB (TAXES) value (INR) will be added to the converted values.
Note on K185: gepadmin: 1. If you choose "Full Conversion" then Column BA (AMOUNT) and Column BB (TAXES) BOTH values will be convert based on selected Currency in (Column L). 2. If you choose "Partial Conversion" then Column BA (AMOUNT) only will be converted based on selected currency (Column L) and Column BB (TAXES) value (INR) will be added to the converted values.
Note on K187: gepadmin: 1. If you choose "Full Conversion" then Column BA (AMOUNT) and Column BB (TAXES) BOTH values will be convert based on selected Currency in (Column L). 2. If you choose "Partial Conversion" then Column BA (AMOUNT) only will be converted based on selected currency (Column L) and Column BB (TAXES) value (INR) will be added to the converted values.
Note on K189: gepadmin: 1. If you choose "Full Conversion" then Column BA (AMOUNT) and Column BB (TAXES) BOTH values will be convert based on selected Currency in (Column L). 2. If you choose "Partial Conversion" then Column BA (AMOUNT) only will be converted based on selected currency (Column L) and Column BB (TAXES) value (INR) will be added to the converted values.
Note on K190: gepadmin: 1. If you choose "Full Conversion" then Column BA (AMOUNT) and Column BB (TAXES) BOTH values will be convert based on selected Currency in (Column L). 2. If you choose "Partial Conversion" then Column BA (AMOUNT) only will be converted based on selected currency (Column L) and Column BB (TAXES) value (INR) will be added to the converted values.
Note on K192: gepadmin: 1. If you choose "Full Conversion" then Column BA (AMOUNT) and Column BB (TAXES) BOTH values will be convert based on selected Currency in (Column L). 2. If you choose "Partial Conversion" then Column BA (AMOUNT) only will be converted based on selected currency (Column L) and Column BB (TAXES) value (INR) will be added to the converted values.
Note on K194: gepadmin: 1. If you choose "Full Conversion" then Column BA (AMOUNT) and Column BB (TAXES) BOTH values will be convert based on selected Currency in (Column L). 2. If you choose "Partial Conversion" then Column BA (AMOUNT) only will be converted based on selected currency (Column L) and Column BB (TAXES) value (INR) will be added to the converted values.
Note on K196: gepadmin: 1. If you choose "Full Conversion" then Column BA (AMOUNT) and Column BB (TAXES) BOTH values will be convert based on selected Currency in (Column L). 2. If you choose "Partial Conversion" then Column BA (AMOUNT) only will be converted based on selected currency (Column L) and Column BB (TAXES) value (INR) will be added to the converted values.
Note on K197: gepadmin: 1. If you choose "Full Conversion" then Column BA (AMOUNT) and Column BB (TAXES) BOTH values will be convert based on selected Currency in (Column L). 2. If you choose "Partial Conversion" then Column BA (AMOUNT) only will be converted based on selected currency (Column L) and Column BB (TAXES) value (INR) will be added to the converted values.
Note on K199: gepadmin: 1. If you choose "Full Conversion" then Column BA (AMOUNT) and Column BB (TAXES) BOTH values will be convert based on selected Currency in (Column L). 2. If you choose "Partial Conversion" then Column BA (AMOUNT) only will be converted based on selected currency (Column L) and Column BB (TAXES) value (INR) will be added to the converted values.
Note on K201: gepadmin: 1. If you choose "Full Conversion" then Column BA (AMOUNT) and Column BB (TAXES) BOTH values will be convert based on selected Currency in (Column L). 2. If you choose "Partial Conversion" then Column BA (AMOUNT) only will be converted based on selected currency (Column L) and Column BB (TAXES) value (INR) will be added to the converted values.
Note on K204: gepadmin: 1. If you choose "Full Conversion" then Column BA (AMOUNT) and Column BB (TAXES) BOTH values will be convert based on selected Currency in (Column L). 2. If you choose "Partial Conversion" then Column BA (AMOUNT) only will be converted based on selected currency (Column L) and Column BB (TAXES) value (INR) will be added to the converted values.
Note on K206: gepadmin: 1. If you choose "Full Conversion" then Column BA (AMOUNT) and Column BB (TAXES) BOTH values will be convert based on selected Currency in (Column L). 2. If you choose "Partial Conversion" then Column BA (AMOUNT) only will be converted based on selected currency (Column L) and Column BB (TAXES) value (INR) will be added to the converted values.
Note on K208: gepadmin: 1. If you choose "Full Conversion" then Column BA (AMOUNT) and Column BB (TAXES) BOTH values will be convert based on selected Currency in (Column L). 2. If you choose "Partial Conversion" then Column BA (AMOUNT) only will be converted based on selected currency (Column L) and Column BB (TAXES) value (INR) will be added to the converted values.
Note on K209: gepadmin: 1. If you choose "Full Conversion" then Column BA (AMOUNT) and Column BB (TAXES) BOTH values will be convert based on selected Currency in (Column L). 2. If you choose "Partial Conversion" then Column BA (AMOUNT) only will be converted based on selected currency (Column L) and Column BB (TAXES) value (INR) will be added to the converted values.
Note on K211: gepadmin: 1. If you choose "Full Conversion" then Column BA (AMOUNT) and Column BB (TAXES) BOTH values will be convert based on selected Currency in (Column L). 2. If you choose "Partial Conversion" then Column BA (AMOUNT) only will be converted based on selected currency (Column L) and Column BB (TAXES) value (INR) will be added to the converted values.
Note on K213: gepadmin: 1. If you choose "Full Conversion" then Column BA (AMOUNT) and Column BB (TAXES) BOTH values will be convert based on selected Currency in (Column L). 2. If you choose "Partial Conversion" then Column BA (AMOUNT) only will be converted based on selected currency (Column L) and Column BB (TAXES) value (INR) will be added to the converted values.
Note on K214: gepadmin: 1. If you choose "Full Conversion" then Column BA (AMOUNT) and Column BB (TAXES) BOTH values will be convert based on selected Currency in (Column L). 2. If you choose "Partial Conversion" then Column BA (AMOUNT) only will be converted based on selected currency (Column L) and Column BB (TAXES) value (INR) will be added to the converted values.
Note on K215: gepadmin: 1. If you choose "Full Conversion" then Column BA (AMOUNT) and Column BB (TAXES) BOTH values will be convert based on selected Currency in (Column L). 2. If you choose "Partial Conversion" then Column BA (AMOUNT) only will be converted based on selected currency (Column L) and Column BB (TAXES) value (INR) will be added to the converted values.
Note on K217: gepadmin: 1. If you choose "Full Conversion" then Column BA (AMOUNT) and Column BB (TAXES) BOTH values will be convert based on selected Currency in (Column L). 2. If you choose "Partial Conversion" then Column BA (AMOUNT) only will be converted based on selected currency (Column L) and Column BB (TAXES) value (INR) will be added to the converted values.
Note on K218: gepadmin: 1. If you choose "Full Conversion" then Column BA (AMOUNT) and Column BB (TAXES) BOTH values will be convert based on selected Currency in (Column L). 2. If you choose "Partial Conversion" then Column BA (AMOUNT) only will be converted based on selected currency (Column L) and Column BB (TAXES) value (INR) will be added to the converted values.
Note on K220: gepadmin: 1. If you choose "Full Conversion" then Column BA (AMOUNT) and Column BB (TAXES) BOTH values will be convert based on selected Currency in (Column L). 2. If you choose "Partial Conversion" then Column BA (AMOUNT) only will be converted based on selected currency (Column L) and Column BB (TAXES) value (INR) will be added to the converted values.
Note on K221: gepadmin: 1. If you choose "Full Conversion" then Column BA (AMOUNT) and Column BB (TAXES) BOTH values will be convert based on selected Currency in (Column L). 2. If you choose "Partial Conversion" then Column BA (AMOUNT) only will be converted based on selected currency (Column L) and Column BB (TAXES) value (INR) will be added to the converted values.
Note on K222: gepadmin: 1. If you choose "Full Conversion" then Column BA (AMOUNT) and Column BB (TAXES) BOTH values will be convert based on selected Currency in (Column L). 2. If you choose "Partial Conversion" then Column BA (AMOUNT) only will be converted based on selected currency (Column L) and Column BB (TAXES) value (INR) will be added to the converted values.
Note on K223: gepadmin: 1. If you choose "Full Conversion" then Column BA (AMOUNT) and Column BB (TAXES) BOTH values will be convert based on selected Currency in (Column L). 2. If you choose "Partial Conversion" then Column BA (AMOUNT) only will be converted based on selected currency (Column L) and Column BB (TAXES) value (INR) will be added to the converted values.
Note on K224: gepadmin: 1. If you choose "Full Conversion" then Column BA (AMOUNT) and Column BB (TAXES) BOTH values will be convert based on selected Currency in (Column L). 2. If you choose "Partial Conversion" then Column BA (AMOUNT) only will be converted based on selected currency (Column L) and Column BB (TAXES) value (INR) will be added to the converted values.
Note on K225: gepadmin: 1. If you choose "Full Conversion" then Column BA (AMOUNT) and Column BB (TAXES) BOTH values will be convert based on selected Currency in (Column L). 2. If you choose "Partial Conversion" then Column BA (AMOUNT) only will be converted based on selected currency (Column L) and Column BB (TAXES) value (INR) will be added to the converted values.
Note on K227: gepadmin: 1. If you choose "Full Conversion" then Column BA (AMOUNT) and Column BB (TAXES) BOTH values will be convert based on selected Currency in (Column L). 2. If you choose "Partial Conversion" then Column BA (AMOUNT) only will be converted based on selected currency (Column L) and Column BB (TAXES) value (INR) will be added to the converted values.
Note on K228: gepadmin: 1. If you choose "Full Conversion" then Column BA (AMOUNT) and Column BB (TAXES) BOTH values will be convert based on selected Currency in (Column L). 2. If you choose "Partial Conversion" then Column BA (AMOUNT) only will be converted based on selected currency (Column L) and Column BB (TAXES) value (INR) will be added to the converted values.
Note on K231: gepadmin: 1. If you choose "Full Conversion" then Column BA (AMOUNT) and Column BB (TAXES) BOTH values will be convert based on selected Currency in (Column L). 2. If you choose "Partial Conversion" then Column BA (AMOUNT) only will be converted based on selected currency (Column L) and Column BB (TAXES) value (INR) will be added to the converted values.
Note on K233: gepadmin: 1. If you choose "Full Conversion" then Column BA (AMOUNT) and Column BB (TAXES) BOTH values will be convert based on selected Currency in (Column L). 2. If you choose "Partial Conversion" then Column BA (AMOUNT) only will be converted based on selected currency (Column L) and Column BB (TAXES) value (INR) will be added to the converted values.
Note on K235: gepadmin: 1. If you choose "Full Conversion" then Column BA (AMOUNT) and Column BB (TAXES) BOTH values will be convert based on selected Currency in (Column L). 2. If you choose "Partial Conversion" then Column BA (AMOUNT) only will be converted based on selected currency (Column L) and Column BB (TAXES) value (INR) will be added to the converted values.
Note on K236: gepadmin: 1. If you choose "Full Conversion" then Column BA (AMOUNT) and Column BB (TAXES) BOTH values will be convert based on selected Currency in (Column L). 2. If you choose "Partial Conversion" then Column BA (AMOUNT) only will be converted based on selected currency (Column L) and Column BB (TAXES) value (INR) will be added to the converted values.
Note on K237: gepadmin: 1. If you choose "Full Conversion" then Column BA (AMOUNT) and Column BB (TAXES) BOTH values will be convert based on selected Currency in (Column L). 2. If you choose "Partial Conversion" then Column BA (AMOUNT) only will be converted based on selected currency (Column L) and Column BB (TAXES) value (INR) will be added to the converted values.
Note on K239: gepadmin: 1. If you choose "Full Conversion" then Column BA (AMOUNT) and Column BB (TAXES) BOTH values will be convert based on selected Currency in (Column L). 2. If you choose "Partial Conversion" then Column BA (AMOUNT) only will be converted based on selected currency (Column L) and Column BB (TAXES) value (INR) will be added to the converted values.
Note on K240: gepadmin: 1. If you choose "Full Conversion" then Column BA (AMOUNT) and Column BB (TAXES) BOTH values will be convert based on selected Currency in (Column L). 2. If you choose "Partial Conversion" then Column BA (AMOUNT) only will be converted based on selected currency (Column L) and Column BB (TAXES) value (INR) will be added to the converted values.
Note on K242: gepadmin: 1. If you choose "Full Conversion" then Column BA (AMOUNT) and Column BB (TAXES) BOTH values will be convert based on selected Currency in (Column L). 2. If you choose "Partial Conversion" then Column BA (AMOUNT) only will be converted based on selected currency (Column L) and Column BB (TAXES) value (INR) will be added to the converted values.
Note on K245: gepadmin: 1. If you choose "Full Conversion" then Column BA (AMOUNT) and Column BB (TAXES) BOTH values will be convert based on selected Currency in (Column L). 2. If you choose "Partial Conversion" then Column BA (AMOUNT) only will be converted based on selected currency (Column L) and Column BB (TAXES) value (INR) will be added to the converted values.
Note on K247: gepadmin: 1. If you choose "Full Conversion" then Column BA (AMOUNT) and Column BB (TAXES) BOTH values will be convert based on selected Currency in (Column L). 2. If you choose "Partial Conversion" then Column BA (AMOUNT) only will be converted based on selected currency (Column L) and Column BB (TAXES) value (INR) will be added to the converted values.
Note on K249: gepadmin: 1. If you choose "Full Conversion" then Column BA (AMOUNT) and Column BB (TAXES) BOTH values will be convert based on selected Currency in (Column L). 2. If you choose "Partial Conversion" then Column BA (AMOUNT) only will be converted based on selected currency (Column L) and Column BB (TAXES) value (INR) will be added to the converted values.
Note on K251: gepadmin: 1. If you choose "Full Conversion" then Column BA (AMOUNT) and Column BB (TAXES) BOTH values will be convert based on selected Currency in (Column L). 2. If you choose "Partial Conversion" then Column BA (AMOUNT) only will be converted based on selected currency (Column L) and Column BB (TAXES) value (INR) will be added to the converted values.
Note on K253: gepadmin: 1. If you choose "Full Conversion" then Column BA (AMOUNT) and Column BB (TAXES) BOTH values will be convert based on selected Currency in (Column L). 2. If you choose "Partial Conversion" then Column BA (AMOUNT) only will be converted based on selected currency (Column L) and Column BB (TAXES) value (INR) will be added to the converted values.
Note on K255: gepadmin: 1. If you choose "Full Conversion" then Column BA (AMOUNT) and Column BB (TAXES) BOTH values will be convert based on selected Currency in (Column L). 2. If you choose "Partial Conversion" then Column BA (AMOUNT) only will be converted based on selected currency (Column L) and Column BB (TAXES) value (INR) will be added to the converted values.
Note on K257: gepadmin: 1. If you choose "Full Conversion" then Column BA (AMOUNT) and Column BB (TAXES) BOTH values will be convert based on selected Currency in (Column L). 2. If you choose "Partial Conversion" then Column BA (AMOUNT) only will be converted based on selected currency (Column L) and Column BB (TAXES) value (INR) will be added to the converted values.
Note on K259: gepadmin: 1. If you choose "Full Conversion" then Column BA (AMOUNT) and Column BB (TAXES) BOTH values will be convert based on selected Currency in (Column L). 2. If you choose "Partial Conversion" then Column BA (AMOUNT) only will be converted based on selected currency (Column L) and Column BB (TAXES) value (INR) will be added to the converted values.
Note on K262: gepadmin: 1. If you choose "Full Conversion" then Column BA (AMOUNT) and Column BB (TAXES) BOTH values will be convert based on selected Currency in (Column L). 2. If you choose "Partial Conversion" then Column BA (AMOUNT) only will be converted based on selected currency (Column L) and Column BB (TAXES) value (INR) will be added to the converted values.
Note on K264: gepadmin: 1. If you choose "Full Conversion" then Column BA (AMOUNT) and Column BB (TAXES) BOTH values will be convert based on selected Currency in (Column L). 2. If you choose "Partial Conversion" then Column BA (AMOUNT) only will be converted based on selected currency (Column L) and Column BB (TAXES) value (INR) will be added to the converted values.
Note on K266: gepadmin: 1. If you choose "Full Conversion" then Column BA (AMOUNT) and Column BB (TAXES) BOTH values will be convert based on selected Currency in (Column L). 2. If you choose "Partial Conversion" then Column BA (AMOUNT) only will be converted based on selected currency (Column L) and Column BB (TAXES) value (INR) will be added to the converted values.
Note on K268: gepadmin: 1. If you choose "Full Conversion" then Column BA (AMOUNT) and Column BB (TAXES) BOTH values will be convert based on selected Currency in (Column L). 2. If you choose "Partial Conversion" then Column BA (AMOUNT) only will be converted based on selected currency (Column L) and Column BB (TAXES) value (INR) will be added to the converted values.
Note on K269: gepadmin: 1. If you choose "Full Conversion" then Column BA (AMOUNT) and Column BB (TAXES) BOTH values will be convert based on selected Currency in (Column L). 2. If you choose "Partial Conversion" then Column BA (AMOUNT) only will be converted based on selected currency (Column L) and Column BB (TAXES) value (INR) will be added to the converted values.
Note on K271: gepadmin: 1. If you choose "Full Conversion" then Column BA (AMOUNT) and Column BB (TAXES) BOTH values will be convert based on selected Currency in (Column L). 2. If you choose "Partial Conversion" then Column BA (AMOUNT) only will be converted based on selected currency (Column L) and Column BB (TAXES) value (INR) will be added to the converted values.
Note on K273: gepadmin: 1. If you choose "Full Conversion" then Column BA (AMOUNT) and Column BB (TAXES) BOTH values will be convert based on selected Currency in (Column L). 2. If you choose "Partial Conversion" then Column BA (AMOUNT) only will be converted based on selected currency (Column L) and Column BB (TAXES) value (INR) will be added to the converted values.
Note on K275: gepadmin: 1. If you choose "Full Conversion" then Column BA (AMOUNT) and Column BB (TAXES) BOTH values will be convert based on selected Currency in (Column L). 2. If you choose "Partial Conversion" then Column BA (AMOUNT) only will be converted based on selected currency (Column L) and Column BB (TAXES) value (INR) will be added to the converted values.
Note on K277: gepadmin: 1. If you choose "Full Conversion" then Column BA (AMOUNT) and Column BB (TAXES) BOTH values will be convert based on selected Currency in (Column L). 2. If you choose "Partial Conversion" then Column BA (AMOUNT) only will be converted based on selected currency (Column L) and Column BB (TAXES) value (INR) will be added to the converted values.
Note on K279: gepadmin: 1. If you choose "Full Conversion" then Column BA (AMOUNT) and Column BB (TAXES) BOTH values will be convert based on selected Currency in (Column L). 2. If you choose "Partial Conversion" then Column BA (AMOUNT) only will be converted based on selected currency (Column L) and Column BB (TAXES) value (INR) will be added to the converted values.
Note on K281: gepadmin: 1. If you choose "Full Conversion" then Column BA (AMOUNT) and Column BB (TAXES) BOTH values will be convert based on selected Currency in (Column L). 2. If you choose "Partial Conversion" then Column BA (AMOUNT) only will be converted based on selected currency (Column L) and Column BB (TAXES) value (INR) will be added to the converted values.
Note on K283: gepadmin: 1. If you choose "Full Conversion" then Column BA (AMOUNT) and Column BB (TAXES) BOTH values will be convert based on selected Currency in (Column L). 2. If you choose "Partial Conversion" then Column BA (AMOUNT) only will be converted based on selected currency (Column L) and Column BB (TAXES) value (INR) will be added to the converted values.
Note on K285: gepadmin: 1. If you choose "Full Conversion" then Column BA (AMOUNT) and Column BB (TAXES) BOTH values will be convert based on selected Currency in (Column L). 2. If you choose "Partial Conversion" then Column BA (AMOUNT) only will be converted based on selected currency (Column L) and Column BB (TAXES) value (INR) will be added to the converted values.
Note on K287: gepadmin: 1. If you choose "Full Conversion" then Column BA (AMOUNT) and Column BB (TAXES) BOTH values will be convert based on selected Currency in (Column L). 2. If you choose "Partial Conversion" then Column BA (AMOUNT) only will be converted based on selected currency (Column L) and Column BB (TAXES) value (INR) will be added to the converted values.
Note on K288: gepadmin: 1. If you choose "Full Conversion" then Column BA (AMOUNT) and Column BB (TAXES) BOTH values will be convert based on selected Currency in (Column L). 2. If you choose "Partial Conversion" then Column BA (AMOUNT) only will be converted based on selected currency (Column L) and Column BB (TAXES) value (INR) will be added to the converted values.
Note on K289: gepadmin: 1. If you choose "Full Conversion" then Column BA (AMOUNT) and Column BB (TAXES) BOTH values will be convert based on selected Currency in (Column L). 2. If you choose "Partial Conversion" then Column BA (AMOUNT) only will be converted based on selected currency (Column L) and Column BB (TAXES) value (INR) will be added to the converted values.
Note on K291: gepadmin: 1. If you choose "Full Conversion" then Column BA (AMOUNT) and Column BB (TAXES) BOTH values will be convert based on selected Currency in (Column L). 2. If you choose "Partial Conversion" then Column BA (AMOUNT) only will be converted based on selected currency (Column L) and Column BB (TAXES) value (INR) will be added to the converted values.
Note on K292: gepadmin: 1. If you choose "Full Conversion" then Column BA (AMOUNT) and Column BB (TAXES) BOTH values will be convert based on selected Currency in (Column L). 2. If you choose "Partial Conversion" then Column BA (AMOUNT) only will be converted based on selected currency (Column L) and Column BB (TAXES) value (INR) will be added to the converted values.
Note on K294: gepadmin: 1. If you choose "Full Conversion" then Column BA (AMOUNT) and Column BB (TAXES) BOTH values will be convert based on selected Currency in (Column L). 2. If you choose "Partial Conversion" then Column BA (AMOUNT) only will be converted based on selected currency (Column L) and Column BB (TAXES) value (INR) will be added to the converted values.
Note on K296: gepadmin: 1. If you choose "Full Conversion" then Column BA (AMOUNT) and Column BB (TAXES) BOTH values will be convert based on selected Currency in (Column L). 2. If you choose "Partial Conversion" then Column BA (AMOUNT) only will be converted based on selected currency (Column L) and Column BB (TAXES) value (INR) will be added to the converted values.
Note on K297: gepadmin: 1. If you choose "Full Conversion" then Column BA (AMOUNT) and Column BB (TAXES) BOTH values will be convert based on selected Currency in (Column L). 2. If you choose "Partial Conversion" then Column BA (AMOUNT) only will be converted based on selected currency (Column L) and Column BB (TAXES) value (INR) will be added to the converted values.
Note on K299: gepadmin: 1. If you choose "Full Conversion" then Column BA (AMOUNT) and Column BB (TAXES) BOTH values will be convert based on selected Currency in (Column L). 2. If you choose "Partial Conversion" then Column BA (AMOUNT) only will be converted based on selected currency (Column L) and Column BB (TAXES) value (INR) will be added to the converted values.
Note on K301: gepadmin: 1. If you choose "Full Conversion" then Column BA (AMOUNT) and Column BB (TAXES) BOTH values will be convert based on selected Currency in (Column L). 2. If you choose "Partial Conversion" then Column BA (AMOUNT) only will be converted based on selected currency (Column L) and Column BB (TAXES) value (INR) will be added to the converted values.
Note on K303: gepadmin: 1. If you choose "Full Conversion" then Column BA (AMOUNT) and Column BB (TAXES) BOTH values will be convert based on selected Currency in (Column L). 2. If you choose "Partial Conversion" then Column BA (AMOUNT) only will be converted based on selected currency (Column L) and Column BB (TAXES) value (INR) will be added to the converted values.
Note on K304: gepadmin: 1. If you choose "Full Conversion" then Column BA (AMOUNT) and Column BB (TAXES) BOTH values will be convert based on selected Currency in (Column L). 2. If you choose "Partial Conversion" then Column BA (AMOUNT) only will be converted based on selected currency (Column L) and Column BB (TAXES) value (INR) will be added to the converted values.
Note on K307: gepadmin: 1. If you choose "Full Conversion" then Column BA (AMOUNT) and Column BB (TAXES) BOTH values will be convert based on selected Currency in (Column L). 2. If you choose "Partial Conversion" then Column BA (AMOUNT) only will be converted based on selected currency (Column L) and Column BB (TAXES) value (INR) will be added to the converted values.
Note on K309: gepadmin: 1. If you choose "Full Conversion" then Column BA (AMOUNT) and Column BB (TAXES) BOTH values will be convert based on selected Currency in (Column L). 2. If you choose "Partial Conversion" then Column BA (AMOUNT) only will be converted based on selected currency (Column L) and Column BB (TAXES) value (INR) will be added to the converted values.
Note on K310: gepadmin: 1. If you choose "Full Conversion" then Column BA (AMOUNT) and Column BB (TAXES) BOTH values will be convert based on selected Currency in (Column L). 2. If you choose "Partial Conversion" then Column BA (AMOUNT) only will be converted based on selected currency (Column L) and Column BB (TAXES) value (INR) will be added to the converted values.
Note on K312: gepadmin: 1. If you choose "Full Conversion" then Column BA (AMOUNT) and Column BB (TAXES) BOTH values will be convert based on selected Currency in (Column L). 2. If you choose "Partial Conversion" then Column BA (AMOUNT) only will be converted based on selected currency (Column L) and Column BB (TAXES) value (INR) will be added to the converted values.
Note on K313: gepadmin: 1. If you choose "Full Conversion" then Column BA (AMOUNT) and Column BB (TAXES) BOTH values will be convert based on selected Currency in (Column L). 2. If you choose "Partial Conversion" then Column BA (AMOUNT) only will be converted based on selected currency (Column L) and Column BB (TAXES) value (INR) will be added to the converted values.
Note on K314: gepadmin: 1. If you choose "Full Conversion" then Column BA (AMOUNT) and Column BB (TAXES) BOTH values will be convert based on selected Currency in (Column L). 2. If you choose "Partial Conversion" then Column BA (AMOUNT) only will be converted based on selected currency (Column L) and Column BB (TAXES) value (INR) will be added to the converted values.
Note on K315: gepadmin: 1. If you choose "Full Conversion" then Column BA (AMOUNT) and Column BB (TAXES) BOTH values will be convert based on selected Currency in (Column L). 2. If you choose "Partial Conversion" then Column BA (AMOUNT) only will be converted based on selected currency (Column L) and Column BB (TAXES) value (INR) will be added to the converted values.
Note on K316: gepadmin: 1. If you choose "Full Conversion" then Column BA (AMOUNT) and Column BB (TAXES) BOTH values will be convert based on selected Currency in (Column L). 2. If you choose "Partial Conversion" then Column BA (AMOUNT) only will be converted based on selected currency (Column L) and Column BB (TAXES) value (INR) will be added to the converted values.
Note on K317: gepadmin: 1. If you choose "Full Conversion" then Column BA (AMOUNT) and Column BB (TAXES) BOTH values will be convert based on selected Currency in (Column L). 2. If you choose "Partial Conversion" then Column BA (AMOUNT) only will be converted based on selected currency (Column L) and Column BB (TAXES) value (INR) will be added to the converted values.
Note on K318: gepadmin: 1. If you choose "Full Conversion" then Column BA (AMOUNT) and Column BB (TAXES) BOTH values will be convert based on selected Currency in (Column L). 2. If you choose "Partial Conversion" then Column BA (AMOUNT) only will be converted based on selected currency (Column L) and Column BB (TAXES) value (INR) will be added to the converted values.
Note on K319: gepadmin: 1. If you choose "Full Conversion" then Column BA (AMOUNT) and Column BB (TAXES) BOTH values will be convert based on selected Currency in (Column L). 2. If you choose "Partial Conversion" then Column BA (AMOUNT) only will be converted based on selected currency (Column L) and Column BB (TAXES) value (INR) will be added to the converted values.
Note on K320: gepadmin: 1. If you choose "Full Conversion" then Column BA (AMOUNT) and Column BB (TAXES) BOTH values will be convert based on selected Currency in (Column L). 2. If you choose "Partial Conversion" then Column BA (AMOUNT) only will be converted based on selected currency (Column L) and Column BB (TAXES) value (INR) will be added to the converted values.
Note on K321: gepadmin: 1. If you choose "Full Conversion" then Column BA (AMOUNT) and Column BB (TAXES) BOTH values will be convert based on selected Currency in (Column L). 2. If you choose "Partial Conversion" then Column BA (AMOUNT) only will be converted based on selected currency (Column L) and Column BB (TAXES) value (INR) will be added to the converted values.
Note on K322: gepadmin: 1. If you choose "Full Conversion" then Column BA (AMOUNT) and Column BB (TAXES) BOTH values will be convert based on selected Currency in (Column L). 2. If you choose "Partial Conversion" then Column BA (AMOUNT) only will be converted based on selected currency (Column L) and Column BB (TAXES) value (INR) will be added to the converted values.
Note on K323: gepadmin: 1. If you choose "Full Conversion" then Column BA (AMOUNT) and Column BB (TAXES) BOTH values will be convert based on selected Currency in (Column L). 2. If you choose "Partial Conversion" then Column BA (AMOUNT) only will be converted based on selected currency (Column L) and Column BB (TAXES) value (INR) will be added to the converted values.
Note on K324: gepadmin: 1. If you choose "Full Conversion" then Column BA (AMOUNT) and Column BB (TAXES) BOTH values will be convert based on selected Currency in (Column L). 2. If you choose "Partial Conversion" then Column BA (AMOUNT) only will be converted based on selected currency (Column L) and Column BB (TAXES) value (INR) will be added to the converted values.
Note on K326: gepadmin: 1. If you choose "Full Conversion" then Column BA (AMOUNT) and Column BB (TAXES) BOTH values will be convert based on selected Currency in (Column L). 2. If you choose "Partial Conversion" then Column BA (AMOUNT) only will be converted based on selected currency (Column L) and Column BB (TAXES) value (INR) will be added to the converted values.
Note on K328: gepadmin: 1. If you choose "Full Conversion" then Column BA (AMOUNT) and Column BB (TAXES) BOTH values will be convert based on selected Currency in (Column L). 2. If you choose "Partial Conversion" then Column BA (AMOUNT) only will be converted based on selected currency (Column L) and Column BB (TAXES) value (INR) will be added to the converted values.
Note on K329: gepadmin: 1. If you choose "Full Conversion" then Column BA (AMOUNT) and Column BB (TAXES) BOTH values will be convert based on selected Currency in (Column L). 2. If you choose "Partial Conversion" then Column BA (AMOUNT) only will be converted based on selected currency (Column L) and Column BB (TAXES) value (INR) will be added to the converted values.
Note on K330: gepadmin: 1. If you choose "Full Conversion" then Column BA (AMOUNT) and Column BB (TAXES) BOTH values will be convert based on selected Currency in (Column L). 2. If you choose "Partial Conversion" then Column BA (AMOUNT) only will be converted based on selected currency (Column L) and Column BB (TAXES) value (INR) will be added to the converted values.
Note on K331: gepadmin: 1. If you choose "Full Conversion" then Column BA (AMOUNT) and Column BB (TAXES) BOTH values will be convert based on selected Currency in (Column L). 2. If you choose "Partial Conversion" then Column BA (AMOUNT) only will be converted based on selected currency (Column L) and Column BB (TAXES) value (INR) will be added to the converted values.
Note on K333: gepadmin: 1. If you choose "Full Conversion" then Column BA (AMOUNT) and Column BB (TAXES) BOTH values will be convert based on selected Currency in (Column L). 2. If you choose "Partial Conversion" then Column BA (AMOUNT) only will be converted based on selected currency (Column L) and Column BB (TAXES) value (INR) will be added to the converted values.
Note on K335: gepadmin: 1. If you choose "Full Conversion" then Column BA (AMOUNT) and Column BB (TAXES) BOTH values will be convert based on selected Currency in (Column L). 2. If you choose "Partial Conversion" then Column BA (AMOUNT) only will be converted based on selected currency (Column L) and Column BB (TAXES) value (INR) will be added to the converted values.
Note on K337: gepadmin: 1. If you choose "Full Conversion" then Column BA (AMOUNT) and Column BB (TAXES) BOTH values will be convert based on selected Currency in (Column L). 2. If you choose "Partial Conversion" then Column BA (AMOUNT) only will be converted based on selected currency (Column L) and Column BB (TAXES) value (INR) will be added to the converted values.
Note on K339: gepadmin: 1. If you choose "Full Conversion" then Column BA (AMOUNT) and Column BB (TAXES) BOTH values will be convert based on selected Currency in (Column L). 2. If you choose "Partial Conversion" then Column BA (AMOUNT) only will be converted based on selected currency (Column L) and Column BB (TAXES) value (INR) will be added to the converted values.
Note on K340: gepadmin: 1. If you choose "Full Conversion" then Column BA (AMOUNT) and Column BB (TAXES) BOTH values will be convert based on selected Currency in (Column L). 2. If you choose "Partial Conversion" then Column BA (AMOUNT) only will be converted based on selected currency (Column L) and Column BB (TAXES) value (INR) will be added to the converted values.
Note on K341: gepadmin: 1. If you choose "Full Conversion" then Column BA (AMOUNT) and Column BB (TAXES) BOTH values will be convert based on selected Currency in (Column L). 2. If you choose "Partial Conversion" then Column BA (AMOUNT) only will be converted based on selected currency (Column L) and Column BB (TAXES) value (INR) will be added to the converted values.
Note on K342: gepadmin: 1. If you choose "Full Conversion" then Column BA (AMOUNT) and Column BB (TAXES) BOTH values will be convert based on selected Currency in (Column L). 2. If you choose "Partial Conversion" then Column BA (AMOUNT) only will be converted based on selected currency (Column L) and Column BB (TAXES) value (INR) will be added to the converted values.
Note on K343: gepadmin: 1. If you choose "Full Conversion" then Column BA (AMOUNT) and Column BB (TAXES) BOTH values will be convert based on selected Currency in (Column L). 2. If you choose "Partial Conversion" then Column BA (AMOUNT) only will be converted based on selected currency (Column L) and Column BB (TAXES) value (INR) will be added to the converted values.
Note on K344: gepadmin: 1. If you choose "Full Conversion" then Column BA (AMOUNT) and Column BB (TAXES) BOTH values will be convert based on selected Currency in (Column L). 2. If you choose "Partial Conversion" then Column BA (AMOUNT) only will be converted based on selected currency (Column L) and Column BB (TAXES) value (INR) will be added to the converted values.
Note on K347: gepadmin: 1. If you choose "Full Conversion" then Column BA (AMOUNT) and Column BB (TAXES) BOTH values will be convert based on selected Currency in (Column L). 2. If you choose "Partial Conversion" then Column BA (AMOUNT) only will be converted based on selected currency (Column L) and Column BB (TAXES) value (INR) will be added to the converted values.
Note on K349: gepadmin: 1. If you choose "Full Conversion" then Column BA (AMOUNT) and Column BB (TAXES) BOTH values will be convert based on selected Currency in (Column L). 2. If you choose "Partial Conversion" then Column BA (AMOUNT) only will be converted based on selected currency (Column L) and Column BB (TAXES) value (INR) will be added to the converted values.
Note on K350: gepadmin: 1. If you choose "Full Conversion" then Column BA (AMOUNT) and Column BB (TAXES) BOTH values will be convert based on selected Currency in (Column L). 2. If you choose "Partial Conversion" then Column BA (AMOUNT) only will be converted based on selected currency (Column L) and Column BB (TAXES) value (INR) will be added to the converted values.
Note on K351: gepadmin: 1. If you choose "Full Conversion" then Column BA (AMOUNT) and Column BB (TAXES) BOTH values will be convert based on selected Currency in (Column L). 2. If you choose "Partial Conversion" then Column BA (AMOUNT) only will be converted based on selected currency (Column L) and Column BB (TAXES) value (INR) will be added to the converted values.
Note on K352: gepadmin: 1. If you choose "Full Conversion" then Column BA (AMOUNT) and Column BB (TAXES) BOTH values will be convert based on selected Currency in (Column L). 2. If you choose "Partial Conversion" then Column BA (AMOUNT) only will be converted based on selected currency (Column L) and Column BB (TAXES) value (INR) will be added to the converted values.
Note on K353: gepadmin: 1. If you choose "Full Conversion" then Column BA (AMOUNT) and Column BB (TAXES) BOTH values will be convert based on selected Currency in (Column L). 2. If you choose "Partial Conversion" then Column BA (AMOUNT) only will be converted based on selected currency (Column L) and Column BB (TAXES) value (INR) will be added to the converted values.
Note on K355: gepadmin: 1. If you choose "Full Conversion" then Column BA (AMOUNT) and Column BB (TAXES) BOTH values will be convert based on selected Currency in (Column L). 2. If you choose "Partial Conversion" then Column BA (AMOUNT) only will be converted based on selected currency (Column L) and Column BB (TAXES) value (INR) will be added to the converted values.
Note on K358: gepadmin: 1. If you choose "Full Conversion" then Column BA (AMOUNT) and Column BB (TAXES) BOTH values will be convert based on selected Currency in (Column L). 2. If you choose "Partial Conversion" then Column BA (AMOUNT) only will be converted based on selected currency (Column L) and Column BB (TAXES) value (INR) will be added to the converted values.
Note on K360: gepadmin: 1. If you choose "Full Conversion" then Column BA (AMOUNT) and Column BB (TAXES) BOTH values will be convert based on selected Currency in (Column L). 2. If you choose "Partial Conversion" then Column BA (AMOUNT) only will be converted based on selected currency (Column L) and Column BB (TAXES) value (INR) will be added to the converted values.
Note on K362: gepadmin: 1. If you choose "Full Conversion" then Column BA (AMOUNT) and Column BB (TAXES) BOTH values will be convert based on selected Currency in (Column L). 2. If you choose "Partial Conversion" then Column BA (AMOUNT) only will be converted based on selected currency (Column L) and Column BB (TAXES) value (INR) will be added to the converted values.
Note on K365: gepadmin: 1. If you choose "Full Conversion" then Column BA (AMOUNT) and Column BB (TAXES) BOTH values will be convert based on selected Currency in (Column L). 2. If you choose "Partial Conversion" then Column BA (AMOUNT) only will be converted based on selected currency (Column L) and Column BB (TAXES) value (INR) will be added to the converted values.
Note on K367: gepadmin: 1. If you choose "Full Conversion" then Column BA (AMOUNT) and Column BB (TAXES) BOTH values will be convert based on selected Currency in (Column L). 2. If you choose "Partial Conversion" then Column BA (AMOUNT) only will be converted based on selected currency (Column L) and Column BB (TAXES) value (INR) will be added to the converted values.
Note on K368: gepadmin: 1. If you choose "Full Conversion" then Column BA (AMOUNT) and Column BB (TAXES) BOTH values will be convert based on selected Currency in (Column L). 2. If you choose "Partial Conversion" then Column BA (AMOUNT) only will be converted based on selected currency (Column L) and Column BB (TAXES) value (INR) will be added to the converted values.
Note on K370: gepadmin: 1. If you choose "Full Conversion" then Column BA (AMOUNT) and Column BB (TAXES) BOTH values will be convert based on selected Currency in (Column L). 2. If you choose "Partial Conversion" then Column BA (AMOUNT) only will be converted based on selected currency (Column L) and Column BB (TAXES) value (INR) will be added to the converted values.
Note on K372: gepadmin: 1. If you choose "Full Conversion" then Column BA (AMOUNT) and Column BB (TAXES) BOTH values will be convert based on selected Currency in (Column L). 2. If you choose "Partial Conversion" then Column BA (AMOUNT) only will be converted based on selected currency (Column L) and Column BB (TAXES) value (INR) will be added to the converted values.
Note on K373: gepadmin: 1. If you choose "Full Conversion" then Column BA (AMOUNT) and Column BB (TAXES) BOTH values will be convert based on selected Currency in (Column L). 2. If you choose "Partial Conversion" then Column BA (AMOUNT) only will be converted based on selected currency (Column L) and Column BB (TAXES) value (INR) will be added to the converted values.
Note on K376: gepadmin: 1. If you choose "Full Conversion" then Column BA (AMOUNT) and Column BB (TAXES) BOTH values will be convert based on selected Currency in (Column L). 2. If you choose "Partial Conversion" then Column BA (AMOUNT) only will be converted based on selected currency (Column L) and Column BB (TAXES) value (INR) will be added to the converted values.
Note on K377: gepadmin: 1. If you choose "Full Conversion" then Column BA (AMOUNT) and Column BB (TAXES) BOTH values will be convert based on selected Currency in (Column L). 2. If you choose "Partial Conversion" then Column BA (AMOUNT) only will be converted based on selected currency (Column L) and Column BB (TAXES) value (INR) will be added to the converted values.
Note on K379: gepadmin: 1. If you choose "Full Conversion" then Column BA (AMOUNT) and Column BB (TAXES) BOTH values will be convert based on selected Currency in (Column L). 2. If you choose "Partial Conversion" then Column BA (AMOUNT) only will be converted based on selected currency (Column L) and Column BB (TAXES) value (INR) will be added to the converted values.
Note on K382: gepadmin: 1. If you choose "Full Conversion" then Column BA (AMOUNT) and Column BB (TAXES) BOTH values will be convert based on selected Currency in (Column L). 2. If you choose "Partial Conversion" then Column BA (AMOUNT) only will be converted based on selected currency (Column L) and Column BB (TAXES) value (INR) will be added to the converted values.
Note on K384: gepadmin: 1. If you choose "Full Conversion" then Column BA (AMOUNT) and Column BB (TAXES) BOTH values will be convert based on selected Currency in (Column L). 2. If you choose "Partial Conversion" then Column BA (AMOUNT) only will be converted based on selected currency (Column L) and Column BB (TAXES) value (INR) will be added to the converted values.
Note on K386: gepadmin: 1. If you choose "Full Conversion" then Column BA (AMOUNT) and Column BB (TAXES) BOTH values will be convert based on selected Currency in (Column L). 2. If you choose "Partial Conversion" then Column BA (AMOUNT) only will be converted based on selected currency (Column L) and Column BB (TAXES) value (INR) will be added to the converted values.
Note on K389: gepadmin: 1. If you choose "Full Conversion" then Column BA (AMOUNT) and Column BB (TAXES) BOTH values will be convert based on selected Currency in (Column L). 2. If you choose "Partial Conversion" then Column BA (AMOUNT) only will be converted based on selected currency (Column L) and Column BB (TAXES) value (INR) will be added to the converted values.
Note on K392: gepadmin: 1. If you choose "Full Conversion" then Column BA (AMOUNT) and Column BB (TAXES) BOTH values will be convert based on selected Currency in (Column L). 2. If you choose "Partial Conversion" then Column BA (AMOUNT) only will be converted based on selected currency (Column L) and Column BB (TAXES) value (INR) will be added to the converted values.
Note on K395: gepadmin: 1. If you choose "Full Conversion" then Column BA (AMOUNT) and Column BB (TAXES) BOTH values will be convert based on selected Currency in (Column L). 2. If you choose "Partial Conversion" then Column BA (AMOUNT) only will be converted based on selected currency (Column L) and Column BB (TAXES) value (INR) will be added to the converted values.
Note on K398: gepadmin: 1. If you choose "Full Conversion" then Column BA (AMOUNT) and Column BB (TAXES) BOTH values will be convert based on selected Currency in (Column L). 2. If you choose "Partial Conversion" then Column BA (AMOUNT) only will be converted based on selected currency (Column L) and Column BB (TAXES) value (INR) will be added to the converted values.
Note on K401: gepadmin: 1. If you choose "Full Conversion" then Column BA (AMOUNT) and Column BB (TAXES) BOTH values will be convert based on selected Currency in (Column L). 2. If you choose "Partial Conversion" then Column BA (AMOUNT) only will be converted based on selected currency (Column L) and Column BB (TAXES) value (INR) will be added to the converted values.
Note on K404: gepadmin: 1. If you choose "Full Conversion" then Column BA (AMOUNT) and Column BB (TAXES) BOTH values will be convert based on selected Currency in (Column L). 2. If you choose "Partial Conversion" then Column BA (AMOUNT) only will be converted based on selected currency (Column L) and Column BB (TAXES) value (INR) will be added to the converted values.
Note on K406: gepadmin: 1. If you choose "Full Conversion" then Column BA (AMOUNT) and Column BB (TAXES) BOTH values will be convert based on selected Currency in (Column L). 2. If you choose "Partial Conversion" then Column BA (AMOUNT) only will be converted based on selected currency (Column L) and Column BB (TAXES) value (INR) will be added to the converted values.
Note on K408: gepadmin: 1. If you choose "Full Conversion" then Column BA (AMOUNT) and Column BB (TAXES) BOTH values will be convert based on selected Currency in (Column L). 2. If you choose "Partial Conversion" then Column BA (AMOUNT) only will be converted based on selected currency (Column L) and Column BB (TAXES) value (INR) will be added to the converted values.
Note on K409: gepadmin: 1. If you choose "Full Conversion" then Column BA (AMOUNT) and Column BB (TAXES) BOTH values will be convert based on selected Currency in (Column L). 2. If you choose "Partial Conversion" then Column BA (AMOUNT) only will be converted based on selected currency (Column L) and Column BB (TAXES) value (INR) will be added to the converted values.
Note on K412: gepadmin: 1. If you choose "Full Conversion" then Column BA (AMOUNT) and Column BB (TAXES) BOTH values will be convert based on selected Currency in (Column L). 2. If you choose "Partial Conversion" then Column BA (AMOUNT) only will be converted based on selected currency (Column L) and Column BB (TAXES) value (INR) will be added to the converted values.
Note on K414: gepadmin: 1. If you choose "Full Conversion" then Column BA (AMOUNT) and Column BB (TAXES) BOTH values will be convert based on selected Currency in (Column L). 2. If you choose "Partial Conversion" then Column BA (AMOUNT) only will be converted based on selected currency (Column L) and Column BB (TAXES) value (INR) will be added to the converted values.
Note on K416: gepadmin: 1. If you choose "Full Conversion" then Column BA (AMOUNT) and Column BB (TAXES) BOTH values will be convert based on selected Currency in (Column L). 2. If you choose "Partial Conversion" then Column BA (AMOUNT) only will be converted based on selected currency (Column L) and Column BB (TAXES) value (INR) will be added to the converted values.
Note on K419: gepadmin: 1. If you choose "Full Conversion" then Column BA (AMOUNT) and Column BB (TAXES) BOTH values will be convert based on selected Currency in (Column L). 2. If you choose "Partial Conversion" then Column BA (AMOUNT) only will be converted based on selected currency (Column L) and Column BB (TAXES) value (INR) will be added to the converted values.
Note on K420: gepadmin: 1. If you choose "Full Conversion" then Column BA (AMOUNT) and Column BB (TAXES) BOTH values will be convert based on selected Currency in (Column L). 2. If you choose "Partial Conversion" then Column BA (AMOUNT) only will be converted based on selected currency (Column L) and Column BB (TAXES) value (INR) will be added to the converted values.
Note on K421: gepadmin: 1. If you choose "Full Conversion" then Column BA (AMOUNT) and Column BB (TAXES) BOTH values will be convert based on selected Currency in (Column L). 2. If you choose "Partial Conversion" then Column BA (AMOUNT) only will be converted based on selected currency (Column L) and Column BB (TAXES) value (INR) will be added to the converted values.
Note on K422: gepadmin: 1. If you choose "Full Conversion" then Column BA (AMOUNT) and Column BB (TAXES) BOTH values will be convert based on selected Currency in (Column L). 2. If you choose "Partial Conversion" then Column BA (AMOUNT) only will be converted based on selected currency (Column L) and Column BB (TAXES) value (INR) will be added to the converted values.
Note on K423: gepadmin: 1. If you choose "Full Conversion" then Column BA (AMOUNT) and Column BB (TAXES) BOTH values will be convert based on selected Currency in (Column L). 2. If you choose "Partial Conversion" then Column BA (AMOUNT) only will be converted based on selected currency (Column L) and Column BB (TAXES) value (INR) will be added to the converted values.
Note on K425: gepadmin: 1. If you choose "Full Conversion" then Column BA (AMOUNT) and Column BB (TAXES) BOTH values will be convert based on selected Currency in (Column L). 2. If you choose "Partial Conversion" then Column BA (AMOUNT) only will be converted based on selected currency (Column L) and Column BB (TAXES) value (INR) will be added to the converted values.
Note on K426: gepadmin: 1. If you choose "Full Conversion" then Column BA (AMOUNT) and Column BB (TAXES) BOTH values will be convert based on selected Currency in (Column L). 2. If you choose "Partial Conversion" then Column BA (AMOUNT) only will be converted based on selected currency (Column L) and Column BB (TAXES) value (INR) will be added to the converted values.
Note on K428: gepadmin: 1. If you choose "Full Conversion" then Column BA (AMOUNT) and Column BB (TAXES) BOTH values will be convert based on selected Currency in (Column L). 2. If you choose "Partial Conversion" then Column BA (AMOUNT) only will be converted based on selected currency (Column L) and Column BB (TAXES) value (INR) will be added to the converted values.
Note on K429: gepadmin: 1. If you choose "Full Conversion" then Column BA (AMOUNT) and Column BB (TAXES) BOTH values will be convert based on selected Currency in (Column L). 2. If you choose "Partial Conversion" then Column BA (AMOUNT) only will be converted based on selected currency (Column L) and Column BB (TAXES) value (INR) will be added to the converted values.
Note on K431: gepadmin: 1. If you choose "Full Conversion" then Column BA (AMOUNT) and Column BB (TAXES) BOTH values will be convert based on selected Currency in (Column L). 2. If you choose "Partial Conversion" then Column BA (AMOUNT) only will be converted based on selected currency (Column L) and Column BB (TAXES) value (INR) will be added to the converted values.
Note on K433: gepadmin: 1. If you choose "Full Conversion" then Column BA (AMOUNT) and Column BB (TAXES) BOTH values will be convert based on selected Currency in (Column L). 2. If you choose "Partial Conversion" then Column BA (AMOUNT) only will be converted based on selected currency (Column L) and Column BB (TAXES) value (INR) will be added to the converted values.
Note on K434: gepadmin: 1. If you choose "Full Conversion" then Column BA (AMOUNT) and Column BB (TAXES) BOTH values will be convert based on selected Currency in (Column L). 2. If you choose "Partial Conversion" then Column BA (AMOUNT) only will be converted based on selected currency (Column L) and Column BB (TAXES) value (INR) will be added to the converted values.
Note on K435: gepadmin: 1. If you choose "Full Conversion" then Column BA (AMOUNT) and Column BB (TAXES) BOTH values will be convert based on selected Currency in (Column L). 2. If you choose "Partial Conversion" then Column BA (AMOUNT) only will be converted based on selected currency (Column L) and Column BB (TAXES) value (INR) will be added to the converted values.
Note on K436: gepadmin: 1. If you choose "Full Conversion" then Column BA (AMOUNT) and Column BB (TAXES) BOTH values will be convert based on selected Currency in (Column L). 2. If you choose "Partial Conversion" then Column BA (AMOUNT) only will be converted based on selected currency (Column L) and Column BB (TAXES) value (INR) will be added to the converted values.
Note on K437: gepadmin: 1. If you choose "Full Conversion" then Column BA (AMOUNT) and Column BB (TAXES) BOTH values will be convert based on selected Currency in (Column L). 2. If you choose "Partial Conversion" then Column BA (AMOUNT) only will be converted based on selected currency (Column L) and Column BB (TAXES) value (INR) will be added to the converted values.
Note on K439: gepadmin: 1. If you choose "Full Conversion" then Column BA (AMOUNT) and Column BB (TAXES) BOTH values will be convert based on selected Currency in (Column L). 2. If you choose "Partial Conversion" then Column BA (AMOUNT) only will be converted based on selected currency (Column L) and Column BB (TAXES) value (INR) will be added to the converted values.
Note on K442: gepadmin: 1. If you choose "Full Conversion" then Column BA (AMOUNT) and Column BB (TAXES) BOTH values will be convert based on selected Currency in (Column L). 2. If you choose "Partial Conversion" then Column BA (AMOUNT) only will be converted based on selected currency (Column L) and Column BB (TAXES) value (INR) will be added to the converted values.
Note on K444: gepadmin: 1. If you choose "Full Conversion" then Column BA (AMOUNT) and Column BB (TAXES) BOTH values will be convert based on selected Currency in (Column L). 2. If you choose "Partial Conversion" then Column BA (AMOUNT) only will be converted based on selected currency (Column L) and Column BB (TAXES) value (INR) will be added to the converted values.
Note on K447: gepadmin: 1. If you choose "Full Conversion" then Column BA (AMOUNT) and Column BB (TAXES) BOTH values will be convert based on selected Currency in (Column L). 2. If you choose "Partial Conversion" then Column BA (AMOUNT) only will be converted based on selected currency (Column L) and Column BB (TAXES) value (INR) will be added to the converted values.
Note on K449: gepadmin: 1. If you choose "Full Conversion" then Column BA (AMOUNT) and Column BB (TAXES) BOTH values will be convert based on selected Currency in (Column L). 2. If you choose "Partial Conversion" then Column BA (AMOUNT) only will be converted based on selected currency (Column L) and Column BB (TAXES) value (INR) will be added to the converted values.
Note on K451: gepadmin: 1. If you choose "Full Conversion" then Column BA (AMOUNT) and Column BB (TAXES) BOTH values will be convert based on selected Currency in (Column L). 2. If you choose "Partial Conversion" then Column BA (AMOUNT) only will be converted based on selected currency (Column L) and Column BB (TAXES) value (INR) will be added to the converted values.
Note on K452: gepadmin: 1. If you choose "Full Conversion" then Column BA (AMOUNT) and Column BB (TAXES) BOTH values will be convert based on selected Currency in (Column L). 2. If you choose "Partial Conversion" then Column BA (AMOUNT) only will be converted based on selected currency (Column L) and Column BB (TAXES) value (INR) will be added to the converted values.
Note on K453: gepadmin: 1. If you choose "Full Conversion" then Column BA (AMOUNT) and Column BB (TAXES) BOTH values will be convert based on selected Currency in (Column L). 2. If you choose "Partial Conversion" then Column BA (AMOUNT) only will be converted based on selected currency (Column L) and Column BB (TAXES) value (INR) will be added to the converted values.
Note on K454: gepadmin: 1. If you choose "Full Conversion" then Column BA (AMOUNT) and Column BB (TAXES) BOTH values will be convert based on selected Currency in (Column L). 2. If you choose "Partial Conversion" then Column BA (AMOUNT) only will be converted based on selected currency (Column L) and Column BB (TAXES) value (INR) will be added to the converted values.
Note on K455: gepadmin: 1. If you choose "Full Conversion" then Column BA (AMOUNT) and Column BB (TAXES) BOTH values will be convert based on selected Currency in (Column L). 2. If you choose "Partial Conversion" then Column BA (AMOUNT) only will be converted based on selected currency (Column L) and Column BB (TAXES) value (INR) will be added to the converted values.
Note on K457: gepadmin: 1. If you choose "Full Conversion" then Column BA (AMOUNT) and Column BB (TAXES) BOTH values will be convert based on selected Currency in (Column L). 2. If you choose "Partial Conversion" then Column BA (AMOUNT) only will be converted based on selected currency (Column L) and Column BB (TAXES) value (INR) will be added to the converted values.
Note on K458: gepadmin: 1. If you choose "Full Conversion" then Column BA (AMOUNT) and Column BB (TAXES) BOTH values will be convert based on selected Currency in (Column L). 2. If you choose "Partial Conversion" then Column BA (AMOUNT) only will be converted based on selected currency (Column L) and Column BB (TAXES) value (INR) will be added to the converted values.
Note on K459: gepadmin: 1. If you choose "Full Conversion" then Column BA (AMOUNT) and Column BB (TAXES) BOTH values will be convert based on selected Currency in (Column L). 2. If you choose "Partial Conversion" then Column BA (AMOUNT) only will be converted based on selected currency (Column L) and Column BB (TAXES) value (INR) will be added to the converted values.
Note on K460: gepadmin: 1. If you choose "Full Conversion" then Column BA (AMOUNT) and Column BB (TAXES) BOTH values will be convert based on selected Currency in (Column L). 2. If you choose "Partial Conversion" then Column BA (AMOUNT) only will be converted based on selected currency (Column L) and Column BB (TAXES) value (INR) will be added to the converted values.
Note on K461: gepadmin: 1. If you choose "Full Conversion" then Column BA (AMOUNT) and Column BB (TAXES) BOTH values will be convert based on selected Currency in (Column L). 2. If you choose "Partial Conversion" then Column BA (AMOUNT) only will be converted based on selected currency (Column L) and Column BB (TAXES) value (INR) will be added to the converted values.
Note on K462: gepadmin: 1. If you choose "Full Conversion" then Column BA (AMOUNT) and Column BB (TAXES) BOTH values will be convert based on selected Currency in (Column L). 2. If you choose "Partial Conversion" then Column BA (AMOUNT) only will be converted based on selected currency (Column L) and Column BB (TAXES) value (INR) will be added to the converted values.
Note on K464: gepadmin: 1. If you choose "Full Conversion" then Column BA (AMOUNT) and Column BB (TAXES) BOTH values will be convert based on selected Currency in (Column L). 2. If you choose "Partial Conversion" then Column BA (AMOUNT) only will be converted based on selected currency (Column L) and Column BB (TAXES) value (INR) will be added to the converted values.
Note on K466: gepadmin: 1. If you choose "Full Conversion" then Column BA (AMOUNT) and Column BB (TAXES) BOTH values will be convert based on selected Currency in (Column L). 2. If you choose "Partial Conversion" then Column BA (AMOUNT) only will be converted based on selected currency (Column L) and Column BB (TAXES) value (INR) will be added to the converted values.
Note on K468: gepadmin: 1. If you choose "Full Conversion" then Column BA (AMOUNT) and Column BB (TAXES) BOTH values will be convert based on selected Currency in (Column L). 2. If you choose "Partial Conversion" then Column BA (AMOUNT) only will be converted based on selected currency (Column L) and Column BB (TAXES) value (INR) will be added to the converted values.
Note on K470: gepadmin: 1. If you choose "Full Conversion" then Column BA (AMOUNT) and Column BB (TAXES) BOTH values will be convert based on selected Currency in (Column L). 2. If you choose "Partial Conversion" then Column BA (AMOUNT) only will be converted based on selected currency (Column L) and Column BB (TAXES) value (INR) will be added to the converted values.
Note on K471: gepadmin: 1. If you choose "Full Conversion" then Column BA (AMOUNT) and Column BB (TAXES) BOTH values will be convert based on selected Currency in (Column L). 2. If you choose "Partial Conversion" then Column BA (AMOUNT) only will be converted based on selected currency (Column L) and Column BB (TAXES) value (INR) will be added to the converted values.
Note on K472: gepadmin: 1. If you choose "Full Conversion" then Column BA (AMOUNT) and Column BB (TAXES) BOTH values will be convert based on selected Currency in (Column L). 2. If you choose "Partial Conversion" then Column BA (AMOUNT) only will be converted based on selected currency (Column L) and Column BB (TAXES) value (INR) will be added to the converted values.
Note on K473: gepadmin: 1. If you choose "Full Conversion" then Column BA (AMOUNT) and Column BB (TAXES) BOTH values will be convert based on selected Currency in (Column L). 2. If you choose "Partial Conversion" then Column BA (AMOUNT) only will be converted based on selected currency (Column L) and Column BB (TAXES) value (INR) will be added to the converted values.
Note on K474: gepadmin: 1. If you choose "Full Conversion" then Column BA (AMOUNT) and Column BB (TAXES) BOTH values will be convert based on selected Currency in (Column L). 2. If you choose "Partial Conversion" then Column BA (AMOUNT) only will be converted based on selected currency (Column L) and Column BB (TAXES) value (INR) will be added to the converted values.
Note on K477: gepadmin: 1. If you choose "Full Conversion" then Column BA (AMOUNT) and Column BB (TAXES) BOTH values will be convert based on selected Currency in (Column L). 2. If you choose "Partial Conversion" then Column BA (AMOUNT) only will be converted based on selected currency (Column L) and Column BB (TAXES) value (INR) will be added to the converted values.
Note on K479: gepadmin: 1. If you choose "Full Conversion" then Column BA (AMOUNT) and Column BB (TAXES) BOTH values will be convert based on selected Currency in (Column L). 2. If you choose "Partial Conversion" then Column BA (AMOUNT) only will be converted based on selected currency (Column L) and Column BB (TAXES) value (INR) will be added to the converted values.
Note on K482: gepadmin: 1. If you choose "Full Conversion" then Column BA (AMOUNT) and Column BB (TAXES) BOTH values will be convert based on selected Currency in (Column L). 2. If you choose "Partial Conversion" then Column BA (AMOUNT) only will be converted based on selected currency (Column L) and Column BB (TAXES) value (INR) will be added to the converted values.
Note on K484: gepadmin: 1. If you choose "Full Conversion" then Column BA (AMOUNT) and Column BB (TAXES) BOTH values will be convert based on selected Currency in (Column L). 2. If you choose "Partial Conversion" then Column BA (AMOUNT) only will be converted based on selected currency (Column L) and Column BB (TAXES) value (INR) will be added to the converted values.
Note on K487: gepadmin: 1. If you choose "Full Conversion" then Column BA (AMOUNT) and Column BB (TAXES) BOTH values will be convert based on selected Currency in (Column L). 2. If you choose "Partial Conversion" then Column BA (AMOUNT) only will be converted based on selected currency (Column L) and Column BB (TAXES) value (INR) will be added to the converted values.
Note on K490: gepadmin: 1. If you choose "Full Conversion" then Column BA (AMOUNT) and Column BB (TAXES) BOTH values will be convert based on selected Currency in (Column L). 2. If you choose "Partial Conversion" then Column BA (AMOUNT) only will be converted based on selected currency (Column L) and Column BB (TAXES) value (INR) will be added to the converted values.
Note on K492: gepadmin: 1. If you choose "Full Conversion" then Column BA (AMOUNT) and Column BB (TAXES) BOTH values will be convert based on selected Currency in (Column L). 2. If you choose "Partial Conversion" then Column BA (AMOUNT) only will be converted based on selected currency (Column L) and Column BB (TAXES) value (INR) will be added to the converted values.
Note on K494: gepadmin: 1. If you choose "Full Conversion" then Column BA (AMOUNT) and Column BB (TAXES) BOTH values will be convert based on selected Currency in (Column L). 2. If you choose "Partial Conversion" then Column BA (AMOUNT) only will be converted based on selected currency (Column L) and Column BB (TAXES) value (INR) will be added to the converted values.
Note on K496: gepadmin: 1. If you choose "Full Conversion" then Column BA (AMOUNT) and Column BB (TAXES) BOTH values will be convert based on selected Currency in (Column L). 2. If you choose "Partial Conversion" then Column BA (AMOUNT) only will be converted based on selected currency (Column L) and Column BB (TAXES) value (INR) will be added to the converted values.
Note on K500: gepadmin: 1. If you choose "Full Conversion" then Column BA (AMOUNT) and Column BB (TAXES) BOTH values will be convert based on selected Currency in (Column L). 2. If you choose "Partial Conversion" then Column BA (AMOUNT) only will be converted based on selected currency (Column L) and Column BB (TAXES) value (INR) will be added to the converted values.
Note on K502: gepadmin: 1. If you choose "Full Conversion" then Column BA (AMOUNT) and Column BB (TAXES) BOTH values will be convert based on selected Currency in (Column L). 2. If you choose "Partial Conversion" then Column BA (AMOUNT) only will be converted based on selected currency (Column L) and Column BB (TAXES) value (INR) will be added to the converted values.
Note on K504: gepadmin: 1. If you choose "Full Conversion" then Column BA (AMOUNT) and Column BB (TAXES) BOTH values will be convert based on selected Currency in (Column L). 2. If you choose "Partial Conversion" then Column BA (AMOUNT) only will be converted based on selected currency (Column L) and Column BB (TAXES) value (INR) will be added to the converted values.
Note on K506: gepadmin: 1. If you choose "Full Conversion" then Column BA (AMOUNT) and Column BB (TAXES) BOTH values will be convert based on selected Currency in (Column L). 2. If you choose "Partial Conversion" then Column BA (AMOUNT) only will be converted based on selected currency (Column L) and Column BB (TAXES) value (INR) will be added to the converted values.
Note on K507: gepadmin: 1. If you choose "Full Conversion" then Column BA (AMOUNT) and Column BB (TAXES) BOTH values will be convert based on selected Currency in (Column L). 2. If you choose "Partial Conversion" then Column BA (AMOUNT) only will be converted based on selected currency (Column L) and Column BB (TAXES) value (INR) will be added to the converted values.
Note on K509: gepadmin: 1. If you choose "Full Conversion" then Column BA (AMOUNT) and Column BB (TAXES) BOTH values will be convert based on selected Currency in (Column L). 2. If you choose "Partial Conversion" then Column BA (AMOUNT) only will be converted based on selected currency (Column L) and Column BB (TAXES) value (INR) will be added to the converted values.
Note on K511: gepadmin: 1. If you choose "Full Conversion" then Column BA (AMOUNT) and Column BB (TAXES) BOTH values will be convert based on selected Currency in (Column L). 2. If you choose "Partial Conversion" then Column BA (AMOUNT) only will be converted based on selected currency (Column L) and Column BB (TAXES) value (INR) will be added to the converted values.
Note on K513: gepadmin: 1. If you choose "Full Conversion" then Column BA (AMOUNT) and Column BB (TAXES) BOTH values will be convert based on selected Currency in (Column L). 2. If you choose "Partial Conversion" then Column BA (AMOUNT) only will be converted based on selected currency (Column L) and Column BB (TAXES) value (INR) will be added to the converted values.
Note on K514: gepadmin: 1. If you choose "Full Conversion" then Column BA (AMOUNT) and Column BB (TAXES) BOTH values will be convert based on selected Currency in (Column L). 2. If you choose "Partial Conversion" then Column BA (AMOUNT) only will be converted based on selected currency (Column L) and Column BB (TAXES) value (INR) will be added to the converted values.
Note on K516: gepadmin: 1. If you choose "Full Conversion" then Column BA (AMOUNT) and Column BB (TAXES) BOTH values will be convert based on selected Currency in (Column L). 2. If you choose "Partial Conversion" then Column BA (AMOUNT) only will be converted based on selected currency (Column L) and Column BB (TAXES) value (INR) will be added to the converted values.
Note on K517: gepadmin: 1. If you choose "Full Conversion" then Column BA (AMOUNT) and Column BB (TAXES) BOTH values will be convert based on selected Currency in (Column L). 2. If you choose "Partial Conversion" then Column BA (AMOUNT) only will be converted based on selected currency (Column L) and Column BB (TAXES) value (INR) will be added to the converted values.
Note on K519: gepadmin: 1. If you choose "Full Conversion" then Column BA (AMOUNT) and Column BB (TAXES) BOTH values will be convert based on selected Currency in (Column L). 2. If you choose "Partial Conversion" then Column BA (AMOUNT) only will be converted based on selected currency (Column L) and Column BB (TAXES) value (INR) will be added to the converted values.
Note on K520: gepadmin: 1. If you choose "Full Conversion" then Column BA (AMOUNT) and Column BB (TAXES) BOTH values will be convert based on selected Currency in (Column L). 2. If you choose "Partial Conversion" then Column BA (AMOUNT) only will be converted based on selected currency (Column L) and Column BB (TAXES) value (INR) will be added to the converted values.
Note on K522: gepadmin: 1. If you choose "Full Conversion" then Column BA (AMOUNT) and Column BB (TAXES) BOTH values will be convert based on selected Currency in (Column L). 2. If you choose "Partial Conversion" then Column BA (AMOUNT) only will be converted based on selected currency (Column L) and Column BB (TAXES) value (INR) will be added to the converted values.
Note on K523: gepadmin: 1. If you choose "Full Conversion" then Column BA (AMOUNT) and Column BB (TAXES) BOTH values will be convert based on selected Currency in (Column L). 2. If you choose "Partial Conversion" then Column BA (AMOUNT) only will be converted based on selected currency (Column L) and Column BB (TAXES) value (INR) will be added to the converted values.
Note on K524: gepadmin: 1. If you choose "Full Conversion" then Column BA (AMOUNT) and Column BB (TAXES) BOTH values will be convert based on selected Currency in (Column L). 2. If you choose "Partial Conversion" then Column BA (AMOUNT) only will be converted based on selected currency (Column L) and Column BB (TAXES) value (INR) will be added to the converted values.
Note on K526: gepadmin: 1. If you choose "Full Conversion" then Column BA (AMOUNT) and Column BB (TAXES) BOTH values will be convert based on selected Currency in (Column L). 2. If you choose "Partial Conversion" then Column BA (AMOUNT) only will be converted based on selected currency (Column L) and Column BB (TAXES) value (INR) will be added to the converted values.
Note on K527: gepadmin: 1. If you choose "Full Conversion" then Column BA (AMOUNT) and Column BB (TAXES) BOTH values will be convert based on selected Currency in (Column L). 2. If you choose "Partial Conversion" then Column BA (AMOUNT) only will be converted based on selected currency (Column L) and Column BB (TAXES) value (INR) will be added to the converted values.
Note on K529: gepadmin: 1. If you choose "Full Conversion" then Column BA (AMOUNT) and Column BB (TAXES) BOTH values will be convert based on selected Currency in (Column L). 2. If you choose "Partial Conversion" then Column BA (AMOUNT) only will be converted based on selected currency (Column L) and Column BB (TAXES) value (INR) will be added to the converted values.
Note on K531: gepadmin: 1. If you choose "Full Conversion" then Column BA (AMOUNT) and Column BB (TAXES) BOTH values will be convert based on selected Currency in (Column L). 2. If you choose "Partial Conversion" then Column BA (AMOUNT) only will be converted based on selected currency (Column L) and Column BB (TAXES) value (INR) will be added to the converted values.
Note on K533: gepadmin: 1. If you choose "Full Conversion" then Column BA (AMOUNT) and Column BB (TAXES) BOTH values will be convert based on selected Currency in (Column L). 2. If you choose "Partial Conversion" then Column BA (AMOUNT) only will be converted based on selected currency (Column L) and Column BB (TAXES) value (INR) will be added to the converted values.
Note on K534: gepadmin: 1. If you choose "Full Conversion" then Column BA (AMOUNT) and Column BB (TAXES) BOTH values will be convert based on selected Currency in (Column L). 2. If you choose "Partial Conversion" then Column BA (AMOUNT) only will be converted based on selected currency (Column L) and Column BB (TAXES) value (INR) will be added to the converted values.
Note on K537: gepadmin: 1. If you choose "Full Conversion" then Column BA (AMOUNT) and Column BB (TAXES) BOTH values will be convert based on selected Currency in (Column L). 2. If you choose "Partial Conversion" then Column BA (AMOUNT) only will be converted based on selected currency (Column L) and Column BB (TAXES) value (INR) will be added to the converted values.
Note on K538: gepadmin: 1. If you choose "Full Conversion" then Column BA (AMOUNT) and Column BB (TAXES) BOTH values will be convert based on selected Currency in (Column L). 2. If you choose "Partial Conversion" then Column BA (AMOUNT) only will be converted based on selected currency (Column L) and Column BB (TAXES) value (INR) will be added to the converted values.
Note on K540: gepadmin: 1. If you choose "Full Conversion" then Column BA (AMOUNT) and Column BB (TAXES) BOTH values will be convert based on selected Currency in (Column L). 2. If you choose "Partial Conversion" then Column BA (AMOUNT) only will be converted based on selected currency (Column L) and Column BB (TAXES) value (INR) will be added to the converted values.
Note on K541: gepadmin: 1. If you choose "Full Conversion" then Column BA (AMOUNT) and Column BB (TAXES) BOTH values will be convert based on selected Currency in (Column L). 2. If you choose "Partial Conversion" then Column BA (AMOUNT) only will be converted based on selected currency (Column L) and Column BB (TAXES) value (INR) will be added to the converted values.
Note on K542: gepadmin: 1. If you choose "Full Conversion" then Column BA (AMOUNT) and Column BB (TAXES) BOTH values will be convert based on selected Currency in (Column L). 2. If you choose "Partial Conversion" then Column BA (AMOUNT) only will be converted based on selected currency (Column L) and Column BB (TAXES) value (INR) will be added to the converted values.
Note on K543: gepadmin: 1. If you choose "Full Conversion" then Column BA (AMOUNT) and Column BB (TAXES) BOTH values will be convert based on selected Currency in (Column L). 2. If you choose "Partial Conversion" then Column BA (AMOUNT) only will be converted based on selected currency (Column L) and Column BB (TAXES) value (INR) will be added to the converted values.
Note on K544: gepadmin: 1. If you choose "Full Conversion" then Column BA (AMOUNT) and Column BB (TAXES) BOTH values will be convert based on selected Currency in (Column L). 2. If you choose "Partial Conversion" then Column BA (AMOUNT) only will be converted based on selected currency (Column L) and Column BB (TAXES) value (INR) will be added to the converted values.
Note on K545: gepadmin: 1. If you choose "Full Conversion" then Column BA (AMOUNT) and Column BB (TAXES) BOTH values will be convert based on selected Currency in (Column L). 2. If you choose "Partial Conversion" then Column BA (AMOUNT) only will be converted based on selected currency (Column L) and Column BB (TAXES) value (INR) will be added to the converted values.
Note on K546: gepadmin: 1. If you choose "Full Conversion" then Column BA (AMOUNT) and Column BB (TAXES) BOTH values will be convert based on selected Currency in (Column L). 2. If you choose "Partial Conversion" then Column BA (AMOUNT) only will be converted based on selected currency (Column L) and Column BB (TAXES) value (INR) will be added to the converted values.
Note on K547: gepadmin: 1. If you choose "Full Conversion" then Column BA (AMOUNT) and Column BB (TAXES) BOTH values will be convert based on selected Currency in (Column L). 2. If you choose "Partial Conversion" then Column BA (AMOUNT) only will be converted based on selected currency (Column L) and Column BB (TAXES) value (INR) will be added to the converted values.
Note on K548: gepadmin: 1. If you choose "Full Conversion" then Column BA (AMOUNT) and Column BB (TAXES) BOTH values will be convert based on selected Currency in (Column L). 2. If you choose "Partial Conversion" then Column BA (AMOUNT) only will be converted based on selected currency (Column L) and Column BB (TAXES) value (INR) will be added to the converted values.
Note on K549: gepadmin: 1. If you choose "Full Conversion" then Column BA (AMOUNT) and Column BB (TAXES) BOTH values will be convert based on selected Currency in (Column L). 2. If you choose "Partial Conversion" then Column BA (AMOUNT) only will be converted based on selected currency (Column L) and Column BB (TAXES) value (INR) will be added to the converted values.
Note on K550: gepadmin: 1. If you choose "Full Conversion" then Column BA (AMOUNT) and Column BB (TAXES) BOTH values will be convert based on selected Currency in (Column L). 2. If you choose "Partial Conversion" then Column BA (AMOUNT) only will be converted based on selected currency (Column L) and Column BB (TAXES) value (INR) will be added to the converted values.
Note on K551: gepadmin: 1. If you choose "Full Conversion" then Column BA (AMOUNT) and Column BB (TAXES) BOTH values will be convert based on selected Currency in (Column L). 2. If you choose "Partial Conversion" then Column BA (AMOUNT) only will be converted based on selected currency (Column L) and Column BB (TAXES) value (INR) will be added to the converted values.
Note on K552: gepadmin: 1. If you choose "Full Conversion" then Column BA (AMOUNT) and Column BB (TAXES) BOTH values will be convert based on selected Currency in (Column L). 2. If you choose "Partial Conversion" then Column BA (AMOUNT) only will be converted based on selected currency (Column L) and Column BB (TAXES) value (INR) will be added to the converted values.
Note on K553: gepadmin: 1. If you choose "Full Conversion" then Column BA (AMOUNT) and Column BB (TAXES) BOTH values will be convert based on selected Currency in (Column L). 2. If you choose "Partial Conversion" then Column BA (AMOUNT) only will be converted based on selected currency (Column L) and Column BB (TAXES) value (INR) will be added to the converted values.
Note on K554: gepadmin: 1. If you choose "Full Conversion" then Column BA (AMOUNT) and Column BB (TAXES) BOTH values will be convert based on selected Currency in (Column L). 2. If you choose "Partial Conversion" then Column BA (AMOUNT) only will be converted based on selected currency (Column L) and Column BB (TAXES) value (INR) will be added to the converted values.
Note on K555: gepadmin: 1. If you choose "Full Conversion" then Column BA (AMOUNT) and Column BB (TAXES) BOTH values will be convert based on selected Currency in (Column L). 2. If you choose "Partial Conversion" then Column BA (AMOUNT) only will be converted based on selected currency (Column L) and Column BB (TAXES) value (INR) will be added to the converted values.
Note on K556: gepadmin: 1. If you choose "Full Conversion" then Column BA (AMOUNT) and Column BB (TAXES) BOTH values will be convert based on selected Currency in (Column L). 2. If you choose "Partial Conversion" then Column BA (AMOUNT) only will be converted based on selected currency (Column L) and Column BB (TAXES) value (INR) will be added to the converted values.
Note on K557: gepadmin: 1. If you choose "Full Conversion" then Column BA (AMOUNT) and Column BB (TAXES) BOTH values will be convert based on selected Currency in (Column L). 2. If you choose "Partial Conversion" then Column BA (AMOUNT) only will be converted based on selected currency (Column L) and Column BB (TAXES) value (INR) will be added to the converted values.
Note on K558: gepadmin: 1. If you choose "Full Conversion" then Column BA (AMOUNT) and Column BB (TAXES) BOTH values will be convert based on selected Currency in (Column L). 2. If you choose "Partial Conversion" then Column BA (AMOUNT) only will be converted based on selected currency (Column L) and Column BB (TAXES) value (INR) will be added to the converted values.
Note on K559: gepadmin: 1. If you choose "Full Conversion" then Column BA (AMOUNT) and Column BB (TAXES) BOTH values will be convert based on selected Currency in (Column L). 2. If you choose "Partial Conversion" then Column BA (AMOUNT) only will be converted based on selected currency (Column L) and Column BB (TAXES) value (INR) will be added to the converted values.
Note on K560: gepadmin: 1. If you choose "Full Conversion" then Column BA (AMOUNT) and Column BB (TAXES) BOTH values will be convert based on selected Currency in (Column L). 2. If you choose "Partial Conversion" then Column BA (AMOUNT) only will be converted based on selected currency (Column L) and Column BB (TAXES) value (INR) will be added to the converted values.
Note on K561: gepadmin: 1. If you choose "Full Conversion" then Column BA (AMOUNT) and Column BB (TAXES) BOTH values will be convert based on selected Currency in (Column L). 2. If you choose "Partial Conversion" then Column BA (AMOUNT) only will be converted based on selected currency (Column L) and Column BB (TAXES) value (INR) will be added to the converted values.
Note on K562: gepadmin: 1. If you choose "Full Conversion" then Column BA (AMOUNT) and Column BB (TAXES) BOTH values will be convert based on selected Currency in (Column L). 2. If you choose "Partial Conversion" then Column BA (AMOUNT) only will be converted based on selected currency (Column L) and Column BB (TAXES) value (INR) will be added to the converted values.
Note on K563: gepadmin: 1. If you choose "Full Conversion" then Column BA (AMOUNT) and Column BB (TAXES) BOTH values will be convert based on selected Currency in (Column L). 2. If you choose "Partial Conversion" then Column BA (AMOUNT) only will be converted based on selected currency (Column L) and Column BB (TAXES) value (INR) will be added to the converted values.
Note on K564: gepadmin: 1. If you choose "Full Conversion" then Column BA (AMOUNT) and Column BB (TAXES) BOTH values will be convert based on selected Currency in (Column L). 2. If you choose "Partial Conversion" then Column BA (AMOUNT) only will be converted based on selected currency (Column L) and Column BB (TAXES) value (INR) will be added to the converted values.
Note on K565: gepadmin: 1. If you choose "Full Conversion" then Column BA (AMOUNT) and Column BB (TAXES) BOTH values will be convert based on selected Currency in (Column L). 2. If you choose "Partial Conversion" then Column BA (AMOUNT) only will be converted based on selected currency (Column L) and Column BB (TAXES) value (INR) will be added to the converted values.
Note on K566: gepadmin: 1. If you choose "Full Conversion" then Column BA (AMOUNT) and Column BB (TAXES) BOTH values will be convert based on selected Currency in (Column L). 2. If you choose "Partial Conversion" then Column BA (AMOUNT) only will be converted based on selected currency (Column L) and Column BB (TAXES) value (INR) will be added to the converted values.
Note on K567: gepadmin: 1. If you choose "Full Conversion" then Column BA (AMOUNT) and Column BB (TAXES) BOTH values will be convert based on selected Currency in (Column L). 2. If you choose "Partial Conversion" then Column BA (AMOUNT) only will be converted based on selected currency (Column L) and Column BB (TAXES) value (INR) will be added to the converted values.
Note on K568: gepadmin: 1. If you choose "Full Conversion" then Column BA (AMOUNT) and Column BB (TAXES) BOTH values will be convert based on selected Currency in (Column L). 2. If you choose "Partial Conversion" then Column BA (AMOUNT) only will be converted based on selected currency (Column L) and Column BB (TAXES) value (INR) will be added to the converted values.
Note on K569: gepadmin: 1. If you choose "Full Conversion" then Column BA (AMOUNT) and Column BB (TAXES) BOTH values will be convert based on selected Currency in (Column L). 2. If you choose "Partial Conversion" then Column BA (AMOUNT) only will be converted based on selected currency (Column L) and Column BB (TAXES) value (INR) will be added to the converted values.
Note on K570: gepadmin: 1. If you choose "Full Conversion" then Column BA (AMOUNT) and Column BB (TAXES) BOTH values will be convert based on selected Currency in (Column L). 2. If you choose "Partial Conversion" then Column BA (AMOUNT) only will be converted based on selected currency (Column L) and Column BB (TAXES) value (INR) will be added to the converted values.
Note on K571: gepadmin: 1. If you choose "Full Conversion" then Column BA (AMOUNT) and Column BB (TAXES) BOTH values will be convert based on selected Currency in (Column L). 2. If you choose "Partial Conversion" then Column BA (AMOUNT) only will be converted based on selected currency (Column L) and Column BB (TAXES) value (INR) will be added to the converted values.
Note on K572: gepadmin: 1. If you choose "Full Conversion" then Column BA (AMOUNT) and Column BB (TAXES) BOTH values will be convert based on selected Currency in (Column L). 2. If you choose "Partial Conversion" then Column BA (AMOUNT) only will be converted based on selected currency (Column L) and Column BB (TAXES) value (INR) will be added to the converted values.
Note on K573: gepadmin: 1. If you choose "Full Conversion" then Column BA (AMOUNT) and Column BB (TAXES) BOTH values will be convert based on selected Currency in (Column L). 2. If you choose "Partial Conversion" then Column BA (AMOUNT) only will be converted based on selected currency (Column L) and Column BB (TAXES) value (INR) will be added to the converted values.
Note on K574: gepadmin: 1. If you choose "Full Conversion" then Column BA (AMOUNT) and Column BB (TAXES) BOTH values will be convert based on selected Currency in (Column L). 2. If you choose "Partial Conversion" then Column BA (AMOUNT) only will be converted based on selected currency (Column L) and Column BB (TAXES) value (INR) will be added to the converted values.
Note on K575: gepadmin: 1. If you choose "Full Conversion" then Column BA (AMOUNT) and Column BB (TAXES) BOTH values will be convert based on selected Currency in (Column L). 2. If you choose "Partial Conversion" then Column BA (AMOUNT) only will be converted based on selected currency (Column L) and Column BB (TAXES) value (INR) will be added to the converted values.
Note on K576: gepadmin: 1. If you choose "Full Conversion" then Column BA (AMOUNT) and Column BB (TAXES) BOTH values will be convert based on selected Currency in (Column L). 2. If you choose "Partial Conversion" then Column BA (AMOUNT) only will be converted based on selected currency (Column L) and Column BB (TAXES) value (INR) will be added to the converted values.
Note on K577: gepadmin: 1. If you choose "Full Conversion" then Column BA (AMOUNT) and Column BB (TAXES) BOTH values will be convert based on selected Currency in (Column L). 2. If you choose "Partial Conversion" then Column BA (AMOUNT) only will be converted based on selected currency (Column L) and Column BB (TAXES) value (INR) will be added to the converted values.
Note on K578: gepadmin: 1. If you choose "Full Conversion" then Column BA (AMOUNT) and Column BB (TAXES) BOTH values will be convert based on selected Currency in (Column L). 2. If you choose "Partial Conversion" then Column BA (AMOUNT) only will be converted based on selected currency (Column L) and Column BB (TAXES) value (INR) will be added to the converted values.
Note on K579: gepadmin: 1. If you choose "Full Conversion" then Column BA (AMOUNT) and Column BB (TAXES) BOTH values will be convert based on selected Currency in (Column L). 2. If you choose "Partial Conversion" then Column BA (AMOUNT) only will be converted based on selected currency (Column L) and Column BB (TAXES) value (INR) will be added to the converted values.
Note on K580: gepadmin: 1. If you choose "Full Conversion" then Column BA (AMOUNT) and Column BB (TAXES) BOTH values will be convert based on selected Currency in (Column L). 2. If you choose "Partial Conversion" then Column BA (AMOUNT) only will be converted based on selected currency (Column L) and Column BB (TAXES) value (INR) will be added to the converted values.
Note on K581: gepadmin: 1. If you choose "Full Conversion" then Column BA (AMOUNT) and Column BB (TAXES) BOTH values will be convert based on selected Currency in (Column L). 2. If you choose "Partial Conversion" then Column BA (AMOUNT) only will be converted based on selected currency (Column L) and Column BB (TAXES) value (INR) will be added to the converted values.
Note on K582: gepadmin: 1. If you choose "Full Conversion" then Column BA (AMOUNT) and Column BB (TAXES) BOTH values will be convert based on selected Currency in (Column L). 2. If you choose "Partial Conversion" then Column BA (AMOUNT) only will be converted based on selected currency (Column L) and Column BB (TAXES) value (INR) will be added to the converted values.
Note on K583: gepadmin: 1. If you choose "Full Conversion" then Column BA (AMOUNT) and Column BB (TAXES) BOTH values will be convert based on selected Currency in (Column L). 2. If you choose "Partial Conversion" then Column BA (AMOUNT) only will be converted based on selected currency (Column L) and Column BB (TAXES) value (INR) will be added to the converted values.
Note on K584: gepadmin: 1. If you choose "Full Conversion" then Column BA (AMOUNT) and Column BB (TAXES) BOTH values will be convert based on selected Currency in (Column L). 2. If you choose "Partial Conversion" then Column BA (AMOUNT) only will be converted based on selected currency (Column L) and Column BB (TAXES) value (INR) will be added to the converted values.
Note on K585: gepadmin: 1. If you choose "Full Conversion" then Column BA (AMOUNT) and Column BB (TAXES) BOTH values will be convert based on selected Currency in (Column L). 2. If you choose "Partial Conversion" then Column BA (AMOUNT) only will be converted based on selected currency (Column L) and Column BB (TAXES) value (INR) will be added to the converted values.
Note on K586: gepadmin: 1. If you choose "Full Conversion" then Column BA (AMOUNT) and Column BB (TAXES) BOTH values will be convert based on selected Currency in (Column L). 2. If you choose "Partial Conversion" then Column BA (AMOUNT) only will be converted based on selected currency (Column L) and Column BB (TAXES) value (INR) will be added to the converted values.
Note on K587: gepadmin: 1. If you choose "Full Conversion" then Column BA (AMOUNT) and Column BB (TAXES) BOTH values will be convert based on selected Currency in (Column L). 2. If you choose "Partial Conversion" then Column BA (AMOUNT) only will be converted based on selected currency (Column L) and Column BB (TAXES) value (INR) will be added to the converted values.
Note on K588: gepadmin: 1. If you choose "Full Conversion" then Column BA (AMOUNT) and Column BB (TAXES) BOTH values will be convert based on selected Currency in (Column L). 2. If you choose "Partial Conversion" then Column BA (AMOUNT) only will be converted based on selected currency (Column L) and Column BB (TAXES) value (INR) will be added to the converted values.
Note on K589: gepadmin: 1. If you choose "Full Conversion" then Column BA (AMOUNT) and Column BB (TAXES) BOTH values will be convert based on selected Currency in (Column L). 2. If you choose "Partial Conversion" then Column BA (AMOUNT) only will be converted based on selected currency (Column L) and Column BB (TAXES) value (INR) will be added to the converted values.
Note on K590: gepadmin: 1. If you choose "Full Conversion" then Column BA (AMOUNT) and Column BB (TAXES) BOTH values will be convert based on selected Currency in (Column L). 2. If you choose "Partial Conversion" then Column BA (AMOUNT) only will be converted based on selected currency (Column L) and Column BB (TAXES) value (INR) will be added to the converted values.
Note on K591: gepadmin: 1. If you choose "Full Conversion" then Column BA (AMOUNT) and Column BB (TAXES) BOTH values will be convert based on selected Currency in (Column L). 2. If you choose "Partial Conversion" then Column BA (AMOUNT) only will be converted based on selected currency (Column L) and Column BB (TAXES) value (INR) will be added to the converted values.
Note on K592: gepadmin: 1. If you choose "Full Conversion" then Column BA (AMOUNT) and Column BB (TAXES) BOTH values will be convert based on selected Currency in (Column L). 2. If you choose "Partial Conversion" then Column BA (AMOUNT) only will be converted based on selected currency (Column L) and Column BB (TAXES) value (INR) will be added to the converted values.
Note on K593: gepadmin: 1. If you choose "Full Conversion" then Column BA (AMOUNT) and Column BB (TAXES) BOTH values will be convert based on selected Currency in (Column L). 2. If you choose "Partial Conversion" then Column BA (AMOUNT) only will be converted based on selected currency (Column L) and Column BB (TAXES) value (INR) will be added to the converted values.
Note on K594: gepadmin: 1. If you choose "Full Conversion" then Column BA (AMOUNT) and Column BB (TAXES) BOTH values will be convert based on selected Currency in (Column L). 2. If you choose "Partial Conversion" then Column BA (AMOUNT) only will be converted based on selected currency (Column L) and Column BB (TAXES) value (INR) will be added to the converted values.
Note on K595: gepadmin: 1. If you choose "Full Conversion" then Column BA (AMOUNT) and Column BB (TAXES) BOTH values will be convert based on selected Currency in (Column L). 2. If you choose "Partial Conversion" then Column BA (AMOUNT) only will be converted based on selected currency (Column L) and Column BB (TAXES) value (INR) will be added to the converted values.
Note on K596: gepadmin: 1. If you choose "Full Conversion" then Column BA (AMOUNT) and Column BB (TAXES) BOTH values will be convert based on selected Currency in (Column L). 2. If you choose "Partial Conversion" then Column BA (AMOUNT) only will be converted based on selected currency (Column L) and Column BB (TAXES) value (INR) will be added to the converted values.
Note on K597: gepadmin: 1. If you choose "Full Conversion" then Column BA (AMOUNT) and Column BB (TAXES) BOTH values will be convert based on selected Currency in (Column L). 2. If you choose "Partial Conversion" then Column BA (AMOUNT) only will be converted based on selected currency (Column L) and Column BB (TAXES) value (INR) will be added to the converted values.
Note on K598: gepadmin: 1. If you choose "Full Conversion" then Column BA (AMOUNT) and Column BB (TAXES) BOTH values will be convert based on selected Currency in (Column L). 2. If you choose "Partial Conversion" then Column BA (AMOUNT) only will be converted based on selected currency (Column L) and Column BB (TAXES) value (INR) will be added to the converted values.
Note on K599: gepadmin: 1. If you choose "Full Conversion" then Column BA (AMOUNT) and Column BB (TAXES) BOTH values will be convert based on selected Currency in (Column L). 2. If you choose "Partial Conversion" then Column BA (AMOUNT) only will be converted based on selected currency (Column L) and Column BB (TAXES) value (INR) will be added to the converted values.
Note on K600: gepadmin: 1. If you choose "Full Conversion" then Column BA (AMOUNT) and Column BB (TAXES) BOTH values will be convert based on selected Currency in (Column L). 2. If you choose "Partial Conversion" then Column BA (AMOUNT) only will be converted based on selected currency (Column L) and Column BB (TAXES) value (INR) will be added to the converted values.
Note on K601: gepadmin: 1. If you choose "Full Conversion" then Column BA (AMOUNT) and Column BB (TAXES) BOTH values will be convert based on selected Currency in (Column L). 2. If you choose "Partial Conversion" then Column BA (AMOUNT) only will be converted based on selected currency (Column L) and Column BB (TAXES) value (INR) will be added to the converted values.
Note on K602: gepadmin: 1. If you choose "Full Conversion" then Column BA (AMOUNT) and Column BB (TAXES) BOTH values will be convert based on selected Currency in (Column L). 2. If you choose "Partial Conversion" then Column BA (AMOUNT) only will be converted based on selected currency (Column L) and Column BB (TAXES) value (INR) will be added to the converted values.
Note on K603: gepadmin: 1. If you choose "Full Conversion" then Column BA (AMOUNT) and Column BB (TAXES) BOTH values will be convert based on selected Currency in (Column L). 2. If you choose "Partial Conversion" then Column BA (AMOUNT) only will be converted based on selected currency (Column L) and Column BB (TAXES) value (INR) will be added to the converted values.
Note on K604: gepadmin: 1. If you choose "Full Conversion" then Column BA (AMOUNT) and Column BB (TAXES) BOTH values will be convert based on selected Currency in (Column L). 2. If you choose "Partial Conversion" then Column BA (AMOUNT) only will be converted based on selected currency (Column L) and Column BB (TAXES) value (INR) will be added to the converted values.
Note on K605: gepadmin: 1. If you choose "Full Conversion" then Column BA (AMOUNT) and Column BB (TAXES) BOTH values will be convert based on selected Currency in (Column L). 2. If you choose "Partial Conversion" then Column BA (AMOUNT) only will be converted based on selected currency (Column L) and Column BB (TAXES) value (INR) will be added to the converted values.
Note on K606: gepadmin: 1. If you choose "Full Conversion" then Column BA (AMOUNT) and Column BB (TAXES) BOTH values will be convert based on selected Currency in (Column L). 2. If you choose "Partial Conversion" then Column BA (AMOUNT) only will be converted based on selected currency (Column L) and Column BB (TAXES) value (INR) will be added to the converted values.
Note on K607: gepadmin: 1. If you choose "Full Conversion" then Column BA (AMOUNT) and Column BB (TAXES) BOTH values will be convert based on selected Currency in (Column L). 2. If you choose "Partial Conversion" then Column BA (AMOUNT) only will be converted based on selected currency (Column L) and Column BB (TAXES) value (INR) will be added to the converted values.
Note on K608: gepadmin: 1. If you choose "Full Conversion" then Column BA (AMOUNT) and Column BB (TAXES) BOTH values will be convert based on selected Currency in (Column L). 2. If you choose "Partial Conversion" then Column BA (AMOUNT) only will be converted based on selected currency (Column L) and Column BB (TAXES) value (INR) will be added to the converted values.
Note on K609: gepadmin: 1. If you choose "Full Conversion" then Column BA (AMOUNT) and Column BB (TAXES) BOTH values will be convert based on selected Currency in (Column L). 2. If you choose "Partial Conversion" then Column BA (AMOUNT) only will be converted based on selected currency (Column L) and Column BB (TAXES) value (INR) will be added to the converted values.
Note on K610: gepadmin: 1. If you choose "Full Conversion" then Column BA (AMOUNT) and Column BB (TAXES) BOTH values will be convert based on selected Currency in (Column L). 2. If you choose "Partial Conversion" then Column BA (AMOUNT) only will be converted based on selected currency (Column L) and Column BB (TAXES) value (INR) will be added to the converted values.
Note on K611: gepadmin: 1. If you choose "Full Conversion" then Column BA (AMOUNT) and Column BB (TAXES) BOTH values will be convert based on selected Currency in (Column L). 2. If you choose "Partial Conversion" then Column BA (AMOUNT) only will be converted based on selected currency (Column L) and Column BB (TAXES) value (INR) will be added to the converted values.
Note on K612: gepadmin: 1. If you choose "Full Conversion" then Column BA (AMOUNT) and Column BB (TAXES) BOTH values will be convert based on selected Currency in (Column L). 2. If you choose "Partial Conversion" then Column BA (AMOUNT) only will be converted based on selected currency (Column L) and Column BB (TAXES) value (INR) will be added to the converted values.
Note on K613: gepadmin: 1. If you choose "Full Conversion" then Column BA (AMOUNT) and Column BB (TAXES) BOTH values will be convert based on selected Currency in (Column L). 2. If you choose "Partial Conversion" then Column BA (AMOUNT) only will be converted based on selected currency (Column L) and Column BB (TAXES) value (INR) will be added to the converted values.
Note on K614: gepadmin: 1. If you choose "Full Conversion" then Column BA (AMOUNT) and Column BB (TAXES) BOTH values will be convert based on selected Currency in (Column L). 2. If you choose "Partial Conversion" then Column BA (AMOUNT) only will be converted based on selected currency (Column L) and Column BB (TAXES) value (INR) will be added to the converted values.
Note on K615: gepadmin: 1. If you choose "Full Conversion" then Column BA (AMOUNT) and Column BB (TAXES) BOTH values will be convert based on selected Currency in (Column L). 2. If you choose "Partial Conversion" then Column BA (AMOUNT) only will be converted based on selected currency (Column L) and Column BB (TAXES) value (INR) will be added to the converted values.
Note on K616: gepadmin: 1. If you choose "Full Conversion" then Column BA (AMOUNT) and Column BB (TAXES) BOTH values will be convert based on selected Currency in (Column L). 2. If you choose "Partial Conversion" then Column BA (AMOUNT) only will be converted based on selected currency (Column L) and Column BB (TAXES) value (INR) will be added to the converted values.
Note on K617: gepadmin: 1. If you choose "Full Conversion" then Column BA (AMOUNT) and Column BB (TAXES) BOTH values will be convert based on selected Currency in (Column L). 2. If you choose "Partial Conversion" then Column BA (AMOUNT) only will be converted based on selected currency (Column L) and Column BB (TAXES) value (INR) will be added to the converted values.
Note on K618: gepadmin: 1. If you choose "Full Conversion" then Column BA (AMOUNT) and Column BB (TAXES) BOTH values will be convert based on selected Currency in (Column L). 2. If you choose "Partial Conversion" then Column BA (AMOUNT) only will be converted based on selected currency (Column L) and Column BB (TAXES) value (INR) will be added to the converted values.
Note on K619: gepadmin: 1. If you choose "Full Conversion" then Column BA (AMOUNT) and Column BB (TAXES) BOTH values will be convert based on selected Currency in (Column L). 2. If you choose "Partial Conversion" then Column BA (AMOUNT) only will be converted based on selected currency (Column L) and Column BB (TAXES) value (INR) will be added to the converted values.
Note on K620: gepadmin: 1. If you choose "Full Conversion" then Column BA (AMOUNT) and Column BB (TAXES) BOTH values will be convert based on selected Currency in (Column L). 2. If you choose "Partial Conversion" then Column BA (AMOUNT) only will be converted based on selected currency (Column L) and Column BB (TAXES) value (INR) will be added to the converted values.
Note on K621: gepadmin: 1. If you choose "Full Conversion" then Column BA (AMOUNT) and Column BB (TAXES) BOTH values will be convert based on selected Currency in (Column L). 2. If you choose "Partial Conversion" then Column BA (AMOUNT) only will be converted based on selected currency (Column L) and Column BB (TAXES) value (INR) will be added to the converted values.
Note on K622: gepadmin: 1. If you choose "Full Conversion" then Column BA (AMOUNT) and Column BB (TAXES) BOTH values will be convert based on selected Currency in (Column L). 2. If you choose "Partial Conversion" then Column BA (AMOUNT) only will be converted based on selected currency (Column L) and Column BB (TAXES) value (INR) will be added to the converted values.
Note on K623: gepadmin: 1. If you choose "Full Conversion" then Column BA (AMOUNT) and Column BB (TAXES) BOTH values will be convert based on selected Currency in (Column L). 2. If you choose "Partial Conversion" then Column BA (AMOUNT) only will be converted based on selected currency (Column L) and Column BB (TAXES) value (INR) will be added to the converted values.
Note on K624: gepadmin: 1. If you choose "Full Conversion" then Column BA (AMOUNT) and Column BB (TAXES) BOTH values will be convert based on selected Currency in (Column L). 2. If you choose "Partial Conversion" then Column BA (AMOUNT) only will be converted based on selected currency (Column L) and Column BB (TAXES) value (INR) will be added to the converted values.

## Macros
Please Enable Macros to View BoQ information