## BoQ1 (hidden)
Percentage BoQ
BoQ_Ver3.1 | Percentage | Normal | INR Only | INR
Select, At Par, Excess (+), Less (-) |  | IOCL
Tender Inviting Authority: DOIP, IIT, Kanpur
Name of Work: Various renovation works in different labs of academic area, IIT Kanpur (SH: Civil and Electrical)
NIT No: Composite/06/10/2023-1
Name of the Bidder/ Bidding Firm / Company :
PRICE SCHEDULE (This BOQ template must not be modified/replaced by the bidder and the same should be uploaded after filling the relevant columns, else the bidder is liable to be rejected for this tender. Bidders are allowed to enter the Bidder Name and Values only )
NUMBER # | TEXT # | TEXT # | NUMBER # | TEXT # | NUMBER | NUMBER | TEXT | TEXT # | NUMBER # | TEXT# | TEXT # | NUMBER # | NUMBER | NUMBER | NUMBER | NUMBER | TEXT | TEXT | NUMBER | NUMBER | NUMBER | NUMBER | TEXT | TEXT | NUMBER | NUMBER | NUMBER | NUMBER | TEXT | TEXT | NUMBER | NUMBER | NUMBER | NUMBER | TEXT | TEXT | NUMBER | NUMBER | NUMBER | NUMBER | TEXT | TEXT | NUMBER | NUMBER | NUMBER # | NUMBER # | TEXT | TEXT | NUMBER # | NUMBER # | DATE | NUMBER # | NUMBER # | TEXT #
Sl. No. | Item Description | Item Code / Make | Quantity | Units | Estimated Rate in Rs. P |  |  | Addition / Deduction | Addition / Deduction Values | Currency Convertion against each Item | Quoted Currency in INR / Other Currency | BASIC RATE In Figures To be entered by the Bidder Rs. P | Excise Duty | VAT | Freight Charges ( Unloading & Stacking) | Any Other Taxes/Duties/Levies |  |  | Other Taxes 2 | IIIrd Party i.e DGS&D / RITES etc Inspection Charges @0.34%+Service Tax | Less for Cenvat Credit,if any respect of Supplies Under full Excise Duty Category | [30 empty] | TOTAL AMOUNT in Rs. P | TOTAL AMOUNT With Taxes | TOTAL AMOUNT In Words
1 | 2 | 3 | 4 | 5 | 6 | 7 | 8 | 9 | 10 | 11 | 12 | 13 | 14 | 15 | 16 | 17 | 18 | 19 | 20 | 21 | 22 | 23 | 24 | 25 | 26 | 27 | 28 | 29 | 30 | 31 | 32 | 33 | 34 | 35 | 36 | 37 | 38 | 39 | 40 | 41 | 42 | 43 | 44 | 45 | 46 | 47 | 48 | 49 | 50 | 51 | 52 | 7 | 54 | 8
1 | Component | [54 empty] | 1 | Component
1.01 | Carriage of Materials | item no.1 | [53 empty] | 1.01 | Carriage of Materials | item no.1 |  |  | Construction of chamber for 100mm sluices valve | item1 | 10 | 1 Nos
1.02 | By Mechanical Transport including loading,unloading and stacking | item no.2 | [53 empty] | 1.02 | By Mechanical Transport including loading,unloading and stacking | item no.2 |  |  | Supplying, Conveying and fixing spls. Including eart | item1 | 123.223 | Nos
1.03 | Earth Lead - 5 km | item no.3 | 172 | cum | 238.01 |  |  | Excess(+) | 1 | Full Conversion | INR | [40 empty] | 40937.72 | 40937.72 | INR Forty Thousand Nine Hundred & Thirty Seven and Paise Seventy Two Only |  | 1.03 | Earth Lead - 5 km | item no.3 | 172 | cum | Construction of chamber for 100mm sluice plates | item2 | 213 | Nos
1.04 | EARTH WORK | item no.4 | [53 empty] | 1.04 | EARTH WORK | item no.4
1.05 | Earth work in excavation by mechanical means (Hydraulic excavator) / manual means in foundation trenches or drains (not exceeding 1.5 m in width or 10 sqm on plan), including dressing of sides and ramming of bottoms, lift upto 1.5 m, including getting out the excavated soil and disposal of surplus excavated soil as directed, within a lead of 50 m. | item no.5 | [53 empty] | 1.05 | Earth work in excavation by mechanical means (Hydraulic excavator) / manual means in foundation trenches or drains (not exceeding 1.5 m in width or 10 sqm on plan), including dressing of sides and ramming of bottoms, lift upto 1.5 m, including getting out the excavated soil and disposal of surplus excavated soil as directed, within a lead of 50 m. | item no.5
1.06 | All kinds of soil. | item no.6 | 1.64 | cum | 251.51 |  |  | Excess(+) | 1 | Full Conversion | INR | [40 empty] | 412.48 | 412.48 | INR Four Hundred & Twelve and Paise Forty Eight Only |  | 1.06 | All kinds of soil. | item no.6 | 1.64 | cum
1.07 | Filling available excavated earth (excluding rock) in trenches, plinth, sides of foundations etc. in layers not exceeding 20cm in depth, consolidating each deposited layer by ramming and watering, lead up to 50 m and lift upto 1.5 m. | item no.7 | 173.64 | cum | 222.67 |  |  | Excess(+) | 1 | Full Conversion | INR | [40 empty] | 38664.42 | 38664.42 | INR Thirty Eight Thousand Six Hundred & Sixty Four and Paise Forty Two Only |  | 1.07 | Filling available excavated earth (excluding rock) in trenches, plinth, sides of foundations etc. in layers not exceeding 20cm in depth, consolidating each deposited layer by ramming and watering, lead up to 50 m and lift upto 1.5 m. | item no.7 | 173.64 | cum
1.08 | Supplying and filling in plinth with sand under floors, including watering, ramming, consolidating and dressing complete. | item no.8 | 46.1 | cum | 1894.96 |  |  | Excess(+) | 1 | Full Conversion | INR | [40 empty] | 87357.66 | 87357.66 | INR Eighty Seven Thousand Three Hundred & Fifty Seven and Paise Sixty Six Only |  | 1.08 | Supplying and filling in plinth with sand under floors, including watering, ramming, consolidating and dressing complete. | item no.8 | 46.1 | cum | Construction of chamber for 100mm sluices valve | item3 | 10 | Nos
1.09 | Surface dressing of the ground including removing vegetation and in-equalities not exceeding 15 cm deep and disposal of rubbish, lead up to 50 m and lift up to 1.5 m. | item no.9 | [53 empty] | 1.09 | Surface dressing of the ground including removing vegetation and in-equalities not exceeding 15 cm deep and disposal of rubbish, lead up to 50 m and lift up to 1.5 m. | item no.9
1.1 | All kinds of soil | item no.10 | 33 | sqm | 24.68 |  |  | Excess(+) | 1 | Full Conversion | INR | [40 empty] | 814.44 | 814.44 | INR Eight Hundred & Fourteen and Paise Forty Four Only |  | 1.1 | All kinds of soil | item no.10 | 33 | sqm | Supplying, Conveying and fixing spls. Including eart | item1 | 123.223 | Nos
1.11 | CEMENT CONCRETE (CAST IN SITU) | item no.11 | [53 empty] | 1.11 | CEMENT CONCRETE (CAST IN SITU) | item no.11 |  |  | Supplying, Conveying and fixing spls. Including ea | item4 | 10 | Nos
1.12 | Providing and laying in position cement concrete of specified grade excluding the cost of centering and shuttering - All work up to plinth level : | item no.12 | [53 empty] | 1.12 | Providing and laying in position cement concrete of specified grade excluding the cost of centering and shuttering - All work up to plinth level : | item no.12 |  |  | Construction of chamber for 100mm sluice plates | item2 | 213 | Nos
1.13 | 1:2:4 (1 cement : 2 coarse sand (zone-III) derived from natural sources : 4 graded stone aggregate 20 mm nominal size derived from natural sources) | item no.13 | 0.15 | cum | 6457.83 |  |  | Excess(+) | 1 | Full Conversion | INR | [40 empty] | 968.67 | 968.67 | INR Nine Hundred & Sixty Eight and Paise Sixty Seven Only |  | 1.13 | 1:2:4 (1 cement : 2 coarse sand (zone-III) derived from natural sources : 4 graded stone aggregate 20 mm nominal size derived from natural sources) | item no.13 | 0.15 | cum
1.14 | 1:4:8 (1 Cement : 4 coarse sand (zone-III) derived from natural sources : 8 graded stone aggregate 40 mm nominal size derived from natural sources) | item no.14 | 45.7 | cum | 5546.73 |  |  | Excess(+) | 1 | Full Conversion | INR | [40 empty] | 253485.56 | 253485.56 | INR Two Lakh Fifty Three Thousand Four Hundred & Eighty Five and Paise Fifty Six Only |  | 1.14 | 1:4:8 (1 Cement : 4 coarse sand (zone-III) derived from natural sources : 8 graded stone aggregate 40 mm nominal size derived from natural sources) | item no.14 | 45.7 | cum
1.15 | Providing and laying cement concrete in retaining walls, return walls, walls (any thickness) including attached pilasters, columns, piers, abutments, pillars, posts, struts, buttresses, string or lacing courses, parapets, coping, bed blocks, anchor blocks, plain window sills, fillets, sunken floor etc., up to floor five level, excluding the cost of centering, shuttering and finishing: | item no.15 | [53 empty] | 1.15 | Providing and laying cement concrete in retaining walls, return walls, walls (any thickness) including attached pilasters, columns, piers, abutments, pillars, posts, struts, buttresses, string or lacing courses, parapets, coping, bed blocks, anchor blocks, plain window sills, fillets, sunken floor etc., up to floor five level, excluding the cost of centering, shuttering and finishing: | item no.15
1.16 | 1:1½:3 (1 cement : 1½ coarse sand (zone-III) derived from natural sources : 3 graded stone aggregate 20 mm nominal size derived from natural sources). | item no.16 | 0.16 | cum | 8587.24 |  |  | Excess(+) | 1 | Full Conversion | INR | [40 empty] | 1373.96 | 1373.96 | INR One Thousand Three Hundred & Seventy Three and Paise Ninety Six Only |  | 1.16 | 1:1½:3 (1 cement : 1½ coarse sand (zone-III) derived from natural sources : 3 graded stone aggregate 20 mm nominal size derived from natural sources). | item no.16 | 0.16 | cum
1.17 | Making plinth protection 50mm thick of cement concrete 1:3:6 (1 cement : 3 coarse sand (zone-III) derived from natural sources : 6 graded stone aggregate 20 mm nominal size derived from natural sources) over 75mm thick bed of dry brick ballast 40 mm nominal size, well rammed and consolidated and grouted with fine sand, including necessary excavation, levelling & dressing & finishing the top smooth. | item no.17 | 10.35 | sqm | 597.68 |  |  | Excess(+) | 1 | Full Conversion | INR | [40 empty] | 6185.99 | 6185.99 | INR Six Thousand One Hundred & Eighty Five and Paise Ninety Nine Only |  | 1.17 | Making plinth protection 50mm thick of cement concrete 1:3:6 (1 cement : 3 coarse sand (zone-III) derived from natural sources : 6 graded stone aggregate 20 mm nominal size derived from natural sources) over 75mm thick bed of dry brick ballast 40 mm nominal size, well rammed and consolidated and grouted with fine sand, including necessary excavation, levelling & dressing & finishing the top smooth. | item no.17 | 10.35 | sqm
1.18 | REINFORCED CEMENT CONCRETE | item no.18 | [53 empty] | 1.18 | REINFORCED CEMENT CONCRETE | item no.18
1.19 | Reinforced cement concrete work in beams, suspended floors, roofs having slope up to 15° landings, balconies, shelves, chajjas, lintels, bands, plain window sills, staircases and spiral stair cases above plinth level up to floor five level, excluding the cost of centering, shuttering, finishing and reinforcement with 1:1.5:3 (1 cement : 1.5 coarse sand(zone-III) derived from natural sources : 3 graded stone aggregate 20 mm nominal size derived from natural sources). | item no.19 | 0.11 | cum | 9398.77 |  |  | Excess(+) | 1 | Full Conversion | INR | [40 empty] | 1033.86 | 1033.86 | INR One Thousand &Thirty Three and Paise Eighty Six Only |  | 1.19 | Reinforced cement concrete work in beams, suspended floors, roofs having slope up to 15° landings, balconies, shelves, chajjas, lintels, bands, plain window sills, staircases and spiral stair cases above plinth level up to floor five level, excluding the cost of centering, shuttering, finishing and reinforcement with 1:1.5:3 (1 cement : 1.5 coarse sand(zone-III) derived from natural sources : 3 graded stone aggregate 20 mm nominal size derived from natural sources). | item no.19 | 0.11 | cum
1.2 | Centering and shuttering including strutting, propping etc. and removal of form for | item no.20 | [53 empty] | 1.2 | Centering and shuttering including strutting, propping etc. and removal of form for | item no.20
1.21 | Shelves (Cast in situ) | item no.21 | 40 | sqm | 672.12 |  |  | Excess(+) | 1 | Full Conversion | INR | [40 empty] | 26884.8 | 26884.8 | INR Twenty Six Thousand Eight Hundred & Eighty Four and Paise Eighty Only |  | 1.21 | Shelves (Cast in situ) | item no.21 | 40 | sqm
1.22 | Lintels, beams, plinth beams, girders, bressumers and cantilevers | item no.22 | 5.65 | sqm | 533.41 |  |  | Excess(+) | 1 | Full Conversion | INR | [40 empty] | 3013.77 | 3013.77 | INR Three Thousand &Thirteen and Paise Seventy Seven Only |  | 1.22 | Lintels, beams, plinth beams, girders, bressumers and cantilevers | item no.22 | 5.65 | sqm
1.23 | Columns, Pillars, Piers, Abutments, Posts and Struts | item no.23 | 9.85 | sqm | 705.17 |  |  | Excess(+) | 1 | Full Conversion | INR | [40 empty] | 6945.92 | 6945.92 | INR Six Thousand Nine Hundred & Forty Five and Paise Ninety Two Only |  | 1.23 | Columns, Pillars, Piers, Abutments, Posts and Struts | item no.23 | 9.85 | sqm
1.24 | Providing, hoisting and fixing above plinth level up to floor five level precast reinforced cement concrete in lintels, beams and bressumers, including setting in cement mortar 1:3 (1 cement : 3 coarse sand), cost of required centering and shuttering but , excluding the cost of reinforcement, with 1:1.5:3 (1 cement : 1.5 coarse sand (zone-III) derived from natural sources : 3 graded stone aggregate 20 mm nominal size derived from natural sources) | item no.24 | 0.05 | cum | 10803.38 |  |  | Excess(+) | 1 | Full Conversion | INR | [40 empty] | 540.17 | 540.17 | INR Five Hundred & Forty and Paise Seventeen Only |  | 1.24 | Providing, hoisting and fixing above plinth level up to floor five level precast reinforced cement concrete in lintels, beams and bressumers, including setting in cement mortar 1:3 (1 cement : 3 coarse sand), cost of required centering and shuttering but , excluding the cost of reinforcement, with 1:1.5:3 (1 cement : 1.5 coarse sand (zone-III) derived from natural sources : 3 graded stone aggregate 20 mm nominal size derived from natural sources) | item no.24 | 0.05 | cum
1.25 | Steel reinforcement for R.C.C. work including straightening, cutting, bending, placing in position and binding all complete upto plinth level. | item no.25 | [53 empty] | 1.25 | Steel reinforcement for R.C.C. work including straightening, cutting, bending, placing in position and binding all complete upto plinth level. | item no.25
1.26 | Thermo-Mechanically Treated bars of grade Fe-500D or more. | item no.26 | 3400 | kg | 78.61 |  |  | Excess(+) | 1 | Full Conversion | INR | [40 empty] | 267274 | 267274 | INR Two Lakh Sixty Seven Thousand Two Hundred & Seventy Four Only |  | 1.26 | Thermo-Mechanically Treated bars of grade Fe-500D or more. | item no.26 | 3400 | kg
1.27 | Steel reinforcement for R.C.C. work including straightening, cutting, bending, placing in position and binding all complete above plinth level. | item no.27 | [53 empty] | 1.27 | Steel reinforcement for R.C.C. work including straightening, cutting, bending, placing in position and binding all complete above plinth level. | item no.27
1.28 | Thermo-Mechanically Treated bars of grade Fe-500D or more. | item no.28 | 508 | kg | 78.61 |  |  | Excess(+) | 1 | Full Conversion | INR | [40 empty] | 39933.88 | 39933.88 | INR Thirty Nine Thousand Nine Hundred & Thirty Three and Paise Eighty Eight Only |  | 1.28 | Thermo-Mechanically Treated bars of grade Fe-500D or more. | item no.28 | 508 | kg
1.29 | Providing and laying in position ready mixed or site batched design mix cement concrete for reinforced cement concrete work; using coarse aggregate and fine aggregate derived from natural sources, Portland Pozzolana / Ordinary Portland /Portland Slag cement, admixtures in recommended proportions as per IS: 9103 to accelerate / retard setting of concrete, to improve durability and workability without impairing strength; including pumping of concrete to site of laying, curing, carriage for all leads; but excluding the cost of centering, shuttering, finishing and reinforcement as per direction of the engineer-in-charge; for the following grades of concrete. Note: Extra cement up to 10% of the minimum specified cement content in design mix shall be payable separately. In case the cement content in design mix is more than 110% of the specified minimum cement content, the contractor shall have discretion to either re-design the mix or bear the cost of extra cement. | item no.29 | [53 empty] | 1.29 | Providing and laying in position ready mixed or site batched design mix cement concrete for reinforced cement concrete work; using coarse aggregate and fine aggregate derived from natural sources, Portland Pozzolana / Ordinary Portland /Portland Slag cement, admixtures in recommended proportions as per IS: 9103 to accelerate / retard setting of concrete, to improve durability and workability without impairing strength; including pumping of concrete to site of laying, curing, carriage for all leads; but excluding the cost of centering, shuttering, finishing and reinforcement as per direction of the engineer-in-charge; for the following grades of concrete. Note: Extra cement up to 10% of the minimum specified cement content in design mix shall be payable separately. In case the cement content in design mix is more than 110% of the specified minimum cement content, the contractor shall have discretion to either re-design the mix or bear the cost of extra cement. | item no.29
1.3 | All works upto plinth level | item no.30 | [53 empty] | 1.3 | All works upto plinth level | item no.30
1.31 | Concrete of M25 grade with minimum cement content of 330 kg /cum | item no.31 | 57.82 | cum | 7012.1 |  |  | Excess(+) | 1 | Full Conversion | INR | [40 empty] | 405439.62 | 405439.62 | INR Four Lakh Five Thousand Four Hundred & Thirty Nine and Paise Sixty Two Only |  | 1.31 | Concrete of M25 grade with minimum cement content of 330 kg /cum | item no.31 | 57.82 | cum
1.32 | All works above plinth level upto floor V level | item no.32 | [53 empty] | 1.32 | All works above plinth level upto floor V level | item no.32
1.33 | Concrete of M25 grade with minimum cement content of 330 kg /cum | item no.33 | 4.18 | cum | 8838.36 |  |  | Excess(+) | 1 | Full Conversion | INR | [40 empty] | 36944.34 | 36944.34 | INR Thirty Six Thousand Nine Hundred & Forty Four and Paise Thirty Four Only |  | 1.33 | Concrete of M25 grade with minimum cement content of 330 kg /cum | item no.33 | 4.18 | cum
1.34 | Add for using extra cement in the items of design mix over and above the specified cement content therein. | item no.34 | 4.2 | quintal | 603.64 |  |  | Excess(+) | 1 | Full Conversion | INR | [40 empty] | 2535.29 | 2535.29 | INR Two Thousand Five Hundred & Thirty Five and Paise Twenty Nine Only |  | 1.34 | Add for using extra cement in the items of design mix over and above the specified cement content therein. | item no.34 | 4.2 | quintal
1.35 | MASONRY WORK | item no.35 | [53 empty] | 1.35 | MASONRY WORK | item no.35
1.36 | Brick work with common burnt clay F.P.S. (non modular) bricks of class designation 7.5 in foundation and plinth in: | item no.36 | [53 empty] | 1.36 | Brick work with common burnt clay F.P.S. (non modular) bricks of class designation 7.5 in foundation and plinth in: | item no.36
1.37 | Cement mortar 1:6 (1 cement : 6 coarse sand) | item no.37 | 1.5 | cum | 5838.01 |  |  | Excess(+) | 1 | Full Conversion | INR | [40 empty] | 8757.02 | 8757.02 | INR Eight Thousand Seven Hundred & Fifty Seven and Paise Two Only |  | 1.37 | Cement mortar 1:6 (1 cement : 6 coarse sand) | item no.37 | 1.5 | cum
1.38 | Brick work with common burnt clay F.P.S. (non modular) bricks of class designation 7.5 in superstructure above plinth level up to floor V level in all shapes and sizes in : | item no.38 | [53 empty] | 1.38 | Brick work with common burnt clay F.P.S. (non modular) bricks of class designation 7.5 in superstructure above plinth level up to floor V level in all shapes and sizes in : | item no.38
1.39 | Cement mortar 1:6 (1 cement : 6 coarse sand) | item no.39 | 2.9 | cum | 7267.3 |  |  | Excess(+) | 1 | Full Conversion | INR | [40 empty] | 21075.17 | 21075.17 | INR Twenty One Thousand &Seventy Five and Paise Seventeen Only |  | 1.39 | Cement mortar 1:6 (1 cement : 6 coarse sand) | item no.39 | 2.9 | cum
1.4 | Half brick masonry with common burnt clay F.P.S. (non modular) bricks of class designation 7.5 in superstructure above plinth level up to floor V level. | item no.40 | [53 empty] | 1.4 | Half brick masonry with common burnt clay F.P.S. (non modular) bricks of class designation 7.5 in superstructure above plinth level up to floor V level. | item no.40
1.41 | Cement mortar 1:4 (1 cement :4 coarse sand) | item no.41 | 73 | sqm | 892.63 |  |  | Excess(+) | 1 | Full Conversion | INR | [40 empty] | 65161.99 | 65161.99 | INR Sixty Five Thousand One Hundred & Sixty One and Paise Ninety Nine Only |  | 1.41 | Cement mortar 1:4 (1 cement :4 coarse sand) | item no.41 | 73 | sqm
1.42 | Brick work with common burnt clay selected F.P.S. (non modular) bricks of class designation 7.5 in exposed brick work including making horizontal and vertical grooves 10 mm wide 12 mm deep complete in cement mortar 1:6 (1 cement : 6 coarse sand) | item no.42 | [53 empty] | 1.42 | Brick work with common burnt clay selected F.P.S. (non modular) bricks of class designation 7.5 in exposed brick work including making horizontal and vertical grooves 10 mm wide 12 mm deep complete in cement mortar 1:6 (1 cement : 6 coarse sand) | item no.42
1.43 | Above plinth level upto floor V level | item no.43 | 3.3 | cum | 7510.7 |  |  | Excess(+) | 1 | Full Conversion | INR | [40 empty] | 24785.31 | 24785.31 | INR Twenty Four Thousand Seven Hundred & Eighty Five and Paise Thirty One Only |  | 1.43 | Above plinth level upto floor V level | item no.43 | 3.3 | cum
1.44 | Brick edging 7cm wide 11.4 cm deep to plinth protection with common burnt clay F.P.S. (non modular) bricks of class designation 7.5 including grouting with cement mortar 1:4 (1 cement : 4 fine sand). | item no.44 | 5.5 | metre | 48.93 |  |  | Excess(+) | 1 | Full Conversion | INR | [40 empty] | 269.12 | 269.12 | INR Two Hundred & Sixty Nine and Paise Twelve Only |  | 1.44 | Brick edging 7cm wide 11.4 cm deep to plinth protection with common burnt clay F.P.S. (non modular) bricks of class designation 7.5 including grouting with cement mortar 1:4 (1 cement : 4 fine sand). | item no.44 | 5.5 | metre
1.45 | CLADDING WORK | item no.45 | [53 empty] | 1.45 | CLADDING WORK | item no.45
1.46 | Providing and fixing 18 mm thick gang saw cut, mirror polished, premoulded and prepolished, machine cut for kitchen platforms, vanity counters, window sills, facias and similar locations of required size, approved shade, colour and texture laid over 20 mm thick base cement mortar 1:4 (1 cement : 4 coarse sand), joints treated with white cement, mixed with matching pigment, epoxy touch ups, including rubbing, curing, moulding and polishing to edges to give high gloss finish etc. complete at all levels. | item no.46 | [53 empty] | 1.46 | Providing and fixing 18 mm thick gang saw cut, mirror polished, premoulded and prepolished, machine cut for kitchen platforms, vanity counters, window sills, facias and similar locations of required size, approved shade, colour and texture laid over 20 mm thick base cement mortar 1:4 (1 cement : 4 coarse sand), joints treated with white cement, mixed with matching pigment, epoxy touch ups, including rubbing, curing, moulding and polishing to edges to give high gloss finish etc. complete at all levels. | item no.46
1.47 | Granite stone slab colour black, Cherry/Ruby red | item no.47 | [53 empty] | 1.47 | Granite stone slab colour black, Cherry/Ruby red | item no.47
1.48 | Area of slab over 0.50 sqm | item no.48 | 28 | sqm | 3880.18 |  |  | Excess(+) | 1 | Full Conversion | INR | [40 empty] | 108645.04 | 108645.04 | INR One Lakh Eight Thousand Six Hundred & Forty Five and Paise Four Only |  | 1.48 | Area of slab over 0.50 sqm | item no.48 | 28 | sqm
1.49 | Providing and fixing Ist quality ceramic glazed wall tiles conforming to IS: 15622 (thickness to be specified by the manufacturer), of approved make, in all colours, shades except burgundy, bottle green, black of any size as approved by Engineer-in-Charge, in skirting, risers of steps and dados, over 12 mm thick bed of cement mortar 1:3 (1 cement : 3 coarse sand) and jointing with grey cement slurry @ 3.3kg per sqm, including pointing in white cement mixed with pigment of matching shade complete. | item no.49 | 9.67 | sqm | 932.44 |  |  | Excess(+) | 1 | Full Conversion | INR | [40 empty] | 9016.69 | 9016.69 | INR Nine Thousand &Sixteen and Paise Sixty Nine Only |  | 1.49 | Providing and fixing Ist quality ceramic glazed wall tiles conforming to IS: 15622 (thickness to be specified by the manufacturer), of approved make, in all colours, shades except burgundy, bottle green, black of any size as approved by Engineer-in-Charge, in skirting, risers of steps and dados, over 12 mm thick bed of cement mortar 1:3 (1 cement : 3 coarse sand) and jointing with grey cement slurry @ 3.3kg per sqm, including pointing in white cement mixed with pigment of matching shade complete. | item no.49 | 9.67 | sqm
1.5 | WOOD AND P. V. C. WORK | item no.50 | [53 empty] | 1.5 | WOOD AND P. V. C. WORK | item no.50
1.51 | Providing and fixing ISI marked flush door shutters conforming to IS : 2202 (Part I) non-decorative type, core of block board construction with frame of 1st class hard wood and well matched commercial 3 ply veneering with vertical grains or cross bands and face veneers on both faces of shutters: | item no.51 | [53 empty] | 1.51 | Providing and fixing ISI marked flush door shutters conforming to IS : 2202 (Part I) non-decorative type, core of block board construction with frame of 1st class hard wood and well matched commercial 3 ply veneering with vertical grains or cross bands and face veneers on both faces of shutters: | item no.51
1.52 | 35 mm thick including ISI marked Stainless Steel butt hinges with necessary screws | item no.52 | 8.4 | sqm | 1767.43 |  |  | Excess(+) | 1 | Full Conversion | INR | [40 empty] | 14846.41 | 14846.41 | INR Fourteen Thousand Eight Hundred & Forty Six and Paise Forty One Only |  | 1.52 | 35 mm thick including ISI marked Stainless Steel butt hinges with necessary screws | item no.52 | 8.4 | sqm
1.53 | Extra for cutting rebate in flush door shutters (Total area of the shutter to be measured). | item no.53 | 6.3 | sqm | 82.11 |  |  | Excess(+) | 1 | Full Conversion | INR | [40 empty] | 517.29 | 517.29 | INR Five Hundred & Seventeen and Paise Twenty Nine Only |  | 1.53 | Extra for cutting rebate in flush door shutters (Total area of the shutter to be measured). | item no.53 | 6.3 | sqm
1.54 | Providing and fixing ISI marked oxidised M.S. sliding door bolts with nuts and screws etc. complete : | item no.54 | [53 empty] | 1.54 | Providing and fixing ISI marked oxidised M.S. sliding door bolts with nuts and screws etc. complete : | item no.54
1.55 | 250x16 mm | item no.55 | 1 | each | 145.46 |  |  | Excess(+) | 1 | Full Conversion | INR | [40 empty] | 145.46 | 145.46 | INR One Hundred & Forty Five and Paise Forty Six Only |  | 1.55 | 250x16 mm | item no.55 | 1 | each
1.56 | Providing and fixing ISI marked oxidised M.S. handles conforming to IS:4992 with necessary screws etc. complete : | item no.56 | [53 empty] | 1.56 | Providing and fixing ISI marked oxidised M.S. handles conforming to IS:4992 with necessary screws etc. complete : | item no.56
1.57 | 125 mm | item no.57 | 2 | each | 30.86 |  |  | Excess(+) | 1 | Full Conversion | INR | [40 empty] | 61.72 | 61.72 | INR Sixty One and Paise Seventy Two Only |  | 1.57 | 125 mm | item no.57 | 2 | each
1.58 | Providing and fixing aluminium die cast body tubular type universal hydraulic door closer (having brand logo with ISI, IS : 3564, embossed on the body, door weight upto 35 kg and door width upto 700 mm), with necessary accessories and screws etc. complete. | item no.58 | 5 | each | 899.3 |  |  | Excess(+) | 1 | Full Conversion | INR | [40 empty] | 4496.5 | 4496.5 | INR Four Thousand Four Hundred & Ninety Six and Paise Fifty Only |  | 1.58 | Providing and fixing aluminium die cast body tubular type universal hydraulic door closer (having brand logo with ISI, IS : 3564, embossed on the body, door weight upto 35 kg and door width upto 700 mm), with necessary accessories and screws etc. complete. | item no.58 | 5 | each
1.59 | Providing and fixing aluminium sliding door bolts, ISI marked anodised (anodic coating not less than grade AC 10 as per IS : 1868), transparent or dyed to required colour or shade, with nuts and screws etc. complete : | item no.59 | [53 empty] | 1.59 | Providing and fixing aluminium sliding door bolts, ISI marked anodised (anodic coating not less than grade AC 10 as per IS : 1868), transparent or dyed to required colour or shade, with nuts and screws etc. complete : | item no.59
1.6 | 300x16 mm | item no.60 | 1 | each | 228.23 |  |  | Excess(+) | 1 | Full Conversion | INR | [40 empty] | 228.23 | 228.23 | INR Two Hundred & Twenty Eight and Paise Twenty Three Only |  | 1.6 | 300x16 mm | item no.60 | 1 | each
1.61 | 250x16 mm | item no.61 | 2 | each | 205.96 |  |  | Excess(+) | 1 | Full Conversion | INR | [40 empty] | 411.92 | 411.92 | INR Four Hundred & Eleven and Paise Ninety Two Only |  | 1.61 | 250x16 mm | item no.61 | 2 | each
1.62 | Providing and fixing aluminium tower bolts, ISI marked, anodised (anodic coating not less than grade AC 10 as per IS : 1868 ) transparent or dyed to required colour or shade, with necessary screws etc. complete : | item no.62 | [53 empty] | 1.62 | Providing and fixing aluminium tower bolts, ISI marked, anodised (anodic coating not less than grade AC 10 as per IS : 1868 ) transparent or dyed to required colour or shade, with necessary screws etc. complete : | item no.62
1.63 | 250x10 mm | item no.63 | 10 | each | 91.54 |  |  | Excess(+) | 1 | Full Conversion | INR | [40 empty] | 915.4 | 915.4 | INR Nine Hundred & Fifteen and Paise Forty Only |  | 1.63 | 250x10 mm | item no.63 | 10 | each
1.64 | Providing and fixing aluminium handles, ISI marked, anodised (anodic coating not less than grade AC 10 as per IS : 1868) transparent or dyed to required colour or shade, with necessary screws etc. complete : | item no.64 | [53 empty] | 1.64 | Providing and fixing aluminium handles, ISI marked, anodised (anodic coating not less than grade AC 10 as per IS : 1868) transparent or dyed to required colour or shade, with necessary screws etc. complete : | item no.64
1.65 | 125 mm | item no.65 | 20 | each | 52.65 |  |  | Excess(+) | 1 | Full Conversion | INR | [40 empty] | 1053 | 1053 | INR One Thousand &Fifty Three Only |  | 1.65 | 125 mm | item no.65 | 20 | each
1.66 | Providing and fixing aluminium hanging floor door stopper, ISI marked, anodised (anodic coating not less than grade AC 10 as per IS : 1868) transparent or dyed to required colour and shade, with necessary screws etc. complete. | item no.66 | [53 empty] | 1.66 | Providing and fixing aluminium hanging floor door stopper, ISI marked, anodised (anodic coating not less than grade AC 10 as per IS : 1868) transparent or dyed to required colour and shade, with necessary screws etc. complete. | item no.66
1.67 | Twin rubber stopper | item no.67 | 9 | each | 54.58 |  |  | Excess(+) | 1 | Full Conversion | INR | [40 empty] | 491.22 | 491.22 | INR Four Hundred & Ninety One and Paise Twenty Two Only |  | 1.67 | Twin rubber stopper | item no.67 | 9 | each
1.68 | Providing and fixing bright finished brass 100 mm mortice latch and lock, ISI marked, with six levers and a pair of anodised (anodic coating not less than grade AC 10 as per IS : 1868) aluminium lever handles of approved quality with necessary screws etc. complete. | item no.68 | 1 | each | 648.66 |  |  | Excess(+) | 1 | Full Conversion | INR | [40 empty] | 648.66 | 648.66 | INR Six Hundred & Forty Eight and Paise Sixty Six Only |  | 1.68 | Providing and fixing bright finished brass 100 mm mortice latch and lock, ISI marked, with six levers and a pair of anodised (anodic coating not less than grade AC 10 as per IS : 1868) aluminium lever handles of approved quality with necessary screws etc. complete. | item no.68 | 1 | each
1.69 | Providing and fixing partition upto ceiling height consisting of G.I. frame and required board, including providing and fixing of frame work made of special section power pressed/ roll form G.I. sheet with zinc coating of 120 gms/sqm(both side inclusive), consisting of floor and ceiling channel 50mm wide having equal flanges of 32 mm and 0.50 mm thick, fixed to the floor and ceiling at the spacing of 610 mm centre to centre with dash fastener of 12.5 mm dia meter 50 mm length or suitable anchor fastener or metal screws with nylon plugs and the studs 48 mm wide having one flange of 34 mm and other flange 36 mm and 0.50 mm thick fixed vertically within flanges of floor and ceiling channel and placed at a spacing of 610 mm centre to centre by 6 mm dia bolts and nuts, including fixing of studs along both ends of partition fixed flush to wall with suitable anchor fastener or metal screws with nylon plugs at spacing of 450 mm centre to centre, and fixing of boards to both side of frame work by 25 mm long dry wall screws on studs, floor and ceiling channels at the spacing of 300 mm centre to centre. The boards are to be fixed to the frame work with joints staggered to avoid through cracks, M.S. fixing channel of 99 mm width (0.9 mm thick having two flanges of 9.5 mm each) to be provided at the horizontal joints of two boards, fixed to the studs using metal to metal flat head screws, including jointing and finishing to a flush finish with recommended jointing compound, jointing tape, angle beads at corners (25 mm x 25 mm x 0.5 mm), joint finisher and two coats of primer suitable for board as per manufacture's specification and direction of engineer in charge all complete. | item no.69 | [53 empty] | 1.69 | Providing and fixing partition upto ceiling height consisting of G.I. frame and required board, including providing and fixing of frame work made of special section power pressed/ roll form G.I. sheet with zinc coating of 120 gms/sqm(both side inclusive), consisting of floor and ceiling channel 50mm wide having equal flanges of 32 mm and 0.50 mm thick, fixed to the floor and ceiling at the spacing of 610 mm centre to centre with dash fastener of 12.5 mm dia meter 50 mm length or suitable anchor fastener or metal screws with nylon plugs and the studs 48 mm wide having one flange of 34 mm and other flange 36 mm and 0.50 mm thick fixed vertically within flanges of floor and ceiling channel and placed at a spacing of 610 mm centre to centre by 6 mm dia bolts and nuts, including fixing of studs along both ends of partition fixed flush to wall with suitable anchor fastener or metal screws with nylon plugs at spacing of 450 mm centre to centre, and fixing of boards to both side of frame work by 25 mm long dry wall screws on studs, floor and ceiling channels at the spacing of 300 mm centre to centre. The boards are to be fixed to the frame work with joints staggered to avoid through cracks, M.S. fixing channel of 99 mm width (0.9 mm thick having two flanges of 9.5 mm each) to be provided at the horizontal joints of two boards, fixed to the studs using metal to metal flat head screws, including jointing and finishing to a flush finish with recommended jointing compound, jointing tape, angle beads at corners (25 mm x 25 mm x 0.5 mm), joint finisher and two coats of primer suitable for board as per manufacture's specification and direction of engineer in charge all complete. | item no.69
1.7 | 75 mm overall thickness partition with 12.5 mm thick double skin fire rated Glass Reinforced Gypsum (GRG) plaster board conforming to IS: 2095: part 3 (Board with BIS certification marks) | item no.70 | 55 | sqm | 1576.19 |  |  | Excess(+) | 1 | Full Conversion | INR | [40 empty] | 86690.45 | 86690.45 | INR Eighty Six Thousand Six Hundred & Ninety and Paise Forty Five Only |  | 1.7 | 75 mm overall thickness partition with 12.5 mm thick double skin fire rated Glass Reinforced Gypsum (GRG) plaster board conforming to IS: 2095: part 3 (Board with BIS certification marks) | item no.70 | 55 | sqm
1.71 | Providing and fixing sliding arrangement in racks/ cupboards/cabinets shutter by with stainless steel rollers to run inside C or E aluminium channel section (The payment of C or E channel shall be made separately) | item no.71 | 4 | each | 15.48 |  |  | Excess(+) | 1 | Full Conversion | INR | [40 empty] | 61.92 | 61.92 | INR Sixty One and Paise Ninety Two Only |  | 1.71 | Providing and fixing sliding arrangement in racks/ cupboards/cabinets shutter by with stainless steel rollers to run inside C or E aluminium channel section (The payment of C or E channel shall be made separately) | item no.71 | 4 | each
1.72 | Providing and fixing frame work for partitions/ wall lining etc. made of 50x50x1.6 mm hollow MS tube, placed along the walls, ceiling and floor in a grid pattern with spacing @ 60 cm centre to centre both ways (vertically & horizontally) or at required spacing near opening, with necessary welding at junctions and fixing the frame to wall/ ceiling/ floors with steel dash fasteners of 8 mm dia, 75 mm long bolt, including making provision for opening for doors, windows, electrical conduits, switch boards etc., including providing with two coats of approved steel primer etc. complete, all as per direction of Engineer-in-charge. | item no.72 | 145 | kg | 116.92 |  |  | Excess(+) | 1 | Full Conversion | INR | [40 empty] | 16953.4 | 16953.4 | INR Sixteen Thousand Nine Hundred & Fifty Three and Paise Forty Only |  | 1.72 | Providing and fixing frame work for partitions/ wall lining etc. made of 50x50x1.6 mm hollow MS tube, placed along the walls, ceiling and floor in a grid pattern with spacing @ 60 cm centre to centre both ways (vertically & horizontally) or at required spacing near opening, with necessary welding at junctions and fixing the frame to wall/ ceiling/ floors with steel dash fasteners of 8 mm dia, 75 mm long bolt, including making provision for opening for doors, windows, electrical conduits, switch boards etc., including providing with two coats of approved steel primer etc. complete, all as per direction of Engineer-in-charge. | item no.72 | 145 | kg
1.73 | STEEL WORK | item no.73 | [53 empty] | 1.73 | STEEL WORK | item no.73
1.74 | Providing and fixing 1mm thick M.S. sheet door with frame of 40x40x6 mm angle iron and 3 mm M.S. gusset plates at the junctions and corners, all necessary fittings complete, including applying a priming coat of approved steel primer. | item no.74 | [53 empty] | 1.74 | Providing and fixing 1mm thick M.S. sheet door with frame of 40x40x6 mm angle iron and 3 mm M.S. gusset plates at the junctions and corners, all necessary fittings complete, including applying a priming coat of approved steel primer. | item no.74
1.75 | Using M.S. angels 40x40x6 mm for diagonal braces | item no.75 | 1.9 | sqm | 4192.15 |  |  | Excess(+) | 1 | Full Conversion | INR | [40 empty] | 7965.09 | 7965.09 | INR Seven Thousand Nine Hundred & Sixty Five and Paise Nine Only |  | 1.75 | Using M.S. angels 40x40x6 mm for diagonal braces | item no.75 | 1.9 | sqm
1.76 | Providing and fixing T-iron frames for doors, windows and ventilators of mild steel Tee-sections, joints mitred and welded, including fixing of necessary butt hinges and screws and applying a priming coat of approved steel primer. | item no.76 | [53 empty] | 1.76 | Providing and fixing T-iron frames for doors, windows and ventilators of mild steel Tee-sections, joints mitred and welded, including fixing of necessary butt hinges and screws and applying a priming coat of approved steel primer. | item no.76
1.77 | Fixing with 15x3 mm lugs 10 cm long embedded in cement concrete block 15x10x10 cm of C.C. 1:3:6 (1 Cement : 3 coarse sand : 6 graded stone aggregate 20 mm nominal size). | item no.77 | 82 | kg | 100.53 |  |  | Excess(+) | 1 | Full Conversion | INR | [40 empty] | 8243.46 | 8243.46 | INR Eight Thousand Two Hundred & Forty Three and Paise Forty Six Only |  | 1.77 | Fixing with 15x3 mm lugs 10 cm long embedded in cement concrete block 15x10x10 cm of C.C. 1:3:6 (1 Cement : 3 coarse sand : 6 graded stone aggregate 20 mm nominal size). | item no.77 | 82 | kg
1.78 | Steel work welded in built up sections/ framed work, including cutting, hoisting, fixing in position and applying a priming coat of approved steel primer using structural steel etc. as required. | item no.78 | [53 empty] | 1.78 | Steel work welded in built up sections/ framed work, including cutting, hoisting, fixing in position and applying a priming coat of approved steel primer using structural steel etc. as required. | item no.78
1.79 | In gratings, frames, guard bar, ladder, railings, brackets, gates and similar works | item no.79 | 147.3 | kg | 124.77 |  |  | Excess(+) | 1 | Full Conversion | INR | [40 empty] | 18378.62 | 18378.62 | INR Eighteen Thousand Three Hundred & Seventy Eight and Paise Sixty Two Only |  | 1.79 | In gratings, frames, guard bar, ladder, railings, brackets, gates and similar works | item no.79 | 147.3 | kg
1.8 | Providing and fixing carbon steel galvanised ( minimum coating 5 micron) dash fastener of 10 mm dia double threaded 6.8 grade (yield strength 480 N/mm2), counter sunk head, comprising of 10 mm dia polyamide PA 6 grade sleeve, including drilling of hole in frame , concrete/ masonry, etc. as per direction of Engineer-in-charge. | item no.80 | [53 empty] | 1.8 | Providing and fixing carbon steel galvanised ( minimum coating 5 micron) dash fastener of 10 mm dia double threaded 6.8 grade (yield strength 480 N/mm2), counter sunk head, comprising of 10 mm dia polyamide PA 6 grade sleeve, including drilling of hole in frame , concrete/ masonry, etc. as per direction of Engineer-in-charge. | item no.80
1.81 | 10 x 80 mm | item no.81 | 150 | each | 102.85 |  |  | Excess(+) | 1 | Full Conversion | INR | [40 empty] | 15427.5 | 15427.5 | INR Fifteen Thousand Four Hundred & Twenty Seven and Paise Fifty Only |  | 1.81 | 10 x 80 mm | item no.81 | 150 | each
1.82 | Providing and fixing stainless steel ( Grade 304) railing made of Hollow tubes, channels, plates etc., including welding, grinding, buffing, polishing and making curvature (wherever required) and fitting the same with necessary stainless steel nuts and bolts complete, i/c fixing the railing with necessary accessories & stainless steel dash fasteners , stainless steel bolts etc., of required size, on the top of the floor or the side of waist slab with suitable arrangement as per approval of Engineer-in- charge, (for payment purpose only weight of stainless steel members shall be considered excluding fixing accessories such as nuts, bolts, fasteners etc.). | item no.82 | 20 | kg | 536.83 |  |  | Excess(+) | 1 | Full Conversion | INR | [40 empty] | 10736.6 | 10736.6 | INR Ten Thousand Seven Hundred & Thirty Six and Paise Sixty Only |  | 1.82 | Providing and fixing stainless steel ( Grade 304) railing made of Hollow tubes, channels, plates etc., including welding, grinding, buffing, polishing and making curvature (wherever required) and fitting the same with necessary stainless steel nuts and bolts complete, i/c fixing the railing with necessary accessories & stainless steel dash fasteners , stainless steel bolts etc., of required size, on the top of the floor or the side of waist slab with suitable arrangement as per approval of Engineer-in- charge, (for payment purpose only weight of stainless steel members shall be considered excluding fixing accessories such as nuts, bolts, fasteners etc.). | item no.82 | 20 | kg
1.83 | FLOORING | item no.83 | [53 empty] | 1.83 | FLOORING | item no.83
1.84 | Cement concrete flooring 1:2:4 (1 cement : 2 coarse sand : 4 graded stone aggregate) finished with a floating coat of neat cement, including cement slurry, but excluding the cost of nosing of steps etc. complete. | item no.84 | [53 empty] | 1.84 | Cement concrete flooring 1:2:4 (1 cement : 2 coarse sand : 4 graded stone aggregate) finished with a floating coat of neat cement, including cement slurry, but excluding the cost of nosing of steps etc. complete. | item no.84
1.85 | 40 mm thick with 20 mm nominal size stone aggregate | item no.85 | 6.35 | sqm | 477.86 |  |  | Excess(+) | 1 | Full Conversion | INR | [40 empty] | 3034.41 | 3034.41 | INR Three Thousand &Thirty Four and Paise Forty One Only |  | 1.85 | 40 mm thick with 20 mm nominal size stone aggregate | item no.85 | 6.35 | sqm
1.86 | 62 mm thick cement concrete flooring with concrete hardener topping, under layer 50 mm thick cement concrete 1:2:4 (1 cement : 2 coarse sand : 4 graded stone aggregate 20mm nominal size) and top layer 12mm thick cement hardener consisting of mix 1:2 (1 cement hardener mix : 2 graded stone aggregate, 6mm nominal size) by volume, hardening compound mixed @ 2 litre per 50 kg of cement or as per manufacture’s specifications. This includes cost of cement slurry, but excluding the cost of nosing of steps etc. complete. | item no.86 | 385 | sqm | 814.25 |  |  | Excess(+) | 1 | Full Conversion | INR | [40 empty] | 313486.25 | 313486.25 | INR Three Lakh Thirteen Thousand Four Hundred & Eighty Six and Paise Twenty Five Only |  | 1.86 | 62 mm thick cement concrete flooring with concrete hardener topping, under layer 50 mm thick cement concrete 1:2:4 (1 cement : 2 coarse sand : 4 graded stone aggregate 20mm nominal size) and top layer 12mm thick cement hardener consisting of mix 1:2 (1 cement hardener mix : 2 graded stone aggregate, 6mm nominal size) by volume, hardening compound mixed @ 2 litre per 50 kg of cement or as per manufacture’s specifications. This includes cost of cement slurry, but excluding the cost of nosing of steps etc. complete. | item no.86 | 385 | sqm
1.87 | Cement plaster skirting up to 30 cm height, with cement mortar 1:3 (1 cement : 3 coarse sand), finished with a floating coat of neat cement. | item no.87 | [53 empty] | 1.87 | Cement plaster skirting up to 30 cm height, with cement mortar 1:3 (1 cement : 3 coarse sand), finished with a floating coat of neat cement. | item no.87
1.88 | 18 mm thick | item no.88 | 17.33 | sqm | 500.44 |  |  | Excess(+) | 1 | Full Conversion | INR | [40 empty] | 8672.63 | 8672.63 | INR Eight Thousand Six Hundred & Seventy Two and Paise Sixty Three Only |  | 1.88 | 18 mm thick | item no.88 | 17.33 | sqm
1.89 | Providing and fixing glass strips in joints of terrazo/ cement concrete floors. | item no.89 | [53 empty] | 1.89 | Providing and fixing glass strips in joints of terrazo/ cement concrete floors. | item no.89
1.9 | 40 mm wide and 4 mm thick | item no.90 | 802 | metre | 69.71 |  |  | Excess(+) | 1 | Full Conversion | INR | [40 empty] | 55907.42 | 55907.42 | INR Fifty Five Thousand Nine Hundred & Seven and Paise Forty Two Only |  | 1.9 | 40 mm wide and 4 mm thick | item no.90 | 802 | metre
1.91 | Providing and laying vitrified floor tiles in different sizes (thickness to be specified by the manufacturer) with water absorption less than 0.08% and conforming to IS: 15622, of approved make, in all colours and shades, laid on 20mm thick cement mortar 1:4 (1 cement : 4 coarse sand), jointing with grey cement slurry @ 3.3 kg/ sqm including grouting the joints with white cement and matching pigments etc., complete. | item no.91 | [53 empty] | 1.91 | Providing and laying vitrified floor tiles in different sizes (thickness to be specified by the manufacturer) with water absorption less than 0.08% and conforming to IS: 15622, of approved make, in all colours and shades, laid on 20mm thick cement mortar 1:4 (1 cement : 4 coarse sand), jointing with grey cement slurry @ 3.3 kg/ sqm including grouting the joints with white cement and matching pigments etc., complete. | item no.91
1.92 | Size of Tile 600x600 mm | item no.92 | 13.2 | sqm | 1242.13 |  |  | Excess(+) | 1 | Full Conversion | INR | [40 empty] | 16396.12 | 16396.12 | INR Sixteen Thousand Three Hundred & Ninety Six and Paise Twelve Only |  | 1.92 | Size of Tile 600x600 mm | item no.92 | 13.2 | sqm
1.93 | Providing and laying Vitrified tiles in different sizes (thickness to be specified by manufacturer), with water absorption less than 0.08 % and conforming to I.S. 15622, of approved make, in all colours & shade, in skirting, riser of steps, over 12 mm thick bed of cement mortar 1:3 (1 cement: 3 coarse sand), jointing with grey cement slurry @ 3.3 kg/ sqm including grouting the joint with white cement & matching pigments etc. complete. | item no.93 | [53 empty] | 1.93 | Providing and laying Vitrified tiles in different sizes (thickness to be specified by manufacturer), with water absorption less than 0.08 % and conforming to I.S. 15622, of approved make, in all colours & shade, in skirting, riser of steps, over 12 mm thick bed of cement mortar 1:3 (1 cement: 3 coarse sand), jointing with grey cement slurry @ 3.3 kg/ sqm including grouting the joint with white cement & matching pigments etc. complete. | item no.93
1.94 | Size of Tile 600x600 mm | item no.94 | 2.85 | sqm | 1285.84 |  |  | Excess(+) | 1 | Full Conversion | INR | [40 empty] | 3664.64 | 3664.64 | INR Three Thousand Six Hundred & Sixty Four and Paise Sixty Four Only |  | 1.94 | Size of Tile 600x600 mm | item no.94 | 2.85 | sqm
1.95 | Providing and laying Vitrified tiles in floor with different sizes (thickness to be specified by the manufacturer), with water absorption less than 0.08% and conforming to IS:15622, of approved brand & manufacturer, in all colours and shade, laid with cement based high polymer modified quick set tile adhesive (water based) conforming to IS : 15477, in average 6 mm thickness, including grouting of joints (Payment for grouting of joints to be made separately). | item no.95 | [53 empty] | 1.95 | Providing and laying Vitrified tiles in floor with different sizes (thickness to be specified by the manufacturer), with water absorption less than 0.08% and conforming to IS:15622, of approved brand & manufacturer, in all colours and shade, laid with cement based high polymer modified quick set tile adhesive (water based) conforming to IS : 15477, in average 6 mm thickness, including grouting of joints (Payment for grouting of joints to be made separately). | item no.95
1.96 | Size of Tile 600x600 mm | item no.96 | 53 | sqm | 1348.01 |  |  | Excess(+) | 1 | Full Conversion | INR | [40 empty] | 71444.53 | 71444.53 | INR Seventy One Thousand Four Hundred & Forty Four and Paise Fifty Three Only |  | 1.96 | Size of Tile 600x600 mm | item no.96 | 53 | sqm
1.97 | ROOFING | item no.97 | [53 empty] | 1.97 | ROOFING | item no.97
1.98 | Providing and fixing on wall face unplasticised Rigid PVC rain water pipes conforming to IS : 13592 Type A, including jointing with seal ring conforming to IS : 5382, leaving 10 mm gap for thermal expansion, (i) Single socketed pipes. | item no.98 | [53 empty] | 1.98 | Providing and fixing on wall face unplasticised Rigid PVC rain water pipes conforming to IS : 13592 Type A, including jointing with seal ring conforming to IS : 5382, leaving 10 mm gap for thermal expansion, (i) Single socketed pipes. | item no.98
1.99 | 110 mm diameter | item no.99 | 3 | metre | 280.36 |  |  | Excess(+) | 1 | Full Conversion | INR | [40 empty] | 841.08 | 841.08 | INR Eight Hundred & Forty One and Paise Eight Only |  | 1.99 | 110 mm diameter | item no.99 | 3 | metre
2 | Providing and fixing false ceiling at all height including providing and fixing of frame work made of special sections, power pressed from M.S. sheets and galvanized with zinc coating of 120 gms/sqm (both side inclusive) as per IS : 277 and consisting of angle cleats of size 25 mm wide x 1.6 mm thick with flanges of 27 mm and 37mm, at 1200 mm centre to centre, one flange fixed to the ceiling with dash fastener 12.5 mm dia x 50mm long with 6mm dia bolts, other flange of cleat fixed to the angle hangers of 25x10x0.50 mm of required length with nuts & bolts of required size and other end of angle hanger fixed with intermediate G.I. channels 45x15x0.9 mm running at the spacing of 1200 mm centre to centre, to which the ceiling section 0.5 mm thick bottom wedge of 80 mm with tapered flanges of 26 mm each having lips of 10.5 mm, at 450 mm centre to centre, shall be fixed in a direction perpendicular to G.I. intermediate channel with connecting clips made out of 2.64 mm dia x 230 mm long G.I. wire at every junction, including fixing perimeter channels 0.5 mm thick 27 mm high having flanges of 20 mm and 30 mm long, the perimeter of ceiling fixed to wall/partition with the help of rawl plugs at 450 mm centre, with 25mm long dry wall screws @ 230 mm interval, including fixing of gypsum board to ceiling section and perimeter channel with the help of dry wall screws of size 3.5 x 25 mm at 230 mm c/c, including jointing and finishing to a flush finish of tapered and square edges of the board with recommended jointing compound , jointing tapes , finishing with jointing compound in 3 layers covering upto 150 mm on both sides of joint and two coats of primer suitable for board, all as per manufacturer's specification and also including the cost of making openings for light fittings, grills, diffusers, cutouts made with frame of perimeter channels suitably fixed, all complete as per drawings, specification and direction of the Engineer in Charge but excluding the cost of painting with : | item no.100 | [53 empty] | 2 | Providing and fixing false ceiling at all height including providing and fixing of frame work made of special sections, power pressed from M.S. sheets and galvanized with zinc coating of 120 gms/sqm (both side inclusive) as per IS : 277 and consisting of angle cleats of size 25 mm wide x 1.6 mm thick with flanges of 27 mm and 37mm, at 1200 mm centre to centre, one flange fixed to the ceiling with dash fastener 12.5 mm dia x 50mm long with 6mm dia bolts, other flange of cleat fixed to the angle hangers of 25x10x0.50 mm of required length with nuts & bolts of required size and other end of angle hanger fixed with intermediate G.I. channels 45x15x0.9 mm running at the spacing of 1200 mm centre to centre, to which the ceiling section 0.5 mm thick bottom wedge of 80 mm with tapered flanges of 26 mm each having lips of 10.5 mm, at 450 mm centre to centre, shall be fixed in a direction perpendicular to G.I. intermediate channel with connecting clips made out of 2.64 mm dia x 230 mm long G.I. wire at every junction, including fixing perimeter channels 0.5 mm thick 27 mm high having flanges of 20 mm and 30 mm long, the perimeter of ceiling fixed to wall/partition with the help of rawl plugs at 450 mm centre, with 25mm long dry wall screws @ 230 mm interval, including fixing of gypsum board to ceiling section and perimeter channel with the help of dry wall screws of size 3.5 x 25 mm at 230 mm c/c, including jointing and finishing to a flush finish of tapered and square edges of the board with recommended jointing compound , jointing tapes , finishing with jointing compound in 3 layers covering upto 150 mm on both sides of joint and two coats of primer suitable for board, all as per manufacturer's specification and also including the cost of making openings for light fittings, grills, diffusers, cutouts made with frame of perimeter channels suitably fixed, all complete as per drawings, specification and direction of the Engineer in Charge but excluding the cost of painting with : | item no.100
2.01 | 12.5 mm thick tapered edge Glass Reinforced Gypsum (GRG) board conforming to IS: 2095- (Part 3):1996 (Boards with BIS certification marks) | item no.101 | 27 | sqm | 1127.97 |  |  | Excess(+) | 1 | Full Conversion | INR | [40 empty] | 30455.19 | 30455.19 | INR Thirty Thousand Four Hundred & Fifty Five and Paise Nineteen Only |  | 2.01 | 12.5 mm thick tapered edge Glass Reinforced Gypsum (GRG) board conforming to IS: 2095- (Part 3):1996 (Boards with BIS certification marks) | item no.101 | 27 | sqm
2.02 | Providing & fixing UV stabilised fiberglass reinforced plastic sheet roofing up to any pitch, including fixing with polymer coated 'J' or 'L' hooks, bolts & nuts 8mm dia. G.I plain/bitumen washers complete but excluding the cost of purlins, rafters, trusses etc. The sheets shall be manufactured out of 2400 TEX panel rovigs incorporating minimum 0.3% ultra-violet stabiliser in resin system under approximately 2400 psi and hot cured. They shall be of uniform pigmentation and thickness without air pockets and shall conform to IS 10192 and IS 12866.The sheets shall be opaque or translucent, clear or pigmented, textured or smooth as specified. | item no.102 | [53 empty] | 2.02 | Providing & fixing UV stabilised fiberglass reinforced plastic sheet roofing up to any pitch, including fixing with polymer coated 'J' or 'L' hooks, bolts & nuts 8mm dia. G.I plain/bitumen washers complete but excluding the cost of purlins, rafters, trusses etc. The sheets shall be manufactured out of 2400 TEX panel rovigs incorporating minimum 0.3% ultra-violet stabiliser in resin system under approximately 2400 psi and hot cured. They shall be of uniform pigmentation and thickness without air pockets and shall conform to IS 10192 and IS 12866.The sheets shall be opaque or translucent, clear or pigmented, textured or smooth as specified. | item no.102
2.03 | 2 mm thick corrugated (2.5" or 4.2" or 6") or step-down (2" or 3" or 6" ) as specified | item no.103 | 8.2 | sqm | 1033.98 |  |  | Excess(+) | 1 | Full Conversion | INR | [40 empty] | 8478.64 | 8478.64 | INR Eight Thousand Four Hundred & Seventy Eight and Paise Sixty Four Only |  | 2.03 | 2 mm thick corrugated (2.5" or 4.2" or 6") or step-down (2" or 3" or 6" ) as specified | item no.103 | 8.2 | sqm
2.04 | Providing and fixing thermal insulation with Resin Bonded Fibre glass wool conforming to IS: 8183 having density 24 kg/m3, 50 mm thick, wrapped in 200G Virgin Polythene Bags fixed to wall with screw, rawel plug & washers and held in position by criss crossing GI wire etc. complete as per directions of Engineer-in-Charge. | item no.104 | 55 | sqm | 269.49 |  |  | Excess(+) | 1 | Full Conversion | INR | [40 empty] | 14821.95 | 14821.95 | INR Fourteen Thousand Eight Hundred & Twenty One and Paise Ninety Five Only |  | 2.04 | Providing and fixing thermal insulation with Resin Bonded Fibre glass wool conforming to IS: 8183 having density 24 kg/m3, 50 mm thick, wrapped in 200G Virgin Polythene Bags fixed to wall with screw, rawel plug & washers and held in position by criss crossing GI wire etc. complete as per directions of Engineer-in-Charge. | item no.104 | 55 | sqm
2.05 | FINISHING | item no.105 | [53 empty] | 2.05 | FINISHING | item no.105
2.06 | 12 mm cement plaster of mix : | item no.106 | [53 empty] | 2.06 | 12 mm cement plaster of mix : | item no.106
2.07 | 1:6 (1 cement: 6 coarse sand) | item no.107 | 132 | sqm | 258.09 |  |  | Excess(+) | 1 | Full Conversion | INR | [40 empty] | 34067.88 | 34067.88 | INR Thirty Four Thousand &Sixty Seven and Paise Eighty Eight Only |  | 2.07 | 1:6 (1 cement: 6 coarse sand) | item no.107 | 132 | sqm
2.08 | 15 mm cement plaster on rough side of single or half brick wall of mix: | item no.108 | [53 empty] | 2.08 | 15 mm cement plaster on rough side of single or half brick wall of mix: | item no.108
2.09 | 1:6 (1 cement: 6 coarse sand) | item no.109 | 34.5 | sqm | 297.33 |  |  | Excess(+) | 1 | Full Conversion | INR | [40 empty] | 10257.89 | 10257.89 | INR Ten Thousand Two Hundred & Fifty Seven and Paise Eighty Nine Only |  | 2.09 | 1:6 (1 cement: 6 coarse sand) | item no.109 | 34.5 | sqm
2.1 | 6 mm cement plaster of mix : | item no.110 | [53 empty] | 2.1 | 6 mm cement plaster of mix : | item no.110
2.11 | 1:3 (1 cement : 3 fine sand) | item no.111 | 38 | sqm | 221.88 |  |  | Excess(+) | 1 | Full Conversion | INR | [40 empty] | 8431.44 | 8431.44 | INR Eight Thousand Four Hundred & Thirty One and Paise Forty Four Only |  | 2.11 | 1:3 (1 cement : 3 fine sand) | item no.111 | 38 | sqm
2.12 | Pointing on brick work or brick flooring with cement mortar 1:3 (1 cement : 3 fine sand): | item no.112 | [53 empty] | 2.12 | Pointing on brick work or brick flooring with cement mortar 1:3 (1 cement : 3 fine sand): | item no.112
2.13 | Flush / Ruled/ Struck or weathered pointing | item no.113 | 17.5 | sqm | 187.99 |  |  | Excess(+) | 1 | Full Conversion | INR | [40 empty] | 3289.83 | 3289.83 | INR Three Thousand Two Hundred & Eighty Nine and Paise Eighty Three Only |  | 2.13 | Flush / Ruled/ Struck or weathered pointing | item no.113 | 17.5 | sqm
2.14 | Distempering with 1st quality acrylic distemper (ready mixed) having VOC content less than 50 gms/litre, of approved manufacturer, of required shade and colour complete, as per manufacturer's specification. | item no.114 | [53 empty] | 2.14 | Distempering with 1st quality acrylic distemper (ready mixed) having VOC content less than 50 gms/litre, of approved manufacturer, of required shade and colour complete, as per manufacturer's specification. | item no.114
2.15 | Two or more coats on new work | item no.115 | 448 | sqm | 81.32 |  |  | Excess(+) | 1 | Full Conversion | INR | [40 empty] | 36431.36 | 36431.36 | INR Thirty Six Thousand Four Hundred & Thirty One and Paise Thirty Six Only |  | 2.15 | Two or more coats on new work | item no.115 | 448 | sqm
2.16 | Finishing walls with Acrylic Smooth exterior paint of required shade : | item no.116 | [53 empty] | 2.16 | Finishing walls with Acrylic Smooth exterior paint of required shade : | item no.116
2.17 | New work (Two or more coat applied @ 1.67 ltr/10 sqm over and including priming coat of exterior primer applied @ 2.20 kg/10 sqm) | item no.117 | 36.5 | sqm | 146.3 |  |  | Excess(+) | 1 | Full Conversion | INR | [40 empty] | 5339.95 | 5339.95 | INR Five Thousand Three Hundred & Thirty Nine and Paise Ninety Five Only |  | 2.17 | New work (Two or more coat applied @ 1.67 ltr/10 sqm over and including priming coat of exterior primer applied @ 2.20 kg/10 sqm) | item no.117 | 36.5 | sqm
2.18 | Painting with synthetic enamel paint of approved brand and manufacture to give an even shade : | item no.118 | [53 empty] | 2.18 | Painting with synthetic enamel paint of approved brand and manufacture to give an even shade : | item no.118
2.19 | Two or more coats on new work | item no.119 | 15.5 | sqm | 115.26 |  |  | Excess(+) | 1 | Full Conversion | INR | [40 empty] | 1786.53 | 1786.53 | INR One Thousand Seven Hundred & Eighty Six and Paise Fifty Three Only |  | 2.19 | Two or more coats on new work | item no.119 | 15.5 | sqm
2.2 | Painting with synthetic enamel paint of approved brand and manufacture of required colour to give an even shade : | item no.120 | [53 empty] | 2.2 | Painting with synthetic enamel paint of approved brand and manufacture of required colour to give an even shade : | item no.120
2.21 | Two or more coats on new work over an under coat of suitable shade with ordinary paint of approved brand and manufacture | item no.121 | 20.23 | sqm | 167.82 |  |  | Excess(+) | 1 | Full Conversion | INR | [40 empty] | 3395 | 3395 | INR Three Thousand Three Hundred & Ninety Five Only |  | 2.21 | Two or more coats on new work over an under coat of suitable shade with ordinary paint of approved brand and manufacture | item no.121 | 20.23 | sqm
2.22 | Providing and applying white cement based putty of average thickness 1 mm, of approved brand and manufacturer, over the plastered wall surface to prepare the surface even and smooth complete. | item no.122 | 448 | sqm | 108.57 |  |  | Excess(+) | 1 | Full Conversion | INR | [40 empty] | 48639.36 | 48639.36 | INR Forty Eight Thousand Six Hundred & Thirty Nine and Paise Thirty Six Only |  | 2.22 | Providing and applying white cement based putty of average thickness 1 mm, of approved brand and manufacturer, over the plastered wall surface to prepare the surface even and smooth complete. | item no.122 | 448 | sqm
2.23 | Distempering with 1st quality acrylic distember (Ready mix) having VOC content less than 50 grams/ litre of approved brand and manufacture to give an even shade : | item no.123 | [53 empty] | 2.23 | Distempering with 1st quality acrylic distember (Ready mix) having VOC content less than 50 grams/ litre of approved brand and manufacture to give an even shade : | item no.123
2.24 | Old work (one or more coats) | item no.124 | 600 | sqm | 49.8 |  |  | Excess(+) | 1 | Full Conversion | INR | [40 empty] | 29880 | 29880 | INR Twenty Nine Thousand Eight Hundred & Eighty Only |  | 2.24 | Old work (one or more coats) | item no.124 | 600 | sqm
2.25 | REPAIRS TO BUILDING | item no.125 | [53 empty] | 2.25 | REPAIRS TO BUILDING | item no.125
2.26 | Repairs to plaster of thickness 12 mm to 20 mm in patches of area 2.5 sq.meters and under, including cutting the patch in proper shape, raking out joints and preparing and plastering the surface of the walls complete, including disposal of rubbish to the dumping ground, all complete as per direction of Engineer-in-Charge. | item no.126 | [53 empty] | 2.26 | Repairs to plaster of thickness 12 mm to 20 mm in patches of area 2.5 sq.meters and under, including cutting the patch in proper shape, raking out joints and preparing and plastering the surface of the walls complete, including disposal of rubbish to the dumping ground, all complete as per direction of Engineer-in-Charge. | item no.126
2.27 | With cement mortar 1:4 (1cement: 4 coarse sand) | item no.127 | 2 | sqm | 419.11 |  |  | Excess(+) | 1 | Full Conversion | INR | [40 empty] | 838.22 | 838.22 | INR Eight Hundred & Thirty Eight and Paise Twenty Two Only |  | 2.27 | With cement mortar 1:4 (1cement: 4 coarse sand) | item no.127 | 2 | sqm
2.28 | Making the opening in brick masonry including dismantling in floor or walls by cutting masonry and making good the damages to walls, flooring and jambs complete, to match existing surface i/c disposal of mulba/ rubbish to the nearest municipal dumping ground, all complete as per direction of Engineer-in-Charge. | item no.128 | [53 empty] | 2.28 | Making the opening in brick masonry including dismantling in floor or walls by cutting masonry and making good the damages to walls, flooring and jambs complete, to match existing surface i/c disposal of mulba/ rubbish to the nearest municipal dumping ground, all complete as per direction of Engineer-in-Charge. | item no.128
2.29 | For door/ window/ clerestory window | item no.129 | 2.8 | sqm | 917.97 |  |  | Excess(+) | 1 | Full Conversion | INR | [40 empty] | 2570.32 | 2570.32 | INR Two Thousand Five Hundred & Seventy and Paise Thirty Two Only |  | 2.29 | For door/ window/ clerestory window | item no.129 | 2.8 | sqm
2.3 | Cutting holes of required size in brick masonry wall for fixing of exhaust fan including providing and fixing 300 mm dia PVC pipe conforming BIS-12818 and making good the same etc. complete as per direction of Engineer-in-charge. | item no.130 | 1 | each | 213.15 |  |  | Excess(+) | 1 | Full Conversion | INR | [40 empty] | 213.15 | 213.15 | INR Two Hundred & Thirteen and Paise Fifteen Only |  | 2.3 | Cutting holes of required size in brick masonry wall for fixing of exhaust fan including providing and fixing 300 mm dia PVC pipe conforming BIS-12818 and making good the same etc. complete as per direction of Engineer-in-charge. | item no.130 | 1 | each
2.31 | Hacking of CC flooring including cleaning for surface etc. complete as per direction of the Engineer-in-Charge. | item no.131 | 53 | sqm | 2.5 |  |  | Excess(+) | 1 | Full Conversion | INR | [40 empty] | 132.5 | 132.5 | INR One Hundred & Thirty Two and Paise Fifty Only |  | 2.31 | Hacking of CC flooring including cleaning for surface etc. complete as per direction of the Engineer-in-Charge. | item no.131 | 53 | sqm
2.32 | Dismantling and Demolishing | item no.132 | [53 empty] | 2.32 | Dismantling and Demolishing | item no.132
2.33 | Demolishing cement concrete manually/ by mechanical means including disposal of material within 50 metres lead as per direction of Engineer - in - charge. | item no.133 | [53 empty] | 2.33 | Demolishing cement concrete manually/ by mechanical means including disposal of material within 50 metres lead as per direction of Engineer - in - charge. | item no.133
2.34 | Nominal concrete 1:3:6 or richer mix (i/c equivalent design mix) | item no.134 | 1.75 | cum | 1759.84 |  |  | Excess(+) | 1 | Full Conversion | INR | [40 empty] | 3079.72 | 3079.72 | INR Three Thousand &Seventy Nine and Paise Seventy Two Only |  | 2.34 | Nominal concrete 1:3:6 or richer mix (i/c equivalent design mix) | item no.134 | 1.75 | cum
2.35 | Demolishing brick work manually/ by mechanical means including stacking of serviceable material and disposal of unserviceable material within 50 metres lead as per direction of Engineer-in-charge. | item no.135 | [53 empty] | 2.35 | Demolishing brick work manually/ by mechanical means including stacking of serviceable material and disposal of unserviceable material within 50 metres lead as per direction of Engineer-in-charge. | item no.135
2.36 | In cement mortar | item no.136 | 5.75 | cum | 1489.22 |  |  | Excess(+) | 1 | Full Conversion | INR | [40 empty] | 8563.02 | 8563.02 | INR Eight Thousand Five Hundred & Sixty Three and Paise Two Only |  | 2.36 | In cement mortar | item no.136 | 5.75 | cum
2.37 | Dismantling doors, windows and clerestory windows (steel or wood) shutter including chowkhats, architrave, holdfasts etc. complete and stacking within 50 metres lead : | item no.137 | [53 empty] | 2.37 | Dismantling doors, windows and clerestory windows (steel or wood) shutter including chowkhats, architrave, holdfasts etc. complete and stacking within 50 metres lead : | item no.137
2.38 | Of area 3 sq. metres and below | item no.138 | 4 | each | 265.41 |  |  | Excess(+) | 1 | Full Conversion | INR | [40 empty] | 1061.64 | 1061.64 | INR One Thousand &Sixty One and Paise Sixty Four Only |  | 2.38 | Of area 3 sq. metres and below | item no.138 | 4 | each
2.39 | Dismantling tile work in floors and roofs laid in cement mortar including stacking material within 50 metres lead. | item no.139 | [53 empty] | 2.39 | Dismantling tile work in floors and roofs laid in cement mortar including stacking material within 50 metres lead. | item no.139
2.4 | For thickness of tiles 10 mm to 25 mm | item no.140 | 13.2 | sqm | 53.05 |  |  | Excess(+) | 1 | Full Conversion | INR | [40 empty] | 700.26 | 700.26 | INR Seven Hundred and Paise Twenty Six Only |  | 2.4 | For thickness of tiles 10 mm to 25 mm | item no.140 | 13.2 | sqm
2.41 | For thickness of tiles above 25 mm and up to 40 mm | item no.141 | 2.65 | sqm | 81.89 |  |  | Excess(+) | 1 | Full Conversion | INR | [40 empty] | 217.01 | 217.01 | INR Two Hundred & Seventeen and Paise One Only |  | 2.41 | For thickness of tiles above 25 mm and up to 40 mm | item no.141 | 2.65 | sqm
2.42 | Dismantling old plaster or skirting raking out joints and cleaning the surface for plaster including disposal of rubbish to the dumping ground within 50 metres lead. | item no.142 | 4.05 | sqm | 39.5 |  |  | Excess(+) | 1 | Full Conversion | INR | [40 empty] | 159.98 | 159.98 | INR One Hundred & Fifty Nine and Paise Ninety Eight Only |  | 2.42 | Dismantling old plaster or skirting raking out joints and cleaning the surface for plaster including disposal of rubbish to the dumping ground within 50 metres lead. | item no.142 | 4.05 | sqm
2.43 | Dismantling aluminium/ Gypsum partitions, doors, windows, fixed glazing and false ceiling including disposal of unserviceable material and stacking of serviceable material with in 50 meters lead as directed by Engineer-in-charge. | item no.143 | 48 | sqm | 40.77 |  |  | Excess(+) | 1 | Full Conversion | INR | [40 empty] | 1956.96 | 1956.96 | INR One Thousand Nine Hundred & Fifty Six and Paise Ninety Six Only |  | 2.43 | Dismantling aluminium/ Gypsum partitions, doors, windows, fixed glazing and false ceiling including disposal of unserviceable material and stacking of serviceable material with in 50 meters lead as directed by Engineer-in-charge. | item no.143 | 48 | sqm
2.44 | Disposal of building rubbish / malba / similar unserviceable, dismantled or waste materials by mechanical means, including loading, transporting, unloading to approved municipal dumping ground or as approved by Engineer-in-charge, beyond 50 m initial lead, for all leads including all lifts involved. | item no.144 | 18 | cum | 192.33 |  |  | Excess(+) | 1 | Full Conversion | INR | [40 empty] | 3461.94 | 3461.94 | INR Three Thousand Four Hundred & Sixty One and Paise Ninety Four Only |  | 2.44 | Disposal of building rubbish / malba / similar unserviceable, dismantled or waste materials by mechanical means, including loading, transporting, unloading to approved municipal dumping ground or as approved by Engineer-in-charge, beyond 50 m initial lead, for all leads including all lifts involved. | item no.144 | 18 | cum
2.45 | ROAD WORK | item no.145 | [53 empty] | 2.45 | ROAD WORK | item no.145
2.46 | Providing and laying matt finished vitrified tile of size 300x300x9.8mm having with water absorption less than 0.5% and conforming to IS: 15622 of approved make in all colours and shades in for outdoor floors such as footpath, court yard, multi modals location etc., laid on 20mm thick base of cement mortar 1:4 (1 cement : 4 coarse sand) in all shapes & patterns including grouting the joints with white cement mixed with matching pigments etc. complete as per direction of Engineer-in-Charge. | item no.146 | 2 | sqm | 1096.67 |  |  | Excess(+) | 1 | Full Conversion | INR | [40 empty] | 2193.34 | 2193.34 | INR Two Thousand One Hundred & Ninety Three and Paise Thirty Four Only |  | 2.46 | Providing and laying matt finished vitrified tile of size 300x300x9.8mm having with water absorption less than 0.5% and conforming to IS: 15622 of approved make in all colours and shades in for outdoor floors such as footpath, court yard, multi modals location etc., laid on 20mm thick base of cement mortar 1:4 (1 cement : 4 coarse sand) in all shapes & patterns including grouting the joints with white cement mixed with matching pigments etc. complete as per direction of Engineer-in-Charge. | item no.146 | 2 | sqm
2.47 | Providing and laying tactile tile (for vision impaired persons as per standards) of size 300x300x9.8mm having with water absorption less than 0.5% and conforming to IS:15622 of approved make in all colours and shades in for outdoor floors such as footpath, court yard, multi modals location etc., laid on 20mm thick base of cement mortar 1:4 (1 cement : 4 coarse sand) in all shapes & patterns including grouting the joints with white cement mixed with matching pigments etc. complete as per direction of Engineer-in-Charge. | item no.147 | 0.66 | sqm | 1507.23 |  |  | Excess(+) | 1 | Full Conversion | INR | [40 empty] | 994.77 | 994.77 | INR Nine Hundred & Ninety Four and Paise Seventy Seven Only |  | 2.47 | Providing and laying tactile tile (for vision impaired persons as per standards) of size 300x300x9.8mm having with water absorption less than 0.5% and conforming to IS:15622 of approved make in all colours and shades in for outdoor floors such as footpath, court yard, multi modals location etc., laid on 20mm thick base of cement mortar 1:4 (1 cement : 4 coarse sand) in all shapes & patterns including grouting the joints with white cement mixed with matching pigments etc. complete as per direction of Engineer-in-Charge. | item no.147 | 0.66 | sqm
2.48 | WATER SUPPLY | item no.148 | [53 empty] | 2.48 | WATER SUPPLY | item no.148
2.49 | Providing and fixing Chlorinated Polyvinyl Chloride (CPVC) pipes, having thermal stability for hot & cold water supply, including all CPVC plain & brass threaded fittings, including fixing the pipe with clamps at 1.00 m spacing. This includes jointing of pipes & fittings with one step CPVC solvent cement and testing of joints complete as per direction of Engineer in Charge. Internal work - Exposed on wall | item no.149 | [53 empty] | 2.49 | Providing and fixing Chlorinated Polyvinyl Chloride (CPVC) pipes, having thermal stability for hot & cold water supply, including all CPVC plain & brass threaded fittings, including fixing the pipe with clamps at 1.00 m spacing. This includes jointing of pipes & fittings with one step CPVC solvent cement and testing of joints complete as per direction of Engineer in Charge. Internal work - Exposed on wall | item no.149
2.5 | 15 mm nominal dia Pipes | item no.150 | 19 | metre | 224.38 |  |  | Excess(+) | 1 | Full Conversion | INR | [40 empty] | 4263.22 | 4263.22 | INR Four Thousand Two Hundred & Sixty Three and Paise Twenty Two Only |  | 2.5 | 15 mm nominal dia Pipes | item no.150 | 19 | metre
2.51 | 20 mm nominal dia Pipes | item no.151 | 37.8 | metre | 285.05 |  |  | Excess(+) | 1 | Full Conversion | INR | [40 empty] | 10774.89 | 10774.89 | INR Ten Thousand Seven Hundred & Seventy Four and Paise Eighty Nine Only |  | 2.51 | 20 mm nominal dia Pipes | item no.151 | 37.8 | metre
2.52 | 40 mm nominal dia Pipes | item no.152 | 37.8 | metre | 591.28 |  |  | Excess(+) | 1 | Full Conversion | INR | [40 empty] | 22350.38 | 22350.38 | INR Twenty Two Thousand Three Hundred & Fifty and Paise Thirty Eight Only |  | 2.52 | 40 mm nominal dia Pipes | item no.152 | 37.8 | metre
2.53 | Providing and fixing G.I. pipes complete with G.I. fittings and clamps, i/c cutting and making good the walls etc. Internal work - Exposed on wall | item no.153 | [53 empty] | 2.53 | Providing and fixing G.I. pipes complete with G.I. fittings and clamps, i/c cutting and making good the walls etc. Internal work - Exposed on wall | item no.153
2.54 | 20 mm dia nominal bore | item no.154 | 15 | metre | 327.36 |  |  | Excess(+) | 1 | Full Conversion | INR | [40 empty] | 4910.4 | 4910.4 | INR Four Thousand Nine Hundred & Ten and Paise Forty Only |  | 2.54 | 20 mm dia nominal bore | item no.154 | 15 | metre
2.55 | 25 mm dia nominal bore | item no.155 | 41 | metre | 430.69 |  |  | Excess(+) | 1 | Full Conversion | INR | [40 empty] | 17658.29 | 17658.29 | INR Seventeen Thousand Six Hundred & Fifty Eight and Paise Twenty Nine Only |  | 2.55 | 25 mm dia nominal bore | item no.155 | 41 | metre
2.56 | Making connection of G.I. distribution branch with G.I. main of following sizes by providing and fixing tee, including cutting and threading the pipe etc. complete : | item no.156 | [53 empty] | 2.56 | Making connection of G.I. distribution branch with G.I. main of following sizes by providing and fixing tee, including cutting and threading the pipe etc. complete : | item no.156
2.57 | 25 to 40 mm nominal bore | item no.157 | 5 | each | 663.83 |  |  | Excess(+) | 1 | Full Conversion | INR | [40 empty] | 3319.15 | 3319.15 | INR Three Thousand Three Hundred & Nineteen and Paise Fifteen Only |  | 2.57 | 25 to 40 mm nominal bore | item no.157 | 5 | each
2.58 | Providing and fixing gun metal gate valve with C.I. wheel of approved quality (screwed end) : | item no.158 | [53 empty] | 2.58 | Providing and fixing gun metal gate valve with C.I. wheel of approved quality (screwed end) : | item no.158
2.59 | 25 mm nominal bore | item no.159 | 3 | each | 466.77 |  |  | Excess(+) | 1 | Full Conversion | INR | [40 empty] | 1400.31 | 1400.31 | INR One Thousand Four Hundred and Paise Thirty One Only |  | 2.59 | 25 mm nominal bore | item no.159 | 3 | each
2.6 | 20 mm nominal bore | item no.160 | 7 | each | 404.87 |  |  | Excess(+) | 1 | Full Conversion | INR | [40 empty] | 2834.09 | 2834.09 | INR Two Thousand Eight Hundred & Thirty Four and Paise Nine Only |  | 2.6 | 20 mm nominal bore | item no.160 | 7 | each
2.61 | Providing and fixing ball valve (brass) of approved quality, High or low pressure, with plastic floats complete : | item no.161 | [53 empty] | 2.61 | Providing and fixing ball valve (brass) of approved quality, High or low pressure, with plastic floats complete : | item no.161
2.62 | 20 mm nominal bore | item no.162 | 3 | each | 348.49 |  |  | Excess(+) | 1 | Full Conversion | INR | [40 empty] | 1045.47 | 1045.47 | INR One Thousand &Forty Five and Paise Forty Seven Only |  | 2.62 | 20 mm nominal bore | item no.162 | 3 | each
2.63 | Constructing masonry Chamber 30x30x50 cm inside, in brick work in cement mortar 1:4 (1 cement :4 coarse sand) for stop cock, with C. I. surface box 100x100 x75 mm (inside) with hinged cover fixed in cement concrete slab 1:2:4 mix (1 cement : 2 coarse sand : 4 graded stone aggregate 20 mm nominal size), i/c necessary excavation, foundation concrete 1:5:10 ( 1 cement : 5 fine sand : 10 graded stone aggregate 40mm nominal size ) and inside plastering with cement mortar 1:3 (1 cement : 3 coarse sand) 12mm thick, finished with a floating coat of neat cement complete as per standard design : | item no.163 | [53 empty] | 2.63 | Constructing masonry Chamber 30x30x50 cm inside, in brick work in cement mortar 1:4 (1 cement :4 coarse sand) for stop cock, with C. I. surface box 100x100 x75 mm (inside) with hinged cover fixed in cement concrete slab 1:2:4 mix (1 cement : 2 coarse sand : 4 graded stone aggregate 20 mm nominal size), i/c necessary excavation, foundation concrete 1:5:10 ( 1 cement : 5 fine sand : 10 graded stone aggregate 40mm nominal size ) and inside plastering with cement mortar 1:3 (1 cement : 3 coarse sand) 12mm thick, finished with a floating coat of neat cement complete as per standard design : | item no.163
2.64 | With common burnt clay F.P.S.(non modular) bricks of class designation 7.5 | item no.164 | 1 | each | 1501.23 |  |  | Excess(+) | 1 | Full Conversion | INR | [40 empty] | 1501.23 | 1501.23 | INR One Thousand Five Hundred & One and Paise Twenty Three Only |  | 2.64 | With common burnt clay F.P.S.(non modular) bricks of class designation 7.5 | item no.164 | 1 | each
2.65 | Constructing masonry Chamber 60x60x75 cm inside, in brick work in cement mortar 1:4 (1 cement : 4 coarse sand) for sluice valve, with C.I. surface box 100mm top diameter, 160 mm bottom diameter and 180 mm deep ( inside) with chained lid and RCC top slab 1:2:4 mix (1 cement : 2 coarse sand : 4 graded stone aggregate 20mm nominal size ) , i/c necessary excavation, foundation concrete 1:5:10 (1 cement : 5 fine sand : 10 graded stone aggregate 40 mm nominal size) and inside plastering with cement mortar 1:3 (1 cement : 3 coarse sand) 12 mm thick, finished with a floating coat of neat cement complete as per standard design : | item no.165 | [53 empty] | 2.65 | Constructing masonry Chamber 60x60x75 cm inside, in brick work in cement mortar 1:4 (1 cement : 4 coarse sand) for sluice valve, with C.I. surface box 100mm top diameter, 160 mm bottom diameter and 180 mm deep ( inside) with chained lid and RCC top slab 1:2:4 mix (1 cement : 2 coarse sand : 4 graded stone aggregate 20mm nominal size ) , i/c necessary excavation, foundation concrete 1:5:10 (1 cement : 5 fine sand : 10 graded stone aggregate 40 mm nominal size) and inside plastering with cement mortar 1:3 (1 cement : 3 coarse sand) 12 mm thick, finished with a floating coat of neat cement complete as per standard design : | item no.165
2.66 | With common burnt clay F.P.S.(non modular) bricks of class designation 7.5 | item no.166 | 1 | each | 8857.96 |  |  | Excess(+) | 1 | Full Conversion | INR | [40 empty] | 8857.96 | 8857.96 | INR Eight Thousand Eight Hundred & Fifty Seven and Paise Ninety Six Only |  | 2.66 | With common burnt clay F.P.S.(non modular) bricks of class designation 7.5 | item no.166 | 1 | each
2.67 | Providing and fixing G.I. Union in existing G.I. pipe line, cutting and threading the pipe and making long screws, including excavation, refilling the earth or cutting of wall and making good the same complete wherever required : | item no.167 | [53 empty] | 2.67 | Providing and fixing G.I. Union in existing G.I. pipe line, cutting and threading the pipe and making long screws, including excavation, refilling the earth or cutting of wall and making good the same complete wherever required : | item no.167
2.68 | 20 mm nominal bore | item no.168 | 2 | each | 622.27 |  |  | Excess(+) | 1 | Full Conversion | INR | [40 empty] | 1244.54 | 1244.54 | INR One Thousand Two Hundred & Forty Four and Paise Fifty Four Only |  | 2.68 | 20 mm nominal bore | item no.168 | 2 | each
2.69 | 25 mm nominal bore | item no.169 | 2 | each | 692.63 |  |  | Excess(+) | 1 | Full Conversion | INR | [40 empty] | 1385.26 | 1385.26 | INR One Thousand Three Hundred & Eighty Five and Paise Twenty Six Only |  | 2.69 | 25 mm nominal bore | item no.169 | 2 | each
2.7 | Providing and placing on terrace (at all floor levels) polyethylene water storage tank, IS : 12701 marked, with cover and suitable locking arrangement and making necessary holes for inlet, outlet and overflow pipes but without fittings and the base support for tank. | item no.170 | 3500 | per litre | 8.5 |  |  | Excess(+) | 1 | Full Conversion | INR | [40 empty] | 29750 | 29750 | INR Twenty Nine Thousand Seven Hundred & Fifty Only |  | 2.7 | Providing and placing on terrace (at all floor levels) polyethylene water storage tank, IS : 12701 marked, with cover and suitable locking arrangement and making necessary holes for inlet, outlet and overflow pipes but without fittings and the base support for tank. | item no.170 | 3500 | per litre
2.71 | Providing and fixing C.P. brass stop cock (concealed) of standard design and of approved make conforming to IS:8931. | item no.171 | [53 empty] | 2.71 | Providing and fixing C.P. brass stop cock (concealed) of standard design and of approved make conforming to IS:8931. | item no.171
2.72 | 15 mm nominal bore | item no.172 | 3 | each | 521.48 |  |  | Excess(+) | 1 | Full Conversion | INR | [40 empty] | 1564.44 | 1564.44 | INR One Thousand Five Hundred & Sixty Four and Paise Forty Four Only |  | 2.72 | 15 mm nominal bore | item no.172 | 3 | each
2.73 | Providing and fixing C.P. brass angle valve for basin mixer and geyser points of approved quality conforming to IS:8931 | item no.173 | [53 empty] | 2.73 | Providing and fixing C.P. brass angle valve for basin mixer and geyser points of approved quality conforming to IS:8931 | item no.173
2.74 | 15mm nominal bore | item no.174 | 11 | each | 438.71 |  |  | Excess(+) | 1 | Full Conversion | INR | [40 empty] | 4825.81 | 4825.81 | INR Four Thousand Eight Hundred & Twenty Five and Paise Eighty One Only |  | 2.74 | 15mm nominal bore | item no.174 | 11 | each
2.75 | Providing and fixing PTMT grating of approved quality and colour. | item no.175 | [53 empty] | 2.75 | Providing and fixing PTMT grating of approved quality and colour. | item no.175
2.76 | Circular type | item no.176 | [53 empty] | 2.76 | Circular type | item no.176
2.77 | 125 mm nominal dia with 25 mm waste hole | item no.177 | 4 | each | 39.68 |  |  | Excess(+) | 1 | Full Conversion | INR | [40 empty] | 158.72 | 158.72 | INR One Hundred & Fifty Eight and Paise Seventy Two Only |  | 2.77 | 125 mm nominal dia with 25 mm waste hole | item no.177 | 4 | each
2.78 | Cutting holes up to 30x30 cm in walls including making good the same: | item no.178 | [53 empty] | 2.78 | Cutting holes up to 30x30 cm in walls including making good the same: | item no.178
2.79 | With common burnt clay F.P.S. (non modular) bricks | item no.179 | 2 | each | 317.76 |  |  | Excess(+) | 1 | Full Conversion | INR | [40 empty] | 635.52 | 635.52 | INR Six Hundred & Thirty Five and Paise Fifty Two Only |  | 2.79 | With common burnt clay F.P.S. (non modular) bricks | item no.179 | 2 | each
2.8 | Making chases up to 7.5x7.5 cm in walls including making good and finishing with matching surface after housing G.I. pipe etc. | item no.180 | 3 | metre | 150.64 |  |  | Excess(+) | 1 | Full Conversion | INR | [40 empty] | 451.92 | 451.92 | INR Four Hundred & Fifty One and Paise Ninety Two Only |  | 2.8 | Making chases up to 7.5x7.5 cm in walls including making good and finishing with matching surface after housing G.I. pipe etc. | item no.180 | 3 | metre
2.81 | Providing and fixing Stainless Steel pipe and fitting of grade 316L as per IS 6911:2017 and conforming to EN-10312 standards complete with press type fitting (fitting shall be paid for separately) i/c fixing of the pipe with clamps at 1.00 m spacing including cutting and making good the walls including testing of joints complete as per direction of Engineer-in-charge. (The pipe length inserted in the fitting shall not be measured for payment) Inernal work - Exposed on wall | item no.181 | [53 empty] | 2.81 | Providing and fixing Stainless Steel pipe and fitting of grade 316L as per IS 6911:2017 and conforming to EN-10312 standards complete with press type fitting (fitting shall be paid for separately) i/c fixing of the pipe with clamps at 1.00 m spacing including cutting and making good the walls including testing of joints complete as per direction of Engineer-in-charge. (The pipe length inserted in the fitting shall not be measured for payment) Inernal work - Exposed on wall | item no.181
2.82 | 15 mm outer dia pipe | item no.182 | 20 | metre | 518.15 |  |  | Excess(+) | 1 | Full Conversion | INR | [40 empty] | 10363 | 10363 | INR Ten Thousand Three Hundred & Sixty Three Only |  | 2.82 | 15 mm outer dia pipe | item no.182 | 20 | metre
2.83 | 22 mm outer dia Pipe | item no.183 | 20 | metre | 752.26 |  |  | Excess(+) | 1 | Full Conversion | INR | [40 empty] | 15045.2 | 15045.2 | INR Fifteen Thousand &Forty Five and Paise Twenty Only |  | 2.83 | 22 mm outer dia Pipe | item no.183 | 20 | metre
2.84 | DRAINAGE | item no.184 | [53 empty] | 2.84 | DRAINAGE | item no.184
2.85 | Making connection of drain or sewer line with existing manhole including breaking into and making good the walls, floors with cement concrete 1:2:4 mix (1 cement : 2 coarse sand : 4 graded stone aggregate 20 mm nominal size) cement plastered on both sides with cement mortar 1:3 (1 cement : 3 coarse sand), finished with a floating coat of neat cement and making necessary channels for the drain etc. complete : | item no.185 | [53 empty] | 2.85 | Making connection of drain or sewer line with existing manhole including breaking into and making good the walls, floors with cement concrete 1:2:4 mix (1 cement : 2 coarse sand : 4 graded stone aggregate 20 mm nominal size) cement plastered on both sides with cement mortar 1:3 (1 cement : 3 coarse sand), finished with a floating coat of neat cement and making necessary channels for the drain etc. complete : | item no.185
2.86 | For pipes 100 to 250 mm diameter | item no.186 | 1 | each | 599.47 |  |  | Excess(+) | 1 | Full Conversion | INR | [40 empty] | 599.47 | 599.47 | INR Five Hundred & Ninety Nine and Paise Forty Seven Only |  | 2.86 | For pipes 100 to 250 mm diameter | item no.186 | 1 | each
2.87 | ALUMINIUM WORK | item no.187 | [53 empty] | 2.87 | ALUMINIUM WORK | item no.187
2.88 | Providing and fixing aluminium work for doors, windows, ventilators and partitions with extruded built up standard tubular sections/ appropriate Z sections and other sections of approved make conforming to IS: 733 and IS: 1285, fixing with dash fasteners of required dia and size, including necessary filling up the gaps at junctions, i.e. at top, bottom and sides with required EPDM rubber/ neoprene gasket etc. Aluminium sections shall be smooth, rust free, straight, mitred and jointed mechanically wherever required including cleat angle, Aluminium snap beading for glazing / paneling, C.P. brass / stainless steel screws, all complete as per architectural drawings and the directions of Engineer-in-charge. (Glazing, paneling and dash fasteners to be paid for separately) : | item no.188 | [53 empty] | 2.88 | Providing and fixing aluminium work for doors, windows, ventilators and partitions with extruded built up standard tubular sections/ appropriate Z sections and other sections of approved make conforming to IS: 733 and IS: 1285, fixing with dash fasteners of required dia and size, including necessary filling up the gaps at junctions, i.e. at top, bottom and sides with required EPDM rubber/ neoprene gasket etc. Aluminium sections shall be smooth, rust free, straight, mitred and jointed mechanically wherever required including cleat angle, Aluminium snap beading for glazing / paneling, C.P. brass / stainless steel screws, all complete as per architectural drawings and the directions of Engineer-in-charge. (Glazing, paneling and dash fasteners to be paid for separately) : | item no.188
2.89 | For fixed portion | item no.189 | [53 empty] | 2.89 | For fixed portion | item no.189
2.9 | Anodised aluminium (anodised transparent or dyed to required shade according to IS: 1868, Minimum anodic coating of grade AC 15) | item no.190 | 49.35 | kg | 380.49 |  |  | Excess(+) | 1 | Full Conversion | INR | [40 empty] | 18777.18 | 18777.18 | INR Eighteen Thousand Seven Hundred & Seventy Seven and Paise Eighteen Only |  | 2.9 | Anodised aluminium (anodised transparent or dyed to required shade according to IS: 1868, Minimum anodic coating of grade AC 15) | item no.190 | 49.35 | kg
2.91 | For shutters of doors, windows & ventilators including providing and fixing hinges/ pivots and making provision for fixing of fittings wherever required including the cost of EPDM rubber / neoprene gasket required (Fittings shall be paid for separately) | item no.191 | [53 empty] | 2.91 | For shutters of doors, windows & ventilators including providing and fixing hinges/ pivots and making provision for fixing of fittings wherever required including the cost of EPDM rubber / neoprene gasket required (Fittings shall be paid for separately) | item no.191
2.92 | Anodised aluminium (anodised transparent or dyed to required shade according to IS: 1868, Minimum anodic coating of grade AC 15) | item no.192 | 85.15 | kg | 466.29 |  |  | Excess(+) | 1 | Full Conversion | INR | [40 empty] | 39704.59 | 39704.59 | INR Thirty Nine Thousand Seven Hundred & Four and Paise Fifty Nine Only |  | 2.92 | Anodised aluminium (anodised transparent or dyed to required shade according to IS: 1868, Minimum anodic coating of grade AC 15) | item no.192 | 85.15 | kg
2.93 | Providing and fixing 12 mm thick prelaminated particle board flat pressed three layer or graded wood particle board conforming to IS: 12823 Grade l Type ll, in panelling fixed in aluminum doors, windows shutters and partition frames with C.P. brass / stainless steel screws etc. complete as per architectural drawings and directions of engineer- in-charge. | item no.193 | [53 empty] | 2.93 | Providing and fixing 12 mm thick prelaminated particle board flat pressed three layer or graded wood particle board conforming to IS: 12823 Grade l Type ll, in panelling fixed in aluminum doors, windows shutters and partition frames with C.P. brass / stainless steel screws etc. complete as per architectural drawings and directions of engineer- in-charge. | item no.193
2.94 | Pre-laminated particle board with decorative lamination on both sides | item no.194 | 4 | sqm | 833.89 |  |  | Excess(+) | 1 | Full Conversion | INR | [40 empty] | 3335.56 | 3335.56 | INR Three Thousand Three Hundred & Thirty Five and Paise Fifty Six Only |  | 2.94 | Pre-laminated particle board with decorative lamination on both sides | item no.194 | 4 | sqm
2.95 | Providing and fixing glazing in aluminium door, window, ventilator shutters and partitions etc. with EPDM rubber / neoprene gasket etc. complete as per the architectural drawings and the directions of engineer-in-charge . (Cost of aluminium snap beading shall be paid in basic item): | item no.195 | [53 empty] | 2.95 | Providing and fixing glazing in aluminium door, window, ventilator shutters and partitions etc. with EPDM rubber / neoprene gasket etc. complete as per the architectural drawings and the directions of engineer-in-charge . (Cost of aluminium snap beading shall be paid in basic item): | item no.195
2.96 | With float glass panes of 5 mm thickness (weight not less than 12.50 kg/sqm) | item no.196 | 5.8 | sqm | 1162.25 |  |  | Excess(+) | 1 | Full Conversion | INR | [40 empty] | 6741.05 | 6741.05 | INR Six Thousand Seven Hundred & Forty One and Paise Five Only |  | 2.96 | With float glass panes of 5 mm thickness (weight not less than 12.50 kg/sqm) | item no.196 | 5.8 | sqm
2.97 | Providing and fixing Brass 100mm mortice latch and lock with 6 levers without pair of handles (best make of approved quality) for aluminium doors including necessary cutting and making good etc. complete. | item no.197 | 4 | each | 394.17 |  |  | Excess(+) | 1 | Full Conversion | INR | [40 empty] | 1576.68 | 1576.68 | INR One Thousand Five Hundred & Seventy Six and Paise Sixty Eight Only |  | 2.97 | Providing and fixing Brass 100mm mortice latch and lock with 6 levers without pair of handles (best make of approved quality) for aluminium doors including necessary cutting and making good etc. complete. | item no.197 | 4 | each
2.98 | NEW TECHNOLOGIES AND MATERIALS | item no.198 | [53 empty] | 2.98 | NEW TECHNOLOGIES AND MATERIALS | item no.198
2.99 | Drilling suitable holes in reinforced or plain cement concrete with power driven drill machine to a minimum depth of 100mm upto 200mm in RCC beams, lintels, columns and slabs to introduce steel bars for sunshades/balconies including fixing the steel bars in position using epoxy resin anchor grout of approved make but excluding the cost of reinforcement, all complete as per direction of Engineer-In-Charge. | item no.199 | [53 empty] | 2.99 | Drilling suitable holes in reinforced or plain cement concrete with power driven drill machine to a minimum depth of 100mm upto 200mm in RCC beams, lintels, columns and slabs to introduce steel bars for sunshades/balconies including fixing the steel bars in position using epoxy resin anchor grout of approved make but excluding the cost of reinforcement, all complete as per direction of Engineer-In-Charge. | item no.199
3 | Upto and including 12mm dia. | item no.200 | 28 | each | 106.93 |  |  | Excess(+) | 1 | Full Conversion | INR | [40 empty] | 2994.04 | 2994.04 | INR Two Thousand Nine Hundred & Ninety Four and Paise Four Only |  | 3 | Upto and including 12mm dia. | item no.200 | 28 | each
3.01 | MINOR CIVIL MAINTENANCE WORK: | item no.201 | [53 empty] | 3.01 | MINOR CIVIL MAINTENANCE WORK: | item no.201
3.02 | "Providing and laying in position cement concrete of specified grade excluding the cost of centering and shuttering - All work up to plinth level : 1:5:10 (1 cement : 5 coarse sand (zone-III) derived from natural sources: 10 graded brick aggregate 40 mm nominal size derived from natural sources) | item no.202 | 0.95 | Cum | 5225.52 |  |  | Excess(+) | 1 | Full Conversion | INR | [40 empty] | 4964.24 | 4964.24 | INR Four Thousand Nine Hundred & Sixty Four and Paise Twenty Four Only |  | 3.02 | "Providing and laying in position cement concrete of specified grade excluding the cost of centering and shuttering - All work up to plinth level : 1:5:10 (1 cement : 5 coarse sand (zone-III) derived from natural sources: 10 graded brick aggregate 40 mm nominal size derived from natural sources) | item no.202 | 0.95 | Cum
3.03 | Rewiring for light point/ fan point/ exhaust fan point/ call bell point with 1.5 sq.mm FRLS PVC insulated copper conductor single core cable and 1.5 sq.mm. FRLS PVC insulated copper conductor single core cable as earth wire in existing surface/ recessed steel conduit including dismantling as required. | item no.203 | [53 empty] | 3.03 | Rewiring for light point/ fan point/ exhaust fan point/ call bell point with 1.5 sq.mm FRLS PVC insulated copper conductor single core cable and 1.5 sq.mm. FRLS PVC insulated copper conductor single core cable as earth wire in existing surface/ recessed steel conduit including dismantling as required. | item no.203
3.04 | Group 'C' | item no.204 | 29 | Points | 783.87 |  |  | Excess(+) | 1 | Full Conversion | INR | [40 empty] | 22732.23 | 22732.23 | INR Twenty Two Thousand Seven Hundred & Thirty Two and Paise Twenty Three Only |  | 3.04 | Group 'C' | item no.204 | 29 | Points
3.05 | Supplying & drawing following sizes of FRLS PVC insulated copper conductor, single core cable in the existing surface / recessed steel / PVC conduit as reqd. | item no.205 | [53 empty] | 3.05 | Supplying & drawing following sizes of FRLS PVC insulated copper conductor, single core cable in the existing surface / recessed steel / PVC conduit as reqd. | item no.205
3.06 | 1 x 1.5 Sq.mm.. | item no.206 | 80 | Mtr. | 39.46 |  |  | Excess(+) | 1 | Full Conversion | INR | [40 empty] | 3156.8 | 3156.8 | INR Three Thousand One Hundred & Fifty Six and Paise Eighty Only |  | 3.06 | 1 x 1.5 Sq.mm.. | item no.206 | 80 | Mtr.
3.07 | 3 x 1.5 Sq.mm.. | item no.207 | 310 | Mtr. | 83.3 |  |  | Excess(+) | 1 | Full Conversion | INR | [40 empty] | 25823 | 25823 | INR Twenty Five Thousand Eight Hundred & Twenty Three Only |  | 3.07 | 3 x 1.5 Sq.mm.. | item no.207 | 310 | Mtr.
3.08 | 3 x 2.5 sq. mm | item no.208 | 50 | Mtr. | 120.12 |  |  | Excess(+) | 1 | Full Conversion | INR | [40 empty] | 6006 | 6006 | INR Six Thousand &Six Only |  | 3.08 | 3 x 2.5 sq. mm | item no.208 | 50 | Mtr.
3.09 | 3 x 4 Sq.mm.. | item no.209 | 980 | Mtr. | 180.64 |  |  | Excess(+) | 1 | Full Conversion | INR | [40 empty] | 177027.2 | 177027.2 | INR One Lakh Seventy Seven Thousand &Twenty Seven and Paise Twenty Only |  | 3.09 | 3 x 4 Sq.mm.. | item no.209 | 980 | Mtr.
3.1 | 6 x 6 sq. mm | item no.210 | 320 | Metre | 524.33 |  |  | Excess(+) | 1 | Full Conversion | INR | [40 empty] | 167785.6 | 167785.6 | INR One Lakh Sixty Seven Thousand Seven Hundred & Eighty Five and Paise Sixty Only |  | 3.1 | 6 x 6 sq. mm | item no.210 | 320 | Metre
3.11 | 6 x 16 sq.mm. | item no.211 | 165 | Meter | 1523.89 |  |  | Excess(+) | 1 | Full Conversion | INR | [40 empty] | 251441.85 | 251441.85 | INR Two Lakh Fifty One Thousand Four Hundred & Forty One and Paise Eighty Five Only | ` | 3.11 | 6 x 16 sq.mm. | item no.211 | 165 | Meter
3.12 | Supplying and drawing following pair 0.5 mm dia FRLS PVC insulated annealed copper conductor, unarmored telephone cable in the existing surface/ recessed steel/ PVC conduit as required. | item no.212 | [53 empty] | 3.12 | Supplying and drawing following pair 0.5 mm dia FRLS PVC insulated annealed copper conductor, unarmored telephone cable in the existing surface/ recessed steel/ PVC conduit as required. | item no.212
3.13 | 2 Pair | item no.213 | 50 | Metre | 33.32 |  |  | Excess(+) | 1 | Full Conversion | INR | [40 empty] | 1666 | 1666 | INR One Thousand Six Hundred & Sixty Six Only |  | 3.13 | 2 Pair | item no.213 | 50 | Metre
3.14 | S & F metal box of following sizes ( nominal size ) on surface or in recess with suitable size of phenolic laminated sheet cover in the front I/c painting etc as reqd. | item no.214 | [53 empty] | 3.14 | S & F metal box of following sizes ( nominal size ) on surface or in recess with suitable size of phenolic laminated sheet cover in the front I/c painting etc as reqd. | item no.214
3.15 | 250 mm x 300 mm x 100 mm deep | item no.215 | 1 | Nos. | 572.56 |  |  | Excess(+) | 1 | Full Conversion | INR | [40 empty] | 572.56 | 572.56 | INR Five Hundred & Seventy Two and Paise Fifty Six Only |  | 3.15 | 250 mm x 300 mm x 100 mm deep | item no.215 | 1 | Nos.
3.16 | Supply, fixing, following modular type switch / socket on existing modular plate & switch box including connectins but excluding modular plate etc. as reqd. | item no.216 | [53 empty] | 3.16 | Supply, fixing, following modular type switch / socket on existing modular plate & switch box including connectins but excluding modular plate etc. as reqd. | item no.216
3.17 | 5/6 Amp switch | item no.217 | 18 | Nos. | 90.31 |  |  | Excess(+) | 1 | Full Conversion | INR | [40 empty] | 1625.58 | 1625.58 | INR One Thousand Six Hundred & Twenty Five and Paise Fifty Eight Only |  | 3.17 | 5/6 Amp switch | item no.217 | 18 | Nos.
3.18 | 15/16 Amp. switch | item no.218 | 1 | Nos. | 136.78 |  |  | Excess(+) | 1 | Full Conversion | INR | [40 empty] | 136.78 | 136.78 | INR One Hundred & Thirty Six and Paise Seventy Eight Only |  | 3.18 | 15/16 Amp. switch | item no.218 | 1 | Nos.
3.19 | 3 Pin 5/6 Amp. socket outlet | item no.219 | 1 | Nos. | 106.97 |  |  | Excess(+) | 1 | Full Conversion | INR | [40 empty] | 106.97 | 106.97 | INR One Hundred & Six and Paise Ninety Seven Only |  | 3.19 | 3 Pin 5/6 Amp. socket outlet | item no.219 | 1 | Nos.
3.2 | 6 Pin 15/16 Amp. socket outlet. | item no.220 | 1 | Nos. | 172.73 |  |  | Excess(+) | 1 | Full Conversion | INR | [40 empty] | 172.73 | 172.73 | INR One Hundred & Seventy Two and Paise Seventy Three Only |  | 3.2 | 6 Pin 15/16 Amp. socket outlet. | item no.220 | 1 | Nos.
3.21 | Telephone socket outlet | item no.221 | 1 | No. | 129.77 |  |  | Excess(+) | 1 | Full Conversion | INR | [40 empty] | 129.77 | 129.77 | INR One Hundred & Twenty Nine and Paise Seventy Seven Only |  | 3.21 | Telephone socket outlet | item no.221 | 1 | No.
3.22 | Blanking plate | item no.222 | 10 | Nos. | 35.07 |  |  | Excess(+) | 1 | Full Conversion | INR | [40 empty] | 350.7 | 350.7 | INR Three Hundred & Fifty and Paise Seventy Only |  | 3.22 | Blanking plate | item no.222 | 10 | Nos.
3.23 | S/F following modular base & cover plate on existing modular metal boxes etc. as reqd. | item no.223 | [53 empty] | 3.23 | S/F following modular base & cover plate on existing modular metal boxes etc. as reqd. | item no.223
3.24 | 1 or 2 module | item no.224 | 3 | Nos. | 116.62 |  |  | Excess(+) | 1 | Full Conversion | INR | [40 empty] | 349.86 | 349.86 | INR Three Hundred & Forty Nine and Paise Eighty Six Only |  | 3.24 | 1 or 2 module | item no.224 | 3 | Nos.
3.25 | 3 module | item no.225 | 1 | Nos. | 132.4 |  |  | Excess(+) | 1 | Full Conversion | INR | [40 empty] | 132.4 | 132.4 | INR One Hundred & Thirty Two and Paise Forty Only |  | 3.25 | 3 module | item no.225 | 1 | Nos.
3.26 | 4 module | item no.226 | 1 | Nos. | 138.54 |  |  | Excess(+) | 1 | Full Conversion | INR | [40 empty] | 138.54 | 138.54 | INR One Hundred & Thirty Eight and Paise Fifty Four Only |  | 3.26 | 4 module | item no.226 | 1 | Nos.
3.27 | 6 module | item no.227 | 1 | Nos. | 159.58 |  |  | Excess(+) | 1 | Full Conversion | INR | [40 empty] | 159.58 | 159.58 | INR One Hundred & Fifty Nine and Paise Fifty Eight Only |  | 3.27 | 6 module | item no.227 | 1 | Nos.
3.28 | 8 module | item no.228 | 1 | Nos. | 185.01 |  |  | Excess(+) | 1 | Full Conversion | INR | [40 empty] | 185.01 | 185.01 | INR One Hundred & Eighty Five and Paise One Only |  | 3.28 | 8 module | item no.228 | 1 | Nos.
3.29 | 12 module | item no.229 | 2 | Nos. | 238.49 |  |  | Excess(+) | 1 | Full Conversion | INR | [40 empty] | 476.98 | 476.98 | INR Four Hundred & Seventy Six and Paise Ninety Eight Only |  | 3.29 | 12 module | item no.229 | 2 | Nos.
3.3 | Providing and fixing following rating and breaking capacity and pole MCCB with thermomagnetic release and terminal spreaders in existing cubicle panel board including drilling holes in cubicle panel, making connections, etc. as required | item no.230 | [53 empty] | 3.3 | Providing and fixing following rating and breaking capacity and pole MCCB with thermomagnetic release and terminal spreaders in existing cubicle panel board including drilling holes in cubicle panel, making connections, etc. as required | item no.230
3.31 | 125 A,36KA,FPMCCB | item no.231 | 3 | No. | 7197.72 |  |  | Excess(+) | 1 | Full Conversion | INR | [40 empty] | 21593.16 | 21593.16 | INR Twenty One Thousand Five Hundred & Ninety Three and Paise Sixteen Only |  | 3.31 | 125 A,36KA,FPMCCB | item no.231 | 3 | No.
3.32 | 200 A,36KA,FPMCCB | item no.232 | 1 | Nos. | 13332.75 |  |  | Excess(+) | 1 | Full Conversion | INR | [40 empty] | 13332.75 | 13332.75 | INR Thirteen Thousand Three Hundred & Thirty Two and Paise Seventy Five Only |  | 3.32 | 200 A,36KA,FPMCCB | item no.232 | 1 | Nos.
3.33 | Supplying and fixing of following ways surface/ recess mounting, vertical type, 415 V, TPN MCB distribution board of sheet steel, dust protected, duly powder painted, inclusive of 200 A, tinned copper bus bar, common neutral link, earth bar, din bar for mounting MCBs (but without MCBs and incomer) as required. (Note : Vertical type MCB TPDB is normally used where 3 phase outlets are required.) | item no.233 | [53 empty] | 3.33 | Supplying and fixing of following ways surface/ recess mounting, vertical type, 415 V, TPN MCB distribution board of sheet steel, dust protected, duly powder painted, inclusive of 200 A, tinned copper bus bar, common neutral link, earth bar, din bar for mounting MCBs (but without MCBs and incomer) as required. (Note : Vertical type MCB TPDB is normally used where 3 phase outlets are required.) | item no.233
3.34 | 4-way Cat no. 607750 Legrand or equvalent | item no.234 | 2 | Nos. | 6586.58 |  |  | Excess(+) | 1 | Full Conversion | INR | [40 empty] | 13173.16 | 13173.16 | INR Thirteen Thousand One Hundred & Seventy Three and Paise Sixteen Only |  | 3.34 | 4-way Cat no. 607750 Legrand or equvalent | item no.234 | 2 | Nos.
3.35 | 8 way (4 + 24), Double door | item no.235 | 4 | No. | 8912.76 |  |  | Excess(+) | 1 | Full Conversion | INR | [40 empty] | 35651.04 | 35651.04 | INR Thirty Five Thousand Six Hundred & Fifty One and Paise Four Only |  | 3.35 | 8 way (4 + 24), Double door | item no.235 | 4 | No.
3.36 | Supplying and fixing of following ways surface/ recess mounting, vertical type, 415 V, incomer TPN MCCB distribution board of sheet steel, dust protected, duly powder painted, inclusive of 200 A tinned copper bus bar, common neutral link, earth bar, din bar for mounting MCBs (but without MCBs and incomer) as required . (Note : Vertical type MCB TPDB is normally used where 3 phase outlets are required.) | item no.236 | [53 empty] | 3.36 | Supplying and fixing of following ways surface/ recess mounting, vertical type, 415 V, incomer TPN MCCB distribution board of sheet steel, dust protected, duly powder painted, inclusive of 200 A tinned copper bus bar, common neutral link, earth bar, din bar for mounting MCBs (but without MCBs and incomer) as required . (Note : Vertical type MCB TPDB is normally used where 3 phase outlets are required.) | item no.236
3.37 | 12 way , Double door | item no.237 | 1 | No. | 29007.45 |  |  | Excess(+) | 1 | Full Conversion | INR | [40 empty] | 29007.45 | 29007.45 | INR Twenty Nine Thousand &Seven and Paise Forty Five Only |  | 3.37 | 12 way , Double door | item no.237 | 1 | No.
3.38 | Supplying and fixing 5 amps to 32 amps rating, 240/415 volts, 10 kA, 'C' series, MCB suitable for inductive load of following poles in the existing MCB DB complete with connections, testing and commissioning etc. as reqd. | item no.238 | [53 empty] | 3.38 | Supplying and fixing 5 amps to 32 amps rating, 240/415 volts, 10 kA, 'C' series, MCB suitable for inductive load of following poles in the existing MCB DB complete with connections, testing and commissioning etc. as reqd. | item no.238
3.39 | Single Pole | item no.239 | 58 | Nos. | 224.46 |  |  | Excess(+) | 1 | Full Conversion | INR | [40 empty] | 13018.68 | 13018.68 | INR Thirteen Thousand &Eighteen and Paise Sixty Eight Only |  | 3.39 | Single Pole | item no.239 | 58 | Nos.
3.4 | Single Pole & Neutral | item no.240 | 1 | Nos. | 525.21 |  |  | Excess(+) | 1 | Full Conversion | INR | [40 empty] | 525.21 | 525.21 | INR Five Hundred & Twenty Five and Paise Twenty One Only |  | 3.4 | Single Pole & Neutral | item no.240 | 1 | Nos.
3.41 | Triple Pole | item no.241 | 28 | Nos. | 882.95 |  |  | Excess(+) | 1 | Full Conversion | INR | [40 empty] | 24722.6 | 24722.6 | INR Twenty Four Thousand Seven Hundred & Twenty Two and Paise Sixty Only |  | 3.41 | Triple Pole | item no.241 | 28 | Nos.
3.42 | Triple pole & Neutral | item no.242 | 27 | Nos. | 1076.72 |  |  | Excess(+) | 1 | Full Conversion | INR | [40 empty] | 29071.44 | 29071.44 | INR Twenty Nine Thousand &Seventy One and Paise Forty Four Only |  | 3.42 | Triple pole & Neutral | item no.242 | 27 | Nos.
3.43 | Supplying and fixing single pole blanking plate in the existing MCB DB complete etc. as required. | item no.243 | 10 | No. | 11.4 |  |  | Excess(+) | 1 | Full Conversion | INR | [40 empty] | 114 | 114 | INR One Hundred & Fourteen Only |  | 3.43 | Supplying and fixing single pole blanking plate in the existing MCB DB complete etc. as required. | item no.243 | 10 | No.
3.44 | Supplying and fixing following rating, four pole, (three phase and neutral), 415 volts, residual current circuit breaker (RCCB), having a sensitivity current 30 mA in the existing MCB DB complete with connections, testing and commissioning etc. as required | item no.244 | [53 empty] | 3.44 | Supplying and fixing following rating, four pole, (three phase and neutral), 415 volts, residual current circuit breaker (RCCB), having a sensitivity current 30 mA in the existing MCB DB complete with connections, testing and commissioning etc. as required | item no.244
3.45 | 63 Amp | item no.245 | 2 | Nos. | 2518.19 |  |  | Excess(+) | 1 | Full Conversion | INR | [40 empty] | 5036.38 | 5036.38 | INR Five Thousand &Thirty Six and Paise Thirty Eight Only |  | 3.45 | 63 Amp | item no.245 | 2 | Nos.
3.46 | Supplying and fixing DP sheet steel enclosure on surface/ recess along with 25/32 A 240 V "C" curve DP MCB complete with connections, testing and commissioning etc. as required. | item no.246 | 1 | Nos. | 1024.99 |  |  | Excess(+) | 1 | Full Conversion | INR | [40 empty] | 1024.99 | 1024.99 | INR One Thousand &Twenty Four and Paise Ninety Nine Only |  | 3.46 | Supplying and fixing DP sheet steel enclosure on surface/ recess along with 25/32 A 240 V "C" curve DP MCB complete with connections, testing and commissioning etc. as required. | item no.246 | 1 | Nos.
3.47 | Supplying and fixing TP sheet steel enclosure on surface/ recess along with 16/25/32 A 415 V "C" curve TP MCB complete with connections, testing and commissioning etc. as required. | item no.247 | 1 | Nos. | 1395.88 |  |  | Excess(+) | 1 | Full Conversion | INR | [40 empty] | 1395.88 | 1395.88 | INR One Thousand Three Hundred & Ninety Five and Paise Eighty Eight Only |  | 3.47 | Supplying and fixing TP sheet steel enclosure on surface/ recess along with 16/25/32 A 415 V "C" curve TP MCB complete with connections, testing and commissioning etc. as required. | item no.247 | 1 | Nos.
3.48 | Supplying and fixing 20 A, 240 V, SPN Industrial type socket outlet, with 2 pole and earth, metal enclosed plug top alongwith 20 A "C" curve, SP, MCB, in sheet steel enclosure, on surface or in recess, with chained metal cover for the socket out let and complete with connections, testing and commissioning etc. as required. | item no.248 | 4 | No. | 1421.31 |  |  | Excess(+) | 1 | Full Conversion | INR | [40 empty] | 5685.24 | 5685.24 | INR Five Thousand Six Hundred & Eighty Five and Paise Twenty Four Only |  | 3.48 | Supplying and fixing 20 A, 240 V, SPN Industrial type socket outlet, with 2 pole and earth, metal enclosed plug top alongwith 20 A "C" curve, SP, MCB, in sheet steel enclosure, on surface or in recess, with chained metal cover for the socket out let and complete with connections, testing and commissioning etc. as required. | item no.248 | 4 | No.
3.49 | Chemical Earthing with GI earth electrode 50 mm dia x 3 Mtr length with full GI strip including earth enhancing compound and RCC precast PIT cover and earthing pit etc as reqd. | item no.249 | 4 | No. | 7051.29 |  |  | Excess(+) | 1 | Full Conversion | INR | [40 empty] | 28205.16 | 28205.16 | INR Twenty Eight Thousand Two Hundred & Five and Paise Sixteen Only |  | 3.49 | Chemical Earthing with GI earth electrode 50 mm dia x 3 Mtr length with full GI strip including earth enhancing compound and RCC precast PIT cover and earthing pit etc as reqd. | item no.249 | 4 | No.
3.5 | Providing and fixing 25 mm X 5 mm G.l. strip on surface or in recess for connections etc. as required. | item no.250 | 60 | Metre | 213.94 |  |  | Excess(+) | 1 | Full Conversion | INR | [40 empty] | 12836.4 | 12836.4 | INR Twelve Thousand Eight Hundred & Thirty Six and Paise Forty Only |  | 3.5 | Providing and fixing 25 mm X 5 mm G.l. strip on surface or in recess for connections etc. as required. | item no.250 | 60 | Metre
3.51 | P & F 6 SWG dia GI wire on surface or in recess for loop earthing as reqd. | item no.251 | 40 | Mtr. | 61.38 |  |  | Excess(+) | 1 | Full Conversion | INR | [40 empty] | 2455.2 | 2455.2 | INR Two Thousand Four Hundred & Fifty Five and Paise Twenty Only |  | 3.51 | P & F 6 SWG dia GI wire on surface or in recess for loop earthing as reqd. | item no.251 | 40 | Mtr.
3.52 | Supplying and making indoor end termination with brass compression gland, aluminum lugs for following size of PVC insulated & PVC sheathed/XLPE aluminum cable of 1.1kV grade as reqd. | item no.252 | [53 empty] | 3.52 | Supplying and making indoor end termination with brass compression gland, aluminum lugs for following size of PVC insulated & PVC sheathed/XLPE aluminum cable of 1.1kV grade as reqd. | item no.252
3.53 | 3 X 150 sq. mm (50mm) | item no.253 | 2 | Nos. | 477.86 |  |  | Excess(+) | 1 | Full Conversion | INR | [40 empty] | 955.72 | 955.72 | INR Nine Hundred & Fifty Five and Paise Seventy Two Only |  | 3.53 | 3 X 150 sq. mm (50mm) | item no.253 | 2 | Nos.
3.54 | 3½ X 70 sq. mm (38mm) | item no.254 | 2 | No. | 410.35 |  |  | Excess(+) | 1 | Full Conversion | INR | [40 empty] | 820.7 | 820.7 | INR Eight Hundred & Twenty and Paise Seventy Only |  | 3.54 | 3½ X 70 sq. mm (38mm) | item no.254 | 2 | No.
3.55 | Supplying and fixing following size/ surface mounting plastic box as required.make havells OR equivalent approved make. | item no.255 | [53 empty] | 3.55 | Supplying and fixing following size/ surface mounting plastic box as required.make havells OR equivalent approved make. | item no.255
3.56 | 1/2 module | item no.256 | 3 | Nos. | 266.55 |  |  | Excess(+) | 1 | Full Conversion | INR | [40 empty] | 799.65 | 799.65 | INR Seven Hundred & Ninety Nine and Paise Sixty Five Only |  | 3.56 | 1/2 module | item no.256 | 3 | Nos.
3.57 | 3 module | item no.257 | 1 | Nos. | 284.96 |  |  | Excess(+) | 1 | Full Conversion | INR | [40 empty] | 284.96 | 284.96 | INR Two Hundred & Eighty Four and Paise Ninety Six Only |  | 3.57 | 3 module | item no.257 | 1 | Nos.
3.58 | 4 module | item no.258 | 1 | Nos. | 297.24 |  |  | Excess(+) | 1 | Full Conversion | INR | [40 empty] | 297.24 | 297.24 | INR Two Hundred & Ninety Seven and Paise Twenty Four Only |  | 3.58 | 4 module | item no.258 | 1 | Nos.
3.59 | 6 module | item no.259 | 1 | Nos. | 331.43 |  |  | Excess(+) | 1 | Full Conversion | INR | [40 empty] | 331.43 | 331.43 | INR Three Hundred & Thirty One and Paise Forty Three Only |  | 3.59 | 6 module | item no.259 | 1 | Nos.
3.6 | 8 module | item no.260 | 1 | Nos. | 348.97 |  |  | Excess(+) | 1 | Full Conversion | INR | [40 empty] | 348.97 | 348.97 | INR Three Hundred & Forty Eight and Paise Ninety Seven Only |  | 3.6 | 8 module | item no.260 | 1 | Nos.
3.61 | 12module | item no.261 | 2 | Nos. | 404.21 |  |  | Excess(+) | 1 | Full Conversion | INR | [40 empty] | 808.42 | 808.42 | INR Eight Hundred & Eight and Paise Forty Two Only |  | 3.61 | 12module | item no.261 | 2 | Nos.
3.62 | Providing and fixing DLP plastic trunking of size 105 mm x 50 mm without cover on surface as reqd. | item no.262 | 382 | Mtr. | 976.76 |  |  | Excess(+) | 1 | Full Conversion | INR | [40 empty] | 373122.32 | 373122.32 | INR Three Lakh Seventy Three Thousand One Hundred & Twenty Two and Paise Thirty Two Only |  | 3.62 | Providing and fixing DLP plastic trunking of size 105 mm x 50 mm without cover on surface as reqd. | item no.262 | 382 | Mtr.
3.63 | Providing and fixing 85 mm width flexible cover of DLP plastic trunking. (size 105 mm x 50 mm.) | item no.263 | 372 | Mtr. | 432.27 |  |  | Excess(+) | 1 | Full Conversion | INR | [40 empty] | 160804.44 | 160804.44 | INR One Lakh Sixty Thousand Eight Hundred & Four and Paise Forty Four Only |  | 3.63 | Providing and fixing 85 mm width flexible cover of DLP plastic trunking. (size 105 mm x 50 mm.) | item no.263 | 372 | Mtr.
3.64 | Supply and fixing of following items for plastic trunking accessories suitable for size 105 mm x 50 mm. | item no.264 | [53 empty] | 3.64 | Supply and fixing of following items for plastic trunking accessories suitable for size 105 mm x 50 mm. | item no.264
3.65 | End cap | item no.265 | 35 | Nos. | 194.65 |  |  | Excess(+) | 1 | Full Conversion | INR | [40 empty] | 6812.75 | 6812.75 | INR Six Thousand Eight Hundred & Twelve and Paise Seventy Five Only |  | 3.65 | End cap | item no.265 | 35 | Nos.
3.66 | Internal angles- adjustable from 80°-100° | item no.266 | 37 | Nos. | 539.24 |  |  | Excess(+) | 1 | Full Conversion | INR | [40 empty] | 19951.88 | 19951.88 | INR Nineteen Thousand Nine Hundred & Fifty One and Paise Eighty Eight Only |  | 3.66 | Internal angles- adjustable from 80°-100° | item no.266 | 37 | Nos.
3.67 | External angles- adjustable from 60°-120° | item no.267 | 12 | Nos. | 550.64 |  |  | Excess(+) | 1 | Full Conversion | INR | [40 empty] | 6607.68 | 6607.68 | INR Six Thousand Six Hundred & Seven and Paise Sixty Eight Only |  | 3.67 | External angles- adjustable from 60°-120° | item no.267 | 12 | Nos.
3.68 | Flat Junction | item no.268 | 49 | Nos. | 938.19 |  |  | Excess(+) | 1 | Full Conversion | INR | [40 empty] | 45971.31 | 45971.31 | INR Forty Five Thousand Nine Hundred & Seventy One and Paise Thirty One Only |  | 3.68 | Flat Junction | item no.268 | 49 | Nos.
3.69 | Flat angles | item no.269 | 7 | Nos. | 762.82 |  |  | Excess(+) | 1 | Full Conversion | INR | [40 empty] | 5339.74 | 5339.74 | INR Five Thousand Three Hundred & Thirty Nine and Paise Seventy Four Only |  | 3.69 | Flat angles | item no.269 | 7 | Nos.
3.7 | Separation partitions | item no.270 | 25 | Meter | 260.41 |  |  | Excess(+) | 1 | Full Conversion | INR | [40 empty] | 6510.25 | 6510.25 | INR Six Thousand Five Hundred & Ten and Paise Twenty Five Only |  | 3.7 | Separation partitions | item no.270 | 25 | Meter
3.71 | Joints for 85mm width cover | item no.271 | 95 | Nos. | 224.46 |  |  | Excess(+) | 1 | Full Conversion | INR | [40 empty] | 21323.7 | 21323.7 | INR Twenty One Thousand Three Hundred & Twenty Three and Paise Seventy Only |  | 3.71 | Joints for 85mm width cover | item no.271 | 95 | Nos.
3.72 | base joints | item no.272 | 146 | Nos. | 90.31 |  |  | Excess(+) | 1 | Full Conversion | INR | [40 empty] | 13185.26 | 13185.26 | INR Thirteen Thousand One Hundred & Eighty Five and Paise Twenty Six Only |  | 3.72 | base joints | item no.272 | 146 | Nos.
3.73 | Supplying, installation DLP mini- trunking 32mm x 20mm and accessories white-system with independent cover- without central partion etc. as reqd. | item no.273 | [53 empty] | 3.73 | Supplying, installation DLP mini- trunking 32mm x 20mm and accessories white-system with independent cover- without central partion etc. as reqd. | item no.273
3.74 | Mini- trunking | item no.274 | 105 | Mtr. | 227.97 |  |  | Excess(+) | 1 | Full Conversion | INR | [40 empty] | 23936.85 | 23936.85 | INR Twenty Three Thousand Nine Hundred & Thirty Six and Paise Eighty Five Only |  | 3.74 | Mini- trunking | item no.274 | 105 | Mtr.
3.75 | End cap left or right | item no.275 | 6 | Nos. | 141.17 |  |  | Excess(+) | 1 | Full Conversion | INR | [40 empty] | 847.02 | 847.02 | INR Eight Hundred & Forty Seven and Paise Two Only |  | 3.75 | End cap left or right | item no.275 | 6 | Nos.
3.76 | Internal/ external angle | item no.276 | 14 | Nos. | 145.55 |  |  | Excess(+) | 1 | Full Conversion | INR | [40 empty] | 2037.7 | 2037.7 | INR Two Thousand &Thirty Seven and Paise Seventy Only |  | 3.76 | Internal/ external angle | item no.276 | 14 | Nos.
3.77 | changeable flat angle | item no.277 | 9 | Nos. | 123.63 |  |  | Excess(+) | 1 | Full Conversion | INR | [40 empty] | 1112.67 | 1112.67 | INR One Thousand One Hundred & Twelve and Paise Sixty Seven Only |  | 3.77 | changeable flat angle | item no.277 | 9 | Nos.
3.78 | Flat junction | item no.278 | 4 | Nos. | 143.8 |  |  | Excess(+) | 1 | Full Conversion | INR | [40 empty] | 575.2 | 575.2 | INR Five Hundred & Seventy Five and Paise Twenty Only |  | 3.78 | Flat junction | item no.278 | 4 | Nos.
3.79 | S & F metal enclosure suitable for FP/DP MCCB/DP ELCB on surface or recessed etc as reqd. | item no.279 | [53 empty] | 3.79 | S & F metal enclosure suitable for FP/DP MCCB/DP ELCB on surface or recessed etc as reqd. | item no.279
3.8 | 200amp | item no.280 | 1 | Nos. | 2008.77 |  |  | Excess(+) | 1 | Full Conversion | INR | [40 empty] | 2008.77 | 2008.77 | INR Two Thousand &Eight and Paise Seventy Seven Only |  | 3.8 | 200amp | item no.280 | 1 | Nos.
3.81 | Supplying and laying of one no. 3.5 x 70.0 sqmm PVC insulated, XLPE steel armoured aluminium conductor power cable of grade 1.1 kV as required complete in following manners. | item no.281 | [53 empty] | 3.81 | Supplying and laying of one no. 3.5 x 70.0 sqmm PVC insulated, XLPE steel armoured aluminium conductor power cable of grade 1.1 kV as required complete in following manners. | item no.281
3.82 | On Surface | item no.282 | 50 | Meter | 566.42 |  |  | Excess(+) | 1 | Full Conversion | INR | [40 empty] | 28321 | 28321 | INR Twenty Eight Thousand Three Hundred & Twenty One Only |  | 3.82 | On Surface | item no.282 | 50 | Meter
3.83 | S & Laying of one no. XLPE cable aluminum conductor steel armoured power cable of 1.1kV grade of size 3-1/2x150 sq.mm. in following manners. | item no.283 | [53 empty] | 3.83 | S & Laying of one no. XLPE cable aluminum conductor steel armoured power cable of 1.1kV grade of size 3-1/2x150 sq.mm. in following manners. | item no.283
3.84 | In open duct | item no.284 | 5 | Mtr | 753.18 |  |  | Excess(+) | 1 | Full Conversion | INR | [40 empty] | 3765.9 | 3765.9 | INR Three Thousand Seven Hundred & Sixty Five and Paise Ninety Only |  | 3.84 | In open duct | item no.284 | 5 | Mtr
3.85 | On surface with MS clamp | item no.285 | 25 | Mtr | 819.82 |  |  | Excess(+) | 1 | Full Conversion | INR | [40 empty] | 20495.5 | 20495.5 | INR Twenty Thousand Four Hundred & Ninety Five and Paise Fifty Only |  | 3.85 | On surface with MS clamp | item no.285 | 25 | Mtr
3.86 | S&F, Copper tube / reducer/ lug terminals suitable for following size of conductor. | item no.286 | [53 empty] | 3.86 | S&F, Copper tube / reducer/ lug terminals suitable for following size of conductor. | item no.286
3.87 | 10,16 mm | item no.287 | 48 | Nos. | 35.07 |  |  | Excess(+) | 1 | Full Conversion | INR | [40 empty] | 1683.36 | 1683.36 | INR One Thousand Six Hundred & Eighty Three and Paise Thirty Six Only |  | 3.87 | 10,16 mm | item no.287 | 48 | Nos.
3.88 | 35 mm | item no.288 | 8 | Nos. | 47.35 |  |  | Excess(+) | 1 | Full Conversion | INR | [40 empty] | 378.8 | 378.8 | INR Three Hundred & Seventy Eight and Paise Eighty Only |  | 3.88 | 35 mm | item no.288 | 8 | Nos.
3.89 | Dismentaling and refixing of light fittings of any sizess on surface or in recessed etc as reqd. | item no.289 | 4 | Nos. | 222.71 |  |  | Excess(+) | 1 | Full Conversion | INR | [40 empty] | 890.84 | 890.84 | INR Eight Hundred & Ninety and Paise Eighty Four Only |  | 3.89 | Dismentaling and refixing of light fittings of any sizess on surface or in recessed etc as reqd. | item no.289 | 4 | Nos.
3.9 | Dismantling & refixing of any size fan with fasner from normal height | item no.290 | [53 empty] | 3.9 | Dismantling & refixing of any size fan with fasner from normal height | item no.290
3.91 | ceiling fan | item no.291 | 2 | Nos. | 222.71 |  |  | Excess(+) | 1 | Full Conversion | INR | [40 empty] | 445.42 | 445.42 | INR Four Hundred & Forty Five and Paise Forty Two Only |  | 3.91 | ceiling fan | item no.291 | 2 | Nos.
3.92 | Wiring for circuit/ submain wiring alongwith earth wire with the following sizes of FRLS PVC insulated, copper conductor, single core cable in surface/ recessed steel conduit as reqired. | item no.292 | [53 empty] | 3.92 | Wiring for circuit/ submain wiring alongwith earth wire with the following sizes of FRLS PVC insulated, copper conductor, single core cable in surface/ recessed steel conduit as reqired. | item no.292
3.93 | 4 x 10 Sqmm. + 2 x 06 sqmm earth wire | item no.293 | 80 | Mtr. | 1022.36 |  |  | Excess(+) | 1 | Full Conversion | INR | [40 empty] | 81788.8 | 81788.8 | INR Eighty One Thousand Seven Hundred & Eighty Eight and Paise Eighty Only |  | 3.93 | 4 x 10 Sqmm. + 2 x 06 sqmm earth wire | item no.293 | 80 | Mtr.
3.94 | 4 x 16 Sqmm. + 2 x 06 sqmm earth wire | item no.294 | 5 | Mtr. | 1442.35 |  |  | Excess(+) | 1 | Full Conversion | INR | [40 empty] | 7211.75 | 7211.75 | INR Seven Thousand Two Hundred & Eleven and Paise Seventy Five Only |  | 3.94 | 4 x 16 Sqmm. + 2 x 06 sqmm earth wire | item no.294 | 5 | Mtr.
3.95 | Supplying & drawing following sizes of FRLS PVC insulated copper conductor, single core cable in the existing surface / recessed steel / PVC conduit as reqd. | item no.295 | [53 empty] | 3.95 | Supplying & drawing following sizes of FRLS PVC insulated copper conductor, single core cable in the existing surface / recessed steel / PVC conduit as reqd. | item no.295
3.96 | 4 x 16 Sq.mm.. | item no.296 | 5 | Mtr. | 1010.96 |  |  | Excess(+) | 1 | Full Conversion | INR | [40 empty] | 5054.8 | 5054.8 | INR Five Thousand &Fifty Four and Paise Eighty Only |  | 3.96 | 4 x 16 Sq.mm.. | item no.296 | 5 | Mtr.
3.97 | 3 x 35 Sq.mm.. | item no.297 | 5 | Mtr. | 1630.86 |  |  | Excess(+) | 1 | Full Conversion | INR | [40 empty] | 8154.3 | 8154.3 | INR Eight Thousand One Hundred & Fifty Four and Paise Thirty Only |  | 3.97 | 3 x 35 Sq.mm.. | item no.297 | 5 | Mtr.
3.98 | S & F 40 amp to 63 amp rating 240 volts 'C' curve 10 kA MCB of following pole in the existing MCB DB complete with connection, testing & commissioning etc as reqd. | item no.298 | [53 empty] | 3.98 | S & F 40 amp to 63 amp rating 240 volts 'C' curve 10 kA MCB of following pole in the existing MCB DB complete with connection, testing & commissioning etc as reqd. | item no.298
3.99 | Single Pole | item no.299 | 1 | Nos. | 654.1 |  |  | Excess(+) | 1 | Full Conversion | INR | [40 empty] | 654.1 | 654.1 | INR Six Hundred & Fifty Four and Paise Ten Only |  | 3.99 | Single Pole | item no.299 | 1 | Nos.
4 | Double pole | item no.300 | 1 | Nos. | 1229.29 |  |  | Excess(+) | 1 | Full Conversion | INR | [40 empty] | 1229.29 | 1229.29 | INR One Thousand Two Hundred & Twenty Nine and Paise Twenty Nine Only |  | 4 | Double pole | item no.300 | 1 | Nos.
4.01 | Triple Pole | item no.301 | 3 | Nos. | 2130.64 |  |  | Excess(+) | 1 | Full Conversion | INR | [40 empty] | 6391.92 | 6391.92 | INR Six Thousand Three Hundred & Ninety One and Paise Ninety Two Only |  | 4.01 | Triple Pole | item no.301 | 3 | Nos.
4.02 | Four Pole | item no.302 | 7 | Nos. | 2732.14 |  |  | Excess(+) | 1 | Full Conversion | INR | [40 empty] | 19124.98 | 19124.98 | INR Nineteen Thousand One Hundred & Twenty Four and Paise Ninety Eight Only |  | 4.02 | Four Pole | item no.302 | 7 | Nos.
4.03 | Supplying and fixing of Clip-on frame with finishing plate for 85mm cover for DLP plastic trunking 105mmx50mmetc as required to complete of approved make ( Arteor model of Legrand or equivalent). | item no.303 | [53 empty] | 4.03 | Supplying and fixing of Clip-on frame with finishing plate for 85mm cover for DLP plastic trunking 105mmx50mmetc as required to complete of approved make ( Arteor model of Legrand or equivalent). | item no.303
4.04 | 1 or 2 module | item no.304 | 6 | Nos. | 215.69 |  |  | Excess(+) | 1 | Full Conversion | INR | [40 empty] | 1294.14 | 1294.14 | INR One Thousand Two Hundred & Ninety Four and Paise Fourteen Only |  | 4.04 | 1 or 2 module | item no.304 | 6 | Nos.
4.05 | 3 module | item no.305 | 69 | Nos. | 285.84 |  |  | Excess(+) | 1 | Full Conversion | INR | [40 empty] | 19722.96 | 19722.96 | INR Nineteen Thousand Seven Hundred & Twenty Two and Paise Ninety Six Only |  | 4.05 | 3 module | item no.305 | 69 | Nos.
4.06 | 6 module | item no.306 | 37 | Nos. | 383.17 |  |  | Excess(+) | 1 | Full Conversion | INR | [40 empty] | 14177.29 | 14177.29 | INR Fourteen Thousand One Hundred & Seventy Seven and Paise Twenty Nine Only |  | 4.06 | 6 module | item no.306 | 37 | Nos.
4.07 | Supplying and fixing of Clip-on frame with finishing plate for 85mm cover for DLP plastic trunking 105mmx50mm unit of 2 modules can be fitted togather to create 4/6/8 module supports as required to complete approved make ( Arteor model of Legrand or equivalent). | item no.307 | 86 | Nos. | 524.33 |  |  | Excess(+) | 1 | Full Conversion | INR | [40 empty] | 45092.38 | 45092.38 | INR Forty Five Thousand &Ninety Two and Paise Thirty Eight Only |  | 4.07 | Supplying and fixing of Clip-on frame with finishing plate for 85mm cover for DLP plastic trunking 105mmx50mm unit of 2 modules can be fitted togather to create 4/6/8 module supports as required to complete approved make ( Arteor model of Legrand or equivalent). | item no.307 | 86 | Nos.
4.08 | Supplying and fixing of following modular switch/sockets on the existing Clip-on 85mm cover of 105mmx50mm DLP plastic trunking including connection etc as required complete of approved make ( Arteor model of Legrand or equivalent). | item no.308 | [53 empty] | 4.08 | Supplying and fixing of following modular switch/sockets on the existing Clip-on 85mm cover of 105mmx50mm DLP plastic trunking including connection etc as required complete of approved make ( Arteor model of Legrand or equivalent). | item no.308
4.09 | 6 Amp switch | item no.309 | 49 | Nos. | 235.86 |  |  | Excess(+) | 1 | Full Conversion | INR | [40 empty] | 11557.14 | 11557.14 | INR Eleven Thousand Five Hundred & Fifty Seven and Paise Fourteen Only |  | 4.09 | 6 Amp switch | item no.309 | 49 | Nos.
4.1 | 20 Amp. switch | item no.310 | 95 | Nos. | 407.72 |  |  | Excess(+) | 1 | Full Conversion | INR | [40 empty] | 38733.4 | 38733.4 | INR Thirty Eight Thousand Seven Hundred & Thirty Three and Paise Forty Only |  | 4.1 | 20 Amp. switch | item no.310 | 95 | Nos.
4.11 | 6 Amp. 2/3 pin socket outlet | item no.311 | 48 | Nos. | 388.43 |  |  | Excess(+) | 1 | Full Conversion | INR | [40 empty] | 18644.64 | 18644.64 | INR Eighteen Thousand Six Hundred & Forty Four and Paise Sixty Four Only |  | 4.11 | 6 Amp. 2/3 pin socket outlet | item no.311 | 48 | Nos.
4.12 | 6/16 Amp. three pin two module socket outlet. | item no.312 | 95 | Nos. | 523.45 |  |  | Excess(+) | 1 | Full Conversion | INR | [40 empty] | 49727.75 | 49727.75 | INR Forty Nine Thousand Seven Hundred & Twenty Seven and Paise Seventy Five Only |  | 4.12 | 6/16 Amp. three pin two module socket outlet. | item no.312 | 95 | Nos.
4.13 | S & F metal enclosure suitable for DP/TPN /FP MCB / DP ELCB on surface or recessed etc as reqd. | item no.313 | 27 | Nos. | 906.62 |  |  | Excess(+) | 1 | Full Conversion | INR | [40 empty] | 24478.74 | 24478.74 | INR Twenty Four Thousand Four Hundred & Seventy Eight and Paise Seventy Four Only |  | 4.13 | S & F metal enclosure suitable for DP/TPN /FP MCB / DP ELCB on surface or recessed etc as reqd. | item no.313 | 27 | Nos.
4.14 | Laying UTP cable enhanced cat 5/cat 6 cable in existing steel conduit pipe/GI pipe/ raceway / RCC pipe as reqd. the cost shall also include numbering of networking wire from room to rack as reqd. (wire will be supplied by dept) | item no.314 | 1050 | Mtr. | 16.68 |  |  | Excess(+) | 1 | Full Conversion | INR | [40 empty] | 17514 | 17514 | INR Seventeen Thousand Five Hundred & Fourteen Only |  | 4.14 | Laying UTP cable enhanced cat 5/cat 6 cable in existing steel conduit pipe/GI pipe/ raceway / RCC pipe as reqd. the cost shall also include numbering of networking wire from room to rack as reqd. (wire will be supplied by dept) | item no.314 | 1050 | Mtr.
4.15 | Fixing of RJ-45 modular box with cover plate or I/o box for internet on surface/ recessed cutting the wall making good the same as required. ( box and cover plate will be supplied by dept.) | item no.315 | 70 | Nos. | 70.14 |  |  | Excess(+) | 1 | Full Conversion | INR | [40 empty] | 4909.8 | 4909.8 | INR Four Thousand Nine Hundred & Nine and Paise Eighty Only |  | 4.15 | Fixing of RJ-45 modular box with cover plate or I/o box for internet on surface/ recessed cutting the wall making good the same as required. ( box and cover plate will be supplied by dept.) | item no.315 | 70 | Nos.
4.16 | Supply and fixing of following LED light fixture with efficiency >100 lumen/ watt, P.F. >0.95, THD<10%, Electronic driver, LED lamp, reflector, diffuser, MS body/housing holder etc. complete with all fixing accessories and lamp as required complete. | item no.316 | [53 empty] | 4.16 | Supply and fixing of following LED light fixture with efficiency >100 lumen/ watt, P.F. >0.95, THD<10%, Electronic driver, LED lamp, reflector, diffuser, MS body/housing holder etc. complete with all fixing accessories and lamp as required complete. | item no.316
4.17 | 1 X 20W Box type LED tube with fitting | item no.317 | 1 | Nos. | 817.19 |  |  | Excess(+) | 1 | Full Conversion | INR | [40 empty] | 817.19 | 817.19 | INR Eight Hundred & Seventeen and Paise Nineteen Only |  | 4.17 | 1 X 20W Box type LED tube with fitting | item no.317 | 1 | Nos.
4.18 | 36 watt recess mounting LED light fixture 600 x 600 mm | item no.318 | 8 | Nos. | 4654.98 |  |  | Excess(+) | 1 | Full Conversion | INR | [40 empty] | 37239.84 | 37239.84 | INR Thirty Seven Thousand Two Hundred & Thirty Nine and Paise Eighty Four Only |  | 4.18 | 36 watt recess mounting LED light fixture 600 x 600 mm | item no.318 | 8 | Nos.
4.19 | Supply, Installation, Testing and Commissioning of 1200 mm sweep, BEE 5 star rated, ceiling fan with Brush Less Direct Current (BLDC) Motor, class of insulation: B, 3 nos. blades, 30 cm long down rod, 2 nos. canopies, shackle kit, safety rope, copper winding, Power Factor not less than 0.9, Service Value (CM/M/W) minimum 6.00, Air delivery minimum 210 Cum/Min , 350 RPM (tolerance as per IS : 374-2019),THD less than 10%, remote or electronic regulator unit for speed control and all remaining accessories including safety pin, nut bolts, washers, temperature rise=75 degree C (max.), insulation resistance more than 2 mega ohm, suitable for 230 V, 50 Hz, single phase ACSupply, earthing etc. complete as required. | item no.319 | 3 | Nos. | 2393.69 |  |  | Excess(+) | 1 | Full Conversion | INR | [40 empty] | 7181.07 | 7181.07 | INR Seven Thousand One Hundred & Eighty One and Paise Seven Only |  | 4.19 | Supply, Installation, Testing and Commissioning of 1200 mm sweep, BEE 5 star rated, ceiling fan with Brush Less Direct Current (BLDC) Motor, class of insulation: B, 3 nos. blades, 30 cm long down rod, 2 nos. canopies, shackle kit, safety rope, copper winding, Power Factor not less than 0.9, Service Value (CM/M/W) minimum 6.00, Air delivery minimum 210 Cum/Min , 350 RPM (tolerance as per IS : 374-2019),THD less than 10%, remote or electronic regulator unit for speed control and all remaining accessories including safety pin, nut bolts, washers, temperature rise=75 degree C (max.), insulation resistance more than 2 mega ohm, suitable for 230 V, 50 Hz, single phase ACSupply, earthing etc. complete as required. | item no.319 | 3 | Nos.
4.2 | Supply, Installation testing and commissioning of following seep, copper wound, 900 RPM, 220 volt AC, 50 Hz exhaust fan in the existing opening etc as required complete. | item no.320 | [53 empty] | 4.2 | Supply, Installation testing and commissioning of following seep, copper wound, 900 RPM, 220 volt AC, 50 Hz exhaust fan in the existing opening etc as required complete. | item no.320
4.21 | 450 mm / 18" sweep | item no.321 | 1 | Nos. | 5789.57 |  |  | Excess(+) | 1 | Full Conversion | INR | [40 empty] | 5789.57 | 5789.57 | INR Five Thousand Seven Hundred & Eighty Nine and Paise Fifty Seven Only |  | 4.21 | 450 mm / 18" sweep | item no.321 | 1 | Nos.
4.22 | Supplying and fixing exhaust fan shutter for following sizes exhaust fan on rag bolts as reqd complete. | item no.322 | [53 empty] | 4.22 | Supplying and fixing exhaust fan shutter for following sizes exhaust fan on rag bolts as reqd complete. | item no.322
4.23 | for 450 mm / 18" sweep | item no.323 | 1 | Nos. | 964.49 |  |  | Excess(+) | 1 | Full Conversion | INR | [40 empty] | 964.49 | 964.49 | INR Nine Hundred & Sixty Four and Paise Forty Nine Only |  | 4.23 | for 450 mm / 18" sweep | item no.323 | 1 | Nos.
4.24 | Supplying, fixing, painting of 15mm dia GI heavy class pipe down rod for ceiling fan etc as required complete. | item no.324 | 2 | Meter | 266.55 |  |  | Excess(+) | 1 | Full Conversion | INR | [40 empty] | 533.1 | 533.1 | INR Five Hundred & Thirty Three and Paise Ten Only |  | 4.24 | Supplying, fixing, painting of 15mm dia GI heavy class pipe down rod for ceiling fan etc as required complete. | item no.324 | 2 | Meter
4.25 | Extra for cutting and drilling hole in down rod of 15mm dia GI pipe for ceiling fan etc. as required complete. | item no.325 | 3 | Nos. | 72.78 |  |  | Excess(+) | 1 | Full Conversion | INR | [40 empty] | 218.34 | 218.34 | INR Two Hundred & Eighteen and Paise Thirty Four Only |  | 4.25 | Extra for cutting and drilling hole in down rod of 15mm dia GI pipe for ceiling fan etc. as required complete. | item no.325 | 3 | Nos.
4.26 | Dismantling, disconnecting old damaged unserviceable fl fitting/ exhaust fan/ ceiling fan/ bulkhead fitting with bracket etc. as reqd. and depositing in sectional store. | item no.326 | 22 | Nos. | 94.7 |  |  | Excess(+) | 1 | Full Conversion | INR | [40 empty] | 2083.4 | 2083.4 | INR Two Thousand &Eighty Three and Paise Forty Only |  | 4.26 | Dismantling, disconnecting old damaged unserviceable fl fitting/ exhaust fan/ ceiling fan/ bulkhead fitting with bracket etc. as reqd. and depositing in sectional store. | item no.326 | 22 | Nos.
4.27 | Dismantling concealed & damaged DB/TPN Switches/starter/ loose wire boxes along with all accessories and depositing the same in the sectional store repairing the damages as reqd complete. | item no.327 | 32 | Nos. | 241.12 |  |  | Excess(+) | 1 | Full Conversion | INR | [40 empty] | 7715.84 | 7715.84 | INR Seven Thousand Seven Hundred & Fifteen and Paise Eighty Four Only |  | 4.27 | Dismantling concealed & damaged DB/TPN Switches/starter/ loose wire boxes along with all accessories and depositing the same in the sectional store repairing the damages as reqd complete. | item no.327 | 32 | Nos.
4.28 | Dismantling the old conduit pipe/wood batten of all sizes from surface/recessed & making good the damages I/c filling the holes of the surface etc as reqd. and depositing it in sectional store. | item no.328 | 70 | Meter | 30.69 |  |  | Excess(+) | 1 | Full Conversion | INR | [40 empty] | 2148.3 | 2148.3 | INR Two Thousand One Hundred & Forty Eight and Paise Thirty Only |  | 4.28 | Dismantling the old conduit pipe/wood batten of all sizes from surface/recessed & making good the damages I/c filling the holes of the surface etc as reqd. and depositing it in sectional store. | item no.328 | 70 | Meter
4.29 | S&F connecting and commissioning independent mounting of MCCB enclosure suitable for MCCB's up to 250A in surface/recess I/c cutting the wall and making good the same in case of recessed (Cat No CS-CNM0100021 C & S or approved equivalent make) as reqd. | item no.329 | 2 | Nos. | 3381.85 |  |  | Excess(+) | 1 | Full Conversion | INR | [40 empty] | 6763.7 | 6763.7 | INR Six Thousand Seven Hundred & Sixty Three and Paise Seventy Only |  | 4.29 | S&F connecting and commissioning independent mounting of MCCB enclosure suitable for MCCB's up to 250A in surface/recess I/c cutting the wall and making good the same in case of recessed (Cat No CS-CNM0100021 C & S or approved equivalent make) as reqd. | item no.329 | 2 | Nos.
4.3 | Supplying and fixing of following sizes of steel conduit along with accessories in surface/recess including painting in case of surface conduit, or cutting the wall and making good the same in case of recessed conduit as required. | item no.330 | [53 empty] | 4.3 | Supplying and fixing of following sizes of steel conduit along with accessories in surface/recess including painting in case of surface conduit, or cutting the wall and making good the same in case of recessed conduit as required. | item no.330
4.31 | 32 mm | item no.331 | 30 | Metre | 285.84 |  |  | Excess(+) | 1 | Full Conversion | INR | [40 empty] | 8575.2 | 8575.2 | INR Eight Thousand Five Hundred & Seventy Five and Paise Twenty Only |  | 4.31 | 32 mm | item no.331 | 30 | Metre
4.32 | S & F following size of steel flexible pipe along with the accessories on surface etc as required | item no.332 | [53 empty] | 4.32 | S & F following size of steel flexible pipe along with the accessories on surface etc as required | item no.332
4.33 | 32 mm | item no.333 | 15 | Meter | 83.3 |  |  | Excess(+) | 1 | Full Conversion | INR | [40 empty] | 1249.5 | 1249.5 | INR One Thousand Two Hundred & Forty Nine and Paise Fifty Only |  | 4.33 | 32 mm | item no.333 | 15 | Meter
Total in Figures | [51 empty] | 4709169 | 4709169.33 | Forty Seven Lakh Nine Thousand One Hundred & Sixty Nine and Paise Thirty Three Only
Quoted Rate in Figures |  |  |  | Select | [47 empty] | 0 | 0 | INR Zero Only
Quoted Rate in Words |  | INR Zero Only
Note on K16: gepadmin: 1. If you choose "Full Conversion" then Column BA (AMOUNT) and Column BB (TAXES) BOTH values will be convert based on selected Currency in (Column L). 2. If you choose "Partial Conversion" then Column BA (AMOUNT) only will be converted based on selected currency (Column L) and Column BB (TAXES) value (INR) will be added to the converted values.
Note on K19: gepadmin: 1. If you choose "Full Conversion" then Column BA (AMOUNT) and Column BB (TAXES) BOTH values will be convert based on selected Currency in (Column L). 2. If you choose "Partial Conversion" then Column BA (AMOUNT) only will be converted based on selected currency (Column L) and Column BB (TAXES) value (INR) will be added to the converted values.
Note on K20: gepadmin: 1. If you choose "Full Conversion" then Column BA (AMOUNT) and Column BB (TAXES) BOTH values will be convert based on selected Currency in (Column L). 2. If you choose "Partial Conversion" then Column BA (AMOUNT) only will be converted based on selected currency (Column L) and Column BB (TAXES) value (INR) will be added to the converted values.
Note on K21: gepadmin: 1. If you choose "Full Conversion" then Column BA (AMOUNT) and Column BB (TAXES) BOTH values will be convert based on selected Currency in (Column L). 2. If you choose "Partial Conversion" then Column BA (AMOUNT) only will be converted based on selected currency (Column L) and Column BB (TAXES) value (INR) will be added to the converted values.
Note on K23: gepadmin: 1. If you choose "Full Conversion" then Column BA (AMOUNT) and Column BB (TAXES) BOTH values will be convert based on selected Currency in (Column L). 2. If you choose "Partial Conversion" then Column BA (AMOUNT) only will be converted based on selected currency (Column L) and Column BB (TAXES) value (INR) will be added to the converted values.
Note on K26: gepadmin: 1. If you choose "Full Conversion" then Column BA (AMOUNT) and Column BB (TAXES) BOTH values will be convert based on selected Currency in (Column L). 2. If you choose "Partial Conversion" then Column BA (AMOUNT) only will be converted based on selected currency (Column L) and Column BB (TAXES) value (INR) will be added to the converted values.
Note on K27: gepadmin: 1. If you choose "Full Conversion" then Column BA (AMOUNT) and Column BB (TAXES) BOTH values will be convert based on selected Currency in (Column L). 2. If you choose "Partial Conversion" then Column BA (AMOUNT) only will be converted based on selected currency (Column L) and Column BB (TAXES) value (INR) will be added to the converted values.
Note on K29: gepadmin: 1. If you choose "Full Conversion" then Column BA (AMOUNT) and Column BB (TAXES) BOTH values will be convert based on selected Currency in (Column L). 2. If you choose "Partial Conversion" then Column BA (AMOUNT) only will be converted based on selected currency (Column L) and Column BB (TAXES) value (INR) will be added to the converted values.
Note on K30: gepadmin: 1. If you choose "Full Conversion" then Column BA (AMOUNT) and Column BB (TAXES) BOTH values will be convert based on selected Currency in (Column L). 2. If you choose "Partial Conversion" then Column BA (AMOUNT) only will be converted based on selected currency (Column L) and Column BB (TAXES) value (INR) will be added to the converted values.
Note on K32: gepadmin: 1. If you choose "Full Conversion" then Column BA (AMOUNT) and Column BB (TAXES) BOTH values will be convert based on selected Currency in (Column L). 2. If you choose "Partial Conversion" then Column BA (AMOUNT) only will be converted based on selected currency (Column L) and Column BB (TAXES) value (INR) will be added to the converted values.
Note on K34: gepadmin: 1. If you choose "Full Conversion" then Column BA (AMOUNT) and Column BB (TAXES) BOTH values will be convert based on selected Currency in (Column L). 2. If you choose "Partial Conversion" then Column BA (AMOUNT) only will be converted based on selected currency (Column L) and Column BB (TAXES) value (INR) will be added to the converted values.
Note on K35: gepadmin: 1. If you choose "Full Conversion" then Column BA (AMOUNT) and Column BB (TAXES) BOTH values will be convert based on selected Currency in (Column L). 2. If you choose "Partial Conversion" then Column BA (AMOUNT) only will be converted based on selected currency (Column L) and Column BB (TAXES) value (INR) will be added to the converted values.
Note on K36: gepadmin: 1. If you choose "Full Conversion" then Column BA (AMOUNT) and Column BB (TAXES) BOTH values will be convert based on selected Currency in (Column L). 2. If you choose "Partial Conversion" then Column BA (AMOUNT) only will be converted based on selected currency (Column L) and Column BB (TAXES) value (INR) will be added to the converted values.
Note on K37: gepadmin: 1. If you choose "Full Conversion" then Column BA (AMOUNT) and Column BB (TAXES) BOTH values will be convert based on selected Currency in (Column L). 2. If you choose "Partial Conversion" then Column BA (AMOUNT) only will be converted based on selected currency (Column L) and Column BB (TAXES) value (INR) will be added to the converted values.
Note on K39: gepadmin: 1. If you choose "Full Conversion" then Column BA (AMOUNT) and Column BB (TAXES) BOTH values will be convert based on selected Currency in (Column L). 2. If you choose "Partial Conversion" then Column BA (AMOUNT) only will be converted based on selected currency (Column L) and Column BB (TAXES) value (INR) will be added to the converted values.
Note on K41: gepadmin: 1. If you choose "Full Conversion" then Column BA (AMOUNT) and Column BB (TAXES) BOTH values will be convert based on selected Currency in (Column L). 2. If you choose "Partial Conversion" then Column BA (AMOUNT) only will be converted based on selected currency (Column L) and Column BB (TAXES) value (INR) will be added to the converted values.
Note on K44: gepadmin: 1. If you choose "Full Conversion" then Column BA (AMOUNT) and Column BB (TAXES) BOTH values will be convert based on selected Currency in (Column L). 2. If you choose "Partial Conversion" then Column BA (AMOUNT) only will be converted based on selected currency (Column L) and Column BB (TAXES) value (INR) will be added to the converted values.
Note on K46: gepadmin: 1. If you choose "Full Conversion" then Column BA (AMOUNT) and Column BB (TAXES) BOTH values will be convert based on selected Currency in (Column L). 2. If you choose "Partial Conversion" then Column BA (AMOUNT) only will be converted based on selected currency (Column L) and Column BB (TAXES) value (INR) will be added to the converted values.
Note on K47: gepadmin: 1. If you choose "Full Conversion" then Column BA (AMOUNT) and Column BB (TAXES) BOTH values will be convert based on selected Currency in (Column L). 2. If you choose "Partial Conversion" then Column BA (AMOUNT) only will be converted based on selected currency (Column L) and Column BB (TAXES) value (INR) will be added to the converted values.
Note on K50: gepadmin: 1. If you choose "Full Conversion" then Column BA (AMOUNT) and Column BB (TAXES) BOTH values will be convert based on selected Currency in (Column L). 2. If you choose "Partial Conversion" then Column BA (AMOUNT) only will be converted based on selected currency (Column L) and Column BB (TAXES) value (INR) will be added to the converted values.
Note on K52: gepadmin: 1. If you choose "Full Conversion" then Column BA (AMOUNT) and Column BB (TAXES) BOTH values will be convert based on selected Currency in (Column L). 2. If you choose "Partial Conversion" then Column BA (AMOUNT) only will be converted based on selected currency (Column L) and Column BB (TAXES) value (INR) will be added to the converted values.
Note on K54: gepadmin: 1. If you choose "Full Conversion" then Column BA (AMOUNT) and Column BB (TAXES) BOTH values will be convert based on selected Currency in (Column L). 2. If you choose "Partial Conversion" then Column BA (AMOUNT) only will be converted based on selected currency (Column L) and Column BB (TAXES) value (INR) will be added to the converted values.
Note on K56: gepadmin: 1. If you choose "Full Conversion" then Column BA (AMOUNT) and Column BB (TAXES) BOTH values will be convert based on selected Currency in (Column L). 2. If you choose "Partial Conversion" then Column BA (AMOUNT) only will be converted based on selected currency (Column L) and Column BB (TAXES) value (INR) will be added to the converted values.
Note on K57: gepadmin: 1. If you choose "Full Conversion" then Column BA (AMOUNT) and Column BB (TAXES) BOTH values will be convert based on selected Currency in (Column L). 2. If you choose "Partial Conversion" then Column BA (AMOUNT) only will be converted based on selected currency (Column L) and Column BB (TAXES) value (INR) will be added to the converted values.
Note on K61: gepadmin: 1. If you choose "Full Conversion" then Column BA (AMOUNT) and Column BB (TAXES) BOTH values will be convert based on selected Currency in (Column L). 2. If you choose "Partial Conversion" then Column BA (AMOUNT) only will be converted based on selected currency (Column L) and Column BB (TAXES) value (INR) will be added to the converted values.
Note on K62: gepadmin: 1. If you choose "Full Conversion" then Column BA (AMOUNT) and Column BB (TAXES) BOTH values will be convert based on selected Currency in (Column L). 2. If you choose "Partial Conversion" then Column BA (AMOUNT) only will be converted based on selected currency (Column L) and Column BB (TAXES) value (INR) will be added to the converted values.
Note on K65: gepadmin: 1. If you choose "Full Conversion" then Column BA (AMOUNT) and Column BB (TAXES) BOTH values will be convert based on selected Currency in (Column L). 2. If you choose "Partial Conversion" then Column BA (AMOUNT) only will be converted based on selected currency (Column L) and Column BB (TAXES) value (INR) will be added to the converted values.
Note on K66: gepadmin: 1. If you choose "Full Conversion" then Column BA (AMOUNT) and Column BB (TAXES) BOTH values will be convert based on selected Currency in (Column L). 2. If you choose "Partial Conversion" then Column BA (AMOUNT) only will be converted based on selected currency (Column L) and Column BB (TAXES) value (INR) will be added to the converted values.
Note on K68: gepadmin: 1. If you choose "Full Conversion" then Column BA (AMOUNT) and Column BB (TAXES) BOTH values will be convert based on selected Currency in (Column L). 2. If you choose "Partial Conversion" then Column BA (AMOUNT) only will be converted based on selected currency (Column L) and Column BB (TAXES) value (INR) will be added to the converted values.
Note on K70: gepadmin: 1. If you choose "Full Conversion" then Column BA (AMOUNT) and Column BB (TAXES) BOTH values will be convert based on selected Currency in (Column L). 2. If you choose "Partial Conversion" then Column BA (AMOUNT) only will be converted based on selected currency (Column L) and Column BB (TAXES) value (INR) will be added to the converted values.
Note on K71: gepadmin: 1. If you choose "Full Conversion" then Column BA (AMOUNT) and Column BB (TAXES) BOTH values will be convert based on selected Currency in (Column L). 2. If you choose "Partial Conversion" then Column BA (AMOUNT) only will be converted based on selected currency (Column L) and Column BB (TAXES) value (INR) will be added to the converted values.
Note on K73: gepadmin: 1. If you choose "Full Conversion" then Column BA (AMOUNT) and Column BB (TAXES) BOTH values will be convert based on selected Currency in (Column L). 2. If you choose "Partial Conversion" then Column BA (AMOUNT) only will be converted based on selected currency (Column L) and Column BB (TAXES) value (INR) will be added to the converted values.
Note on K74: gepadmin: 1. If you choose "Full Conversion" then Column BA (AMOUNT) and Column BB (TAXES) BOTH values will be convert based on selected Currency in (Column L). 2. If you choose "Partial Conversion" then Column BA (AMOUNT) only will be converted based on selected currency (Column L) and Column BB (TAXES) value (INR) will be added to the converted values.
Note on K76: gepadmin: 1. If you choose "Full Conversion" then Column BA (AMOUNT) and Column BB (TAXES) BOTH values will be convert based on selected Currency in (Column L). 2. If you choose "Partial Conversion" then Column BA (AMOUNT) only will be converted based on selected currency (Column L) and Column BB (TAXES) value (INR) will be added to the converted values.
Note on K78: gepadmin: 1. If you choose "Full Conversion" then Column BA (AMOUNT) and Column BB (TAXES) BOTH values will be convert based on selected Currency in (Column L). 2. If you choose "Partial Conversion" then Column BA (AMOUNT) only will be converted based on selected currency (Column L) and Column BB (TAXES) value (INR) will be added to the converted values.
Note on K80: gepadmin: 1. If you choose "Full Conversion" then Column BA (AMOUNT) and Column BB (TAXES) BOTH values will be convert based on selected Currency in (Column L). 2. If you choose "Partial Conversion" then Column BA (AMOUNT) only will be converted based on selected currency (Column L) and Column BB (TAXES) value (INR) will be added to the converted values.
Note on K81: gepadmin: 1. If you choose "Full Conversion" then Column BA (AMOUNT) and Column BB (TAXES) BOTH values will be convert based on selected Currency in (Column L). 2. If you choose "Partial Conversion" then Column BA (AMOUNT) only will be converted based on selected currency (Column L) and Column BB (TAXES) value (INR) will be added to the converted values.
Note on K83: gepadmin: 1. If you choose "Full Conversion" then Column BA (AMOUNT) and Column BB (TAXES) BOTH values will be convert based on selected Currency in (Column L). 2. If you choose "Partial Conversion" then Column BA (AMOUNT) only will be converted based on selected currency (Column L) and Column BB (TAXES) value (INR) will be added to the converted values.
Note on K84: gepadmin: 1. If you choose "Full Conversion" then Column BA (AMOUNT) and Column BB (TAXES) BOTH values will be convert based on selected Currency in (Column L). 2. If you choose "Partial Conversion" then Column BA (AMOUNT) only will be converted based on selected currency (Column L) and Column BB (TAXES) value (INR) will be added to the converted values.
Note on K85: gepadmin: 1. If you choose "Full Conversion" then Column BA (AMOUNT) and Column BB (TAXES) BOTH values will be convert based on selected Currency in (Column L). 2. If you choose "Partial Conversion" then Column BA (AMOUNT) only will be converted based on selected currency (Column L) and Column BB (TAXES) value (INR) will be added to the converted values.
Note on K88: gepadmin: 1. If you choose "Full Conversion" then Column BA (AMOUNT) and Column BB (TAXES) BOTH values will be convert based on selected Currency in (Column L). 2. If you choose "Partial Conversion" then Column BA (AMOUNT) only will be converted based on selected currency (Column L) and Column BB (TAXES) value (INR) will be added to the converted values.
Note on K90: gepadmin: 1. If you choose "Full Conversion" then Column BA (AMOUNT) and Column BB (TAXES) BOTH values will be convert based on selected Currency in (Column L). 2. If you choose "Partial Conversion" then Column BA (AMOUNT) only will be converted based on selected currency (Column L) and Column BB (TAXES) value (INR) will be added to the converted values.
Note on K92: gepadmin: 1. If you choose "Full Conversion" then Column BA (AMOUNT) and Column BB (TAXES) BOTH values will be convert based on selected Currency in (Column L). 2. If you choose "Partial Conversion" then Column BA (AMOUNT) only will be converted based on selected currency (Column L) and Column BB (TAXES) value (INR) will be added to the converted values.
Note on K94: gepadmin: 1. If you choose "Full Conversion" then Column BA (AMOUNT) and Column BB (TAXES) BOTH values will be convert based on selected Currency in (Column L). 2. If you choose "Partial Conversion" then Column BA (AMOUNT) only will be converted based on selected currency (Column L) and Column BB (TAXES) value (INR) will be added to the converted values.
Note on K95: gepadmin: 1. If you choose "Full Conversion" then Column BA (AMOUNT) and Column BB (TAXES) BOTH values will be convert based on selected Currency in (Column L). 2. If you choose "Partial Conversion" then Column BA (AMOUNT) only will be converted based on selected currency (Column L) and Column BB (TAXES) value (INR) will be added to the converted values.
Note on K98: gepadmin: 1. If you choose "Full Conversion" then Column BA (AMOUNT) and Column BB (TAXES) BOTH values will be convert based on selected Currency in (Column L). 2. If you choose "Partial Conversion" then Column BA (AMOUNT) only will be converted based on selected currency (Column L) and Column BB (TAXES) value (INR) will be added to the converted values.
Note on K99: gepadmin: 1. If you choose "Full Conversion" then Column BA (AMOUNT) and Column BB (TAXES) BOTH values will be convert based on selected Currency in (Column L). 2. If you choose "Partial Conversion" then Column BA (AMOUNT) only will be converted based on selected currency (Column L) and Column BB (TAXES) value (INR) will be added to the converted values.
Note on K101: gepadmin: 1. If you choose "Full Conversion" then Column BA (AMOUNT) and Column BB (TAXES) BOTH values will be convert based on selected Currency in (Column L). 2. If you choose "Partial Conversion" then Column BA (AMOUNT) only will be converted based on selected currency (Column L) and Column BB (TAXES) value (INR) will be added to the converted values.
Note on K103: gepadmin: 1. If you choose "Full Conversion" then Column BA (AMOUNT) and Column BB (TAXES) BOTH values will be convert based on selected Currency in (Column L). 2. If you choose "Partial Conversion" then Column BA (AMOUNT) only will be converted based on selected currency (Column L) and Column BB (TAXES) value (INR) will be added to the converted values.
Note on K105: gepadmin: 1. If you choose "Full Conversion" then Column BA (AMOUNT) and Column BB (TAXES) BOTH values will be convert based on selected Currency in (Column L). 2. If you choose "Partial Conversion" then Column BA (AMOUNT) only will be converted based on selected currency (Column L) and Column BB (TAXES) value (INR) will be added to the converted values.
Note on K107: gepadmin: 1. If you choose "Full Conversion" then Column BA (AMOUNT) and Column BB (TAXES) BOTH values will be convert based on selected Currency in (Column L). 2. If you choose "Partial Conversion" then Column BA (AMOUNT) only will be converted based on selected currency (Column L) and Column BB (TAXES) value (INR) will be added to the converted values.
Note on K109: gepadmin: 1. If you choose "Full Conversion" then Column BA (AMOUNT) and Column BB (TAXES) BOTH values will be convert based on selected Currency in (Column L). 2. If you choose "Partial Conversion" then Column BA (AMOUNT) only will be converted based on selected currency (Column L) and Column BB (TAXES) value (INR) will be added to the converted values.
Note on K112: gepadmin: 1. If you choose "Full Conversion" then Column BA (AMOUNT) and Column BB (TAXES) BOTH values will be convert based on selected Currency in (Column L). 2. If you choose "Partial Conversion" then Column BA (AMOUNT) only will be converted based on selected currency (Column L) and Column BB (TAXES) value (INR) will be added to the converted values.
Note on K114: gepadmin: 1. If you choose "Full Conversion" then Column BA (AMOUNT) and Column BB (TAXES) BOTH values will be convert based on selected Currency in (Column L). 2. If you choose "Partial Conversion" then Column BA (AMOUNT) only will be converted based on selected currency (Column L) and Column BB (TAXES) value (INR) will be added to the converted values.
Note on K116: gepadmin: 1. If you choose "Full Conversion" then Column BA (AMOUNT) and Column BB (TAXES) BOTH values will be convert based on selected Currency in (Column L). 2. If you choose "Partial Conversion" then Column BA (AMOUNT) only will be converted based on selected currency (Column L) and Column BB (TAXES) value (INR) will be added to the converted values.
Note on K117: gepadmin: 1. If you choose "Full Conversion" then Column BA (AMOUNT) and Column BB (TAXES) BOTH values will be convert based on selected Currency in (Column L). 2. If you choose "Partial Conversion" then Column BA (AMOUNT) only will be converted based on selected currency (Column L) and Column BB (TAXES) value (INR) will be added to the converted values.
Note on K120: gepadmin: 1. If you choose "Full Conversion" then Column BA (AMOUNT) and Column BB (TAXES) BOTH values will be convert based on selected Currency in (Column L). 2. If you choose "Partial Conversion" then Column BA (AMOUNT) only will be converted based on selected currency (Column L) and Column BB (TAXES) value (INR) will be added to the converted values.
Note on K122: gepadmin: 1. If you choose "Full Conversion" then Column BA (AMOUNT) and Column BB (TAXES) BOTH values will be convert based on selected Currency in (Column L). 2. If you choose "Partial Conversion" then Column BA (AMOUNT) only will be converted based on selected currency (Column L) and Column BB (TAXES) value (INR) will be added to the converted values.
Note on K124: gepadmin: 1. If you choose "Full Conversion" then Column BA (AMOUNT) and Column BB (TAXES) BOTH values will be convert based on selected Currency in (Column L). 2. If you choose "Partial Conversion" then Column BA (AMOUNT) only will be converted based on selected currency (Column L) and Column BB (TAXES) value (INR) will be added to the converted values.
Note on K126: gepadmin: 1. If you choose "Full Conversion" then Column BA (AMOUNT) and Column BB (TAXES) BOTH values will be convert based on selected Currency in (Column L). 2. If you choose "Partial Conversion" then Column BA (AMOUNT) only will be converted based on selected currency (Column L) and Column BB (TAXES) value (INR) will be added to the converted values.
Note on K128: gepadmin: 1. If you choose "Full Conversion" then Column BA (AMOUNT) and Column BB (TAXES) BOTH values will be convert based on selected Currency in (Column L). 2. If you choose "Partial Conversion" then Column BA (AMOUNT) only will be converted based on selected currency (Column L) and Column BB (TAXES) value (INR) will be added to the converted values.
Note on K130: gepadmin: 1. If you choose "Full Conversion" then Column BA (AMOUNT) and Column BB (TAXES) BOTH values will be convert based on selected Currency in (Column L). 2. If you choose "Partial Conversion" then Column BA (AMOUNT) only will be converted based on selected currency (Column L) and Column BB (TAXES) value (INR) will be added to the converted values.
Note on K132: gepadmin: 1. If you choose "Full Conversion" then Column BA (AMOUNT) and Column BB (TAXES) BOTH values will be convert based on selected Currency in (Column L). 2. If you choose "Partial Conversion" then Column BA (AMOUNT) only will be converted based on selected currency (Column L) and Column BB (TAXES) value (INR) will be added to the converted values.
Note on K134: gepadmin: 1. If you choose "Full Conversion" then Column BA (AMOUNT) and Column BB (TAXES) BOTH values will be convert based on selected Currency in (Column L). 2. If you choose "Partial Conversion" then Column BA (AMOUNT) only will be converted based on selected currency (Column L) and Column BB (TAXES) value (INR) will be added to the converted values.
Note on K135: gepadmin: 1. If you choose "Full Conversion" then Column BA (AMOUNT) and Column BB (TAXES) BOTH values will be convert based on selected Currency in (Column L). 2. If you choose "Partial Conversion" then Column BA (AMOUNT) only will be converted based on selected currency (Column L) and Column BB (TAXES) value (INR) will be added to the converted values.
Note on K137: gepadmin: 1. If you choose "Full Conversion" then Column BA (AMOUNT) and Column BB (TAXES) BOTH values will be convert based on selected Currency in (Column L). 2. If you choose "Partial Conversion" then Column BA (AMOUNT) only will be converted based on selected currency (Column L) and Column BB (TAXES) value (INR) will be added to the converted values.
Note on K140: gepadmin: 1. If you choose "Full Conversion" then Column BA (AMOUNT) and Column BB (TAXES) BOTH values will be convert based on selected Currency in (Column L). 2. If you choose "Partial Conversion" then Column BA (AMOUNT) only will be converted based on selected currency (Column L) and Column BB (TAXES) value (INR) will be added to the converted values.
Note on K142: gepadmin: 1. If you choose "Full Conversion" then Column BA (AMOUNT) and Column BB (TAXES) BOTH values will be convert based on selected Currency in (Column L). 2. If you choose "Partial Conversion" then Column BA (AMOUNT) only will be converted based on selected currency (Column L) and Column BB (TAXES) value (INR) will be added to the converted values.
Note on K143: gepadmin: 1. If you choose "Full Conversion" then Column BA (AMOUNT) and Column BB (TAXES) BOTH values will be convert based on selected Currency in (Column L). 2. If you choose "Partial Conversion" then Column BA (AMOUNT) only will be converted based on selected currency (Column L) and Column BB (TAXES) value (INR) will be added to the converted values.
Note on K144: gepadmin: 1. If you choose "Full Conversion" then Column BA (AMOUNT) and Column BB (TAXES) BOTH values will be convert based on selected Currency in (Column L). 2. If you choose "Partial Conversion" then Column BA (AMOUNT) only will be converted based on selected currency (Column L) and Column BB (TAXES) value (INR) will be added to the converted values.
Note on K147: gepadmin: 1. If you choose "Full Conversion" then Column BA (AMOUNT) and Column BB (TAXES) BOTH values will be convert based on selected Currency in (Column L). 2. If you choose "Partial Conversion" then Column BA (AMOUNT) only will be converted based on selected currency (Column L) and Column BB (TAXES) value (INR) will be added to the converted values.
Note on K149: gepadmin: 1. If you choose "Full Conversion" then Column BA (AMOUNT) and Column BB (TAXES) BOTH values will be convert based on selected Currency in (Column L). 2. If you choose "Partial Conversion" then Column BA (AMOUNT) only will be converted based on selected currency (Column L) and Column BB (TAXES) value (INR) will be added to the converted values.
Note on K151: gepadmin: 1. If you choose "Full Conversion" then Column BA (AMOUNT) and Column BB (TAXES) BOTH values will be convert based on selected Currency in (Column L). 2. If you choose "Partial Conversion" then Column BA (AMOUNT) only will be converted based on selected currency (Column L) and Column BB (TAXES) value (INR) will be added to the converted values.
Note on K153: gepadmin: 1. If you choose "Full Conversion" then Column BA (AMOUNT) and Column BB (TAXES) BOTH values will be convert based on selected Currency in (Column L). 2. If you choose "Partial Conversion" then Column BA (AMOUNT) only will be converted based on selected currency (Column L) and Column BB (TAXES) value (INR) will be added to the converted values.
Note on K154: gepadmin: 1. If you choose "Full Conversion" then Column BA (AMOUNT) and Column BB (TAXES) BOTH values will be convert based on selected Currency in (Column L). 2. If you choose "Partial Conversion" then Column BA (AMOUNT) only will be converted based on selected currency (Column L) and Column BB (TAXES) value (INR) will be added to the converted values.
Note on K155: gepadmin: 1. If you choose "Full Conversion" then Column BA (AMOUNT) and Column BB (TAXES) BOTH values will be convert based on selected Currency in (Column L). 2. If you choose "Partial Conversion" then Column BA (AMOUNT) only will be converted based on selected currency (Column L) and Column BB (TAXES) value (INR) will be added to the converted values.
Note on K156: gepadmin: 1. If you choose "Full Conversion" then Column BA (AMOUNT) and Column BB (TAXES) BOTH values will be convert based on selected Currency in (Column L). 2. If you choose "Partial Conversion" then Column BA (AMOUNT) only will be converted based on selected currency (Column L) and Column BB (TAXES) value (INR) will be added to the converted values.
Note on K157: gepadmin: 1. If you choose "Full Conversion" then Column BA (AMOUNT) and Column BB (TAXES) BOTH values will be convert based on selected Currency in (Column L). 2. If you choose "Partial Conversion" then Column BA (AMOUNT) only will be converted based on selected currency (Column L) and Column BB (TAXES) value (INR) will be added to the converted values.
Note on K159: gepadmin: 1. If you choose "Full Conversion" then Column BA (AMOUNT) and Column BB (TAXES) BOTH values will be convert based on selected Currency in (Column L). 2. If you choose "Partial Conversion" then Column BA (AMOUNT) only will be converted based on selected currency (Column L) and Column BB (TAXES) value (INR) will be added to the converted values.
Note on K160: gepadmin: 1. If you choose "Full Conversion" then Column BA (AMOUNT) and Column BB (TAXES) BOTH values will be convert based on selected Currency in (Column L). 2. If you choose "Partial Conversion" then Column BA (AMOUNT) only will be converted based on selected currency (Column L) and Column BB (TAXES) value (INR) will be added to the converted values.
Note on K163: gepadmin: 1. If you choose "Full Conversion" then Column BA (AMOUNT) and Column BB (TAXES) BOTH values will be convert based on selected Currency in (Column L). 2. If you choose "Partial Conversion" then Column BA (AMOUNT) only will be converted based on selected currency (Column L) and Column BB (TAXES) value (INR) will be added to the converted values.
Note on K164: gepadmin: 1. If you choose "Full Conversion" then Column BA (AMOUNT) and Column BB (TAXES) BOTH values will be convert based on selected Currency in (Column L). 2. If you choose "Partial Conversion" then Column BA (AMOUNT) only will be converted based on selected currency (Column L) and Column BB (TAXES) value (INR) will be added to the converted values.
Note on K165: gepadmin: 1. If you choose "Full Conversion" then Column BA (AMOUNT) and Column BB (TAXES) BOTH values will be convert based on selected Currency in (Column L). 2. If you choose "Partial Conversion" then Column BA (AMOUNT) only will be converted based on selected currency (Column L) and Column BB (TAXES) value (INR) will be added to the converted values.
Note on K167: gepadmin: 1. If you choose "Full Conversion" then Column BA (AMOUNT) and Column BB (TAXES) BOTH values will be convert based on selected Currency in (Column L). 2. If you choose "Partial Conversion" then Column BA (AMOUNT) only will be converted based on selected currency (Column L) and Column BB (TAXES) value (INR) will be added to the converted values.
Note on K168: gepadmin: 1. If you choose "Full Conversion" then Column BA (AMOUNT) and Column BB (TAXES) BOTH values will be convert based on selected Currency in (Column L). 2. If you choose "Partial Conversion" then Column BA (AMOUNT) only will be converted based on selected currency (Column L) and Column BB (TAXES) value (INR) will be added to the converted values.
Note on K170: gepadmin: 1. If you choose "Full Conversion" then Column BA (AMOUNT) and Column BB (TAXES) BOTH values will be convert based on selected Currency in (Column L). 2. If you choose "Partial Conversion" then Column BA (AMOUNT) only will be converted based on selected currency (Column L) and Column BB (TAXES) value (INR) will be added to the converted values.
Note on K172: gepadmin: 1. If you choose "Full Conversion" then Column BA (AMOUNT) and Column BB (TAXES) BOTH values will be convert based on selected Currency in (Column L). 2. If you choose "Partial Conversion" then Column BA (AMOUNT) only will be converted based on selected currency (Column L) and Column BB (TAXES) value (INR) will be added to the converted values.
Note on K173: gepadmin: 1. If you choose "Full Conversion" then Column BA (AMOUNT) and Column BB (TAXES) BOTH values will be convert based on selected Currency in (Column L). 2. If you choose "Partial Conversion" then Column BA (AMOUNT) only will be converted based on selected currency (Column L) and Column BB (TAXES) value (INR) will be added to the converted values.
Note on K175: gepadmin: 1. If you choose "Full Conversion" then Column BA (AMOUNT) and Column BB (TAXES) BOTH values will be convert based on selected Currency in (Column L). 2. If you choose "Partial Conversion" then Column BA (AMOUNT) only will be converted based on selected currency (Column L) and Column BB (TAXES) value (INR) will be added to the converted values.
Note on K177: gepadmin: 1. If you choose "Full Conversion" then Column BA (AMOUNT) and Column BB (TAXES) BOTH values will be convert based on selected Currency in (Column L). 2. If you choose "Partial Conversion" then Column BA (AMOUNT) only will be converted based on selected currency (Column L) and Column BB (TAXES) value (INR) will be added to the converted values.
Note on K179: gepadmin: 1. If you choose "Full Conversion" then Column BA (AMOUNT) and Column BB (TAXES) BOTH values will be convert based on selected Currency in (Column L). 2. If you choose "Partial Conversion" then Column BA (AMOUNT) only will be converted based on selected currency (Column L) and Column BB (TAXES) value (INR) will be added to the converted values.
Note on K181: gepadmin: 1. If you choose "Full Conversion" then Column BA (AMOUNT) and Column BB (TAXES) BOTH values will be convert based on selected Currency in (Column L). 2. If you choose "Partial Conversion" then Column BA (AMOUNT) only will be converted based on selected currency (Column L) and Column BB (TAXES) value (INR) will be added to the converted values.
Note on K182: gepadmin: 1. If you choose "Full Conversion" then Column BA (AMOUNT) and Column BB (TAXES) BOTH values will be convert based on selected Currency in (Column L). 2. If you choose "Partial Conversion" then Column BA (AMOUNT) only will be converted based on selected currency (Column L) and Column BB (TAXES) value (INR) will be added to the converted values.
Note on K183: gepadmin: 1. If you choose "Full Conversion" then Column BA (AMOUNT) and Column BB (TAXES) BOTH values will be convert based on selected Currency in (Column L). 2. If you choose "Partial Conversion" then Column BA (AMOUNT) only will be converted based on selected currency (Column L) and Column BB (TAXES) value (INR) will be added to the converted values.
Note on K185: gepadmin: 1. If you choose "Full Conversion" then Column BA (AMOUNT) and Column BB (TAXES) BOTH values will be convert based on selected Currency in (Column L). 2. If you choose "Partial Conversion" then Column BA (AMOUNT) only will be converted based on selected currency (Column L) and Column BB (TAXES) value (INR) will be added to the converted values.
Note on K187: gepadmin: 1. If you choose "Full Conversion" then Column BA (AMOUNT) and Column BB (TAXES) BOTH values will be convert based on selected Currency in (Column L). 2. If you choose "Partial Conversion" then Column BA (AMOUNT) only will be converted based on selected currency (Column L) and Column BB (TAXES) value (INR) will be added to the converted values.
Note on K190: gepadmin: 1. If you choose "Full Conversion" then Column BA (AMOUNT) and Column BB (TAXES) BOTH values will be convert based on selected Currency in (Column L). 2. If you choose "Partial Conversion" then Column BA (AMOUNT) only will be converted based on selected currency (Column L) and Column BB (TAXES) value (INR) will be added to the converted values.
Note on K192: gepadmin: 1. If you choose "Full Conversion" then Column BA (AMOUNT) and Column BB (TAXES) BOTH values will be convert based on selected Currency in (Column L). 2. If you choose "Partial Conversion" then Column BA (AMOUNT) only will be converted based on selected currency (Column L) and Column BB (TAXES) value (INR) will be added to the converted values.
Note on K193: gepadmin: 1. If you choose "Full Conversion" then Column BA (AMOUNT) and Column BB (TAXES) BOTH values will be convert based on selected Currency in (Column L). 2. If you choose "Partial Conversion" then Column BA (AMOUNT) only will be converted based on selected currency (Column L) and Column BB (TAXES) value (INR) will be added to the converted values.
Note on K195: gepadmin: 1. If you choose "Full Conversion" then Column BA (AMOUNT) and Column BB (TAXES) BOTH values will be convert based on selected Currency in (Column L). 2. If you choose "Partial Conversion" then Column BA (AMOUNT) only will be converted based on selected currency (Column L) and Column BB (TAXES) value (INR) will be added to the converted values.
Note on K196: gepadmin: 1. If you choose "Full Conversion" then Column BA (AMOUNT) and Column BB (TAXES) BOTH values will be convert based on selected Currency in (Column L). 2. If you choose "Partial Conversion" then Column BA (AMOUNT) only will be converted based on selected currency (Column L) and Column BB (TAXES) value (INR) will be added to the converted values.
Note on K199: gepadmin: 1. If you choose "Full Conversion" then Column BA (AMOUNT) and Column BB (TAXES) BOTH values will be convert based on selected Currency in (Column L). 2. If you choose "Partial Conversion" then Column BA (AMOUNT) only will be converted based on selected currency (Column L) and Column BB (TAXES) value (INR) will be added to the converted values.
Note on K203: gepadmin: 1. If you choose "Full Conversion" then Column BA (AMOUNT) and Column BB (TAXES) BOTH values will be convert based on selected Currency in (Column L). 2. If you choose "Partial Conversion" then Column BA (AMOUNT) only will be converted based on selected currency (Column L) and Column BB (TAXES) value (INR) will be added to the converted values.
Note on K205: gepadmin: 1. If you choose "Full Conversion" then Column BA (AMOUNT) and Column BB (TAXES) BOTH values will be convert based on selected Currency in (Column L). 2. If you choose "Partial Conversion" then Column BA (AMOUNT) only will be converted based on selected currency (Column L) and Column BB (TAXES) value (INR) will be added to the converted values.
Note on K207: gepadmin: 1. If you choose "Full Conversion" then Column BA (AMOUNT) and Column BB (TAXES) BOTH values will be convert based on selected Currency in (Column L). 2. If you choose "Partial Conversion" then Column BA (AMOUNT) only will be converted based on selected currency (Column L) and Column BB (TAXES) value (INR) will be added to the converted values.
Note on K209: gepadmin: 1. If you choose "Full Conversion" then Column BA (AMOUNT) and Column BB (TAXES) BOTH values will be convert based on selected Currency in (Column L). 2. If you choose "Partial Conversion" then Column BA (AMOUNT) only will be converted based on selected currency (Column L) and Column BB (TAXES) value (INR) will be added to the converted values.
Note on K210: gepadmin: 1. If you choose "Full Conversion" then Column BA (AMOUNT) and Column BB (TAXES) BOTH values will be convert based on selected Currency in (Column L). 2. If you choose "Partial Conversion" then Column BA (AMOUNT) only will be converted based on selected currency (Column L) and Column BB (TAXES) value (INR) will be added to the converted values.
Note on K213: gepadmin: 1. If you choose "Full Conversion" then Column BA (AMOUNT) and Column BB (TAXES) BOTH values will be convert based on selected Currency in (Column L). 2. If you choose "Partial Conversion" then Column BA (AMOUNT) only will be converted based on selected currency (Column L) and Column BB (TAXES) value (INR) will be added to the converted values.
Note on K215: gepadmin: 1. If you choose "Full Conversion" then Column BA (AMOUNT) and Column BB (TAXES) BOTH values will be convert based on selected Currency in (Column L). 2. If you choose "Partial Conversion" then Column BA (AMOUNT) only will be converted based on selected currency (Column L) and Column BB (TAXES) value (INR) will be added to the converted values.
Note on K217: gepadmin: 1. If you choose "Full Conversion" then Column BA (AMOUNT) and Column BB (TAXES) BOTH values will be convert based on selected Currency in (Column L). 2. If you choose "Partial Conversion" then Column BA (AMOUNT) only will be converted based on selected currency (Column L) and Column BB (TAXES) value (INR) will be added to the converted values.
Note on K219: gepadmin: 1. If you choose "Full Conversion" then Column BA (AMOUNT) and Column BB (TAXES) BOTH values will be convert based on selected Currency in (Column L). 2. If you choose "Partial Conversion" then Column BA (AMOUNT) only will be converted based on selected currency (Column L) and Column BB (TAXES) value (INR) will be added to the converted values.
Note on K220: gepadmin: 1. If you choose "Full Conversion" then Column BA (AMOUNT) and Column BB (TAXES) BOTH values will be convert based on selected Currency in (Column L). 2. If you choose "Partial Conversion" then Column BA (AMOUNT) only will be converted based on selected currency (Column L) and Column BB (TAXES) value (INR) will be added to the converted values.
Note on K221: gepadmin: 1. If you choose "Full Conversion" then Column BA (AMOUNT) and Column BB (TAXES) BOTH values will be convert based on selected Currency in (Column L). 2. If you choose "Partial Conversion" then Column BA (AMOUNT) only will be converted based on selected currency (Column L) and Column BB (TAXES) value (INR) will be added to the converted values.
Note on K222: gepadmin: 1. If you choose "Full Conversion" then Column BA (AMOUNT) and Column BB (TAXES) BOTH values will be convert based on selected Currency in (Column L). 2. If you choose "Partial Conversion" then Column BA (AMOUNT) only will be converted based on selected currency (Column L) and Column BB (TAXES) value (INR) will be added to the converted values.
Note on K223: gepadmin: 1. If you choose "Full Conversion" then Column BA (AMOUNT) and Column BB (TAXES) BOTH values will be convert based on selected Currency in (Column L). 2. If you choose "Partial Conversion" then Column BA (AMOUNT) only will be converted based on selected currency (Column L) and Column BB (TAXES) value (INR) will be added to the converted values.
Note on K224: gepadmin: 1. If you choose "Full Conversion" then Column BA (AMOUNT) and Column BB (TAXES) BOTH values will be convert based on selected Currency in (Column L). 2. If you choose "Partial Conversion" then Column BA (AMOUNT) only will be converted based on selected currency (Column L) and Column BB (TAXES) value (INR) will be added to the converted values.
Note on K226: gepadmin: 1. If you choose "Full Conversion" then Column BA (AMOUNT) and Column BB (TAXES) BOTH values will be convert based on selected Currency in (Column L). 2. If you choose "Partial Conversion" then Column BA (AMOUNT) only will be converted based on selected currency (Column L) and Column BB (TAXES) value (INR) will be added to the converted values.
Note on K228: gepadmin: 1. If you choose "Full Conversion" then Column BA (AMOUNT) and Column BB (TAXES) BOTH values will be convert based on selected Currency in (Column L). 2. If you choose "Partial Conversion" then Column BA (AMOUNT) only will be converted based on selected currency (Column L) and Column BB (TAXES) value (INR) will be added to the converted values.
Note on K230: gepadmin: 1. If you choose "Full Conversion" then Column BA (AMOUNT) and Column BB (TAXES) BOTH values will be convert based on selected Currency in (Column L). 2. If you choose "Partial Conversion" then Column BA (AMOUNT) only will be converted based on selected currency (Column L) and Column BB (TAXES) value (INR) will be added to the converted values.
Note on K231: gepadmin: 1. If you choose "Full Conversion" then Column BA (AMOUNT) and Column BB (TAXES) BOTH values will be convert based on selected Currency in (Column L). 2. If you choose "Partial Conversion" then Column BA (AMOUNT) only will be converted based on selected currency (Column L) and Column BB (TAXES) value (INR) will be added to the converted values.
Note on K232: gepadmin: 1. If you choose "Full Conversion" then Column BA (AMOUNT) and Column BB (TAXES) BOTH values will be convert based on selected Currency in (Column L). 2. If you choose "Partial Conversion" then Column BA (AMOUNT) only will be converted based on selected currency (Column L) and Column BB (TAXES) value (INR) will be added to the converted values.
Note on K233: gepadmin: 1. If you choose "Full Conversion" then Column BA (AMOUNT) and Column BB (TAXES) BOTH values will be convert based on selected Currency in (Column L). 2. If you choose "Partial Conversion" then Column BA (AMOUNT) only will be converted based on selected currency (Column L) and Column BB (TAXES) value (INR) will be added to the converted values.
Note on K234: gepadmin: 1. If you choose "Full Conversion" then Column BA (AMOUNT) and Column BB (TAXES) BOTH values will be convert based on selected Currency in (Column L). 2. If you choose "Partial Conversion" then Column BA (AMOUNT) only will be converted based on selected currency (Column L) and Column BB (TAXES) value (INR) will be added to the converted values.
Note on K235: gepadmin: 1. If you choose "Full Conversion" then Column BA (AMOUNT) and Column BB (TAXES) BOTH values will be convert based on selected Currency in (Column L). 2. If you choose "Partial Conversion" then Column BA (AMOUNT) only will be converted based on selected currency (Column L) and Column BB (TAXES) value (INR) will be added to the converted values.
Note on K237: gepadmin: 1. If you choose "Full Conversion" then Column BA (AMOUNT) and Column BB (TAXES) BOTH values will be convert based on selected Currency in (Column L). 2. If you choose "Partial Conversion" then Column BA (AMOUNT) only will be converted based on selected currency (Column L) and Column BB (TAXES) value (INR) will be added to the converted values.
Note on K238: gepadmin: 1. If you choose "Full Conversion" then Column BA (AMOUNT) and Column BB (TAXES) BOTH values will be convert based on selected Currency in (Column L). 2. If you choose "Partial Conversion" then Column BA (AMOUNT) only will be converted based on selected currency (Column L) and Column BB (TAXES) value (INR) will be added to the converted values.
Note on K239: gepadmin: 1. If you choose "Full Conversion" then Column BA (AMOUNT) and Column BB (TAXES) BOTH values will be convert based on selected Currency in (Column L). 2. If you choose "Partial Conversion" then Column BA (AMOUNT) only will be converted based on selected currency (Column L) and Column BB (TAXES) value (INR) will be added to the converted values.
Note on K240: gepadmin: 1. If you choose "Full Conversion" then Column BA (AMOUNT) and Column BB (TAXES) BOTH values will be convert based on selected Currency in (Column L). 2. If you choose "Partial Conversion" then Column BA (AMOUNT) only will be converted based on selected currency (Column L) and Column BB (TAXES) value (INR) will be added to the converted values.
Note on K241: gepadmin: 1. If you choose "Full Conversion" then Column BA (AMOUNT) and Column BB (TAXES) BOTH values will be convert based on selected Currency in (Column L). 2. If you choose "Partial Conversion" then Column BA (AMOUNT) only will be converted based on selected currency (Column L) and Column BB (TAXES) value (INR) will be added to the converted values.
Note on K242: gepadmin: 1. If you choose "Full Conversion" then Column BA (AMOUNT) and Column BB (TAXES) BOTH values will be convert based on selected Currency in (Column L). 2. If you choose "Partial Conversion" then Column BA (AMOUNT) only will be converted based on selected currency (Column L) and Column BB (TAXES) value (INR) will be added to the converted values.
Note on K244: gepadmin: 1. If you choose "Full Conversion" then Column BA (AMOUNT) and Column BB (TAXES) BOTH values will be convert based on selected Currency in (Column L). 2. If you choose "Partial Conversion" then Column BA (AMOUNT) only will be converted based on selected currency (Column L) and Column BB (TAXES) value (INR) will be added to the converted values.
Note on K245: gepadmin: 1. If you choose "Full Conversion" then Column BA (AMOUNT) and Column BB (TAXES) BOTH values will be convert based on selected Currency in (Column L). 2. If you choose "Partial Conversion" then Column BA (AMOUNT) only will be converted based on selected currency (Column L) and Column BB (TAXES) value (INR) will be added to the converted values.
Note on K247: gepadmin: 1. If you choose "Full Conversion" then Column BA (AMOUNT) and Column BB (TAXES) BOTH values will be convert based on selected Currency in (Column L). 2. If you choose "Partial Conversion" then Column BA (AMOUNT) only will be converted based on selected currency (Column L) and Column BB (TAXES) value (INR) will be added to the converted values.
Note on K248: gepadmin: 1. If you choose "Full Conversion" then Column BA (AMOUNT) and Column BB (TAXES) BOTH values will be convert based on selected Currency in (Column L). 2. If you choose "Partial Conversion" then Column BA (AMOUNT) only will be converted based on selected currency (Column L) and Column BB (TAXES) value (INR) will be added to the converted values.
Note on K250: gepadmin: 1. If you choose "Full Conversion" then Column BA (AMOUNT) and Column BB (TAXES) BOTH values will be convert based on selected Currency in (Column L). 2. If you choose "Partial Conversion" then Column BA (AMOUNT) only will be converted based on selected currency (Column L) and Column BB (TAXES) value (INR) will be added to the converted values.
Note on K252: gepadmin: 1. If you choose "Full Conversion" then Column BA (AMOUNT) and Column BB (TAXES) BOTH values will be convert based on selected Currency in (Column L). 2. If you choose "Partial Conversion" then Column BA (AMOUNT) only will be converted based on selected currency (Column L) and Column BB (TAXES) value (INR) will be added to the converted values.
Note on K253: gepadmin: 1. If you choose "Full Conversion" then Column BA (AMOUNT) and Column BB (TAXES) BOTH values will be convert based on selected Currency in (Column L). 2. If you choose "Partial Conversion" then Column BA (AMOUNT) only will be converted based on selected currency (Column L) and Column BB (TAXES) value (INR) will be added to the converted values.
Note on K254: gepadmin: 1. If you choose "Full Conversion" then Column BA (AMOUNT) and Column BB (TAXES) BOTH values will be convert based on selected Currency in (Column L). 2. If you choose "Partial Conversion" then Column BA (AMOUNT) only will be converted based on selected currency (Column L) and Column BB (TAXES) value (INR) will be added to the converted values.
Note on K255: gepadmin: 1. If you choose "Full Conversion" then Column BA (AMOUNT) and Column BB (TAXES) BOTH values will be convert based on selected Currency in (Column L). 2. If you choose "Partial Conversion" then Column BA (AMOUNT) only will be converted based on selected currency (Column L) and Column BB (TAXES) value (INR) will be added to the converted values.
Note on K256: gepadmin: 1. If you choose "Full Conversion" then Column BA (AMOUNT) and Column BB (TAXES) BOTH values will be convert based on selected Currency in (Column L). 2. If you choose "Partial Conversion" then Column BA (AMOUNT) only will be converted based on selected currency (Column L) and Column BB (TAXES) value (INR) will be added to the converted values.
Note on K258: gepadmin: 1. If you choose "Full Conversion" then Column BA (AMOUNT) and Column BB (TAXES) BOTH values will be convert based on selected Currency in (Column L). 2. If you choose "Partial Conversion" then Column BA (AMOUNT) only will be converted based on selected currency (Column L) and Column BB (TAXES) value (INR) will be added to the converted values.
Note on K259: gepadmin: 1. If you choose "Full Conversion" then Column BA (AMOUNT) and Column BB (TAXES) BOTH values will be convert based on selected Currency in (Column L). 2. If you choose "Partial Conversion" then Column BA (AMOUNT) only will be converted based on selected currency (Column L) and Column BB (TAXES) value (INR) will be added to the converted values.
Note on K260: gepadmin: 1. If you choose "Full Conversion" then Column BA (AMOUNT) and Column BB (TAXES) BOTH values will be convert based on selected Currency in (Column L). 2. If you choose "Partial Conversion" then Column BA (AMOUNT) only will be converted based on selected currency (Column L) and Column BB (TAXES) value (INR) will be added to the converted values.
Note on K261: gepadmin: 1. If you choose "Full Conversion" then Column BA (AMOUNT) and Column BB (TAXES) BOTH values will be convert based on selected Currency in (Column L). 2. If you choose "Partial Conversion" then Column BA (AMOUNT) only will be converted based on selected currency (Column L) and Column BB (TAXES) value (INR) will be added to the converted values.
Note on K262: gepadmin: 1. If you choose "Full Conversion" then Column BA (AMOUNT) and Column BB (TAXES) BOTH values will be convert based on selected Currency in (Column L). 2. If you choose "Partial Conversion" then Column BA (AMOUNT) only will be converted based on selected currency (Column L) and Column BB (TAXES) value (INR) will be added to the converted values.
Note on K263: gepadmin: 1. If you choose "Full Conversion" then Column BA (AMOUNT) and Column BB (TAXES) BOTH values will be convert based on selected Currency in (Column L). 2. If you choose "Partial Conversion" then Column BA (AMOUNT) only will be converted based on selected currency (Column L) and Column BB (TAXES) value (INR) will be added to the converted values.
Note on K264: gepadmin: 1. If you choose "Full Conversion" then Column BA (AMOUNT) and Column BB (TAXES) BOTH values will be convert based on selected Currency in (Column L). 2. If you choose "Partial Conversion" then Column BA (AMOUNT) only will be converted based on selected currency (Column L) and Column BB (TAXES) value (INR) will be added to the converted values.
Note on K266: gepadmin: 1. If you choose "Full Conversion" then Column BA (AMOUNT) and Column BB (TAXES) BOTH values will be convert based on selected Currency in (Column L). 2. If you choose "Partial Conversion" then Column BA (AMOUNT) only will be converted based on selected currency (Column L) and Column BB (TAXES) value (INR) will be added to the converted values.
Note on K267: gepadmin: 1. If you choose "Full Conversion" then Column BA (AMOUNT) and Column BB (TAXES) BOTH values will be convert based on selected Currency in (Column L). 2. If you choose "Partial Conversion" then Column BA (AMOUNT) only will be converted based on selected currency (Column L) and Column BB (TAXES) value (INR) will be added to the converted values.
Note on K269: gepadmin: 1. If you choose "Full Conversion" then Column BA (AMOUNT) and Column BB (TAXES) BOTH values will be convert based on selected Currency in (Column L). 2. If you choose "Partial Conversion" then Column BA (AMOUNT) only will be converted based on selected currency (Column L) and Column BB (TAXES) value (INR) will be added to the converted values.
Note on K270: gepadmin: 1. If you choose "Full Conversion" then Column BA (AMOUNT) and Column BB (TAXES) BOTH values will be convert based on selected Currency in (Column L). 2. If you choose "Partial Conversion" then Column BA (AMOUNT) only will be converted based on selected currency (Column L) and Column BB (TAXES) value (INR) will be added to the converted values.
Note on K271: gepadmin: 1. If you choose "Full Conversion" then Column BA (AMOUNT) and Column BB (TAXES) BOTH values will be convert based on selected Currency in (Column L). 2. If you choose "Partial Conversion" then Column BA (AMOUNT) only will be converted based on selected currency (Column L) and Column BB (TAXES) value (INR) will be added to the converted values.
Note on K272: gepadmin: 1. If you choose "Full Conversion" then Column BA (AMOUNT) and Column BB (TAXES) BOTH values will be convert based on selected Currency in (Column L). 2. If you choose "Partial Conversion" then Column BA (AMOUNT) only will be converted based on selected currency (Column L) and Column BB (TAXES) value (INR) will be added to the converted values.
Note on K273: gepadmin: 1. If you choose "Full Conversion" then Column BA (AMOUNT) and Column BB (TAXES) BOTH values will be convert based on selected Currency in (Column L). 2. If you choose "Partial Conversion" then Column BA (AMOUNT) only will be converted based on selected currency (Column L) and Column BB (TAXES) value (INR) will be added to the converted values.
Note on K274: gepadmin: 1. If you choose "Full Conversion" then Column BA (AMOUNT) and Column BB (TAXES) BOTH values will be convert based on selected Currency in (Column L). 2. If you choose "Partial Conversion" then Column BA (AMOUNT) only will be converted based on selected currency (Column L) and Column BB (TAXES) value (INR) will be added to the converted values.
Note on K275: gepadmin: 1. If you choose "Full Conversion" then Column BA (AMOUNT) and Column BB (TAXES) BOTH values will be convert based on selected Currency in (Column L). 2. If you choose "Partial Conversion" then Column BA (AMOUNT) only will be converted based on selected currency (Column L) and Column BB (TAXES) value (INR) will be added to the converted values.
Note on K276: gepadmin: 1. If you choose "Full Conversion" then Column BA (AMOUNT) and Column BB (TAXES) BOTH values will be convert based on selected Currency in (Column L). 2. If you choose "Partial Conversion" then Column BA (AMOUNT) only will be converted based on selected currency (Column L) and Column BB (TAXES) value (INR) will be added to the converted values.
Note on K278: gepadmin: 1. If you choose "Full Conversion" then Column BA (AMOUNT) and Column BB (TAXES) BOTH values will be convert based on selected Currency in (Column L). 2. If you choose "Partial Conversion" then Column BA (AMOUNT) only will be converted based on selected currency (Column L) and Column BB (TAXES) value (INR) will be added to the converted values.
Note on K279: gepadmin: 1. If you choose "Full Conversion" then Column BA (AMOUNT) and Column BB (TAXES) BOTH values will be convert based on selected Currency in (Column L). 2. If you choose "Partial Conversion" then Column BA (AMOUNT) only will be converted based on selected currency (Column L) and Column BB (TAXES) value (INR) will be added to the converted values.
Note on K280: gepadmin: 1. If you choose "Full Conversion" then Column BA (AMOUNT) and Column BB (TAXES) BOTH values will be convert based on selected Currency in (Column L). 2. If you choose "Partial Conversion" then Column BA (AMOUNT) only will be converted based on selected currency (Column L) and Column BB (TAXES) value (INR) will be added to the converted values.
Note on K281: gepadmin: 1. If you choose "Full Conversion" then Column BA (AMOUNT) and Column BB (TAXES) BOTH values will be convert based on selected Currency in (Column L). 2. If you choose "Partial Conversion" then Column BA (AMOUNT) only will be converted based on selected currency (Column L) and Column BB (TAXES) value (INR) will be added to the converted values.
Note on K282: gepadmin: 1. If you choose "Full Conversion" then Column BA (AMOUNT) and Column BB (TAXES) BOTH values will be convert based on selected Currency in (Column L). 2. If you choose "Partial Conversion" then Column BA (AMOUNT) only will be converted based on selected currency (Column L) and Column BB (TAXES) value (INR) will be added to the converted values.
Note on K283: gepadmin: 1. If you choose "Full Conversion" then Column BA (AMOUNT) and Column BB (TAXES) BOTH values will be convert based on selected Currency in (Column L). 2. If you choose "Partial Conversion" then Column BA (AMOUNT) only will be converted based on selected currency (Column L) and Column BB (TAXES) value (INR) will be added to the converted values.
Note on K284: gepadmin: 1. If you choose "Full Conversion" then Column BA (AMOUNT) and Column BB (TAXES) BOTH values will be convert based on selected Currency in (Column L). 2. If you choose "Partial Conversion" then Column BA (AMOUNT) only will be converted based on selected currency (Column L) and Column BB (TAXES) value (INR) will be added to the converted values.
Note on K285: gepadmin: 1. If you choose "Full Conversion" then Column BA (AMOUNT) and Column BB (TAXES) BOTH values will be convert based on selected Currency in (Column L). 2. If you choose "Partial Conversion" then Column BA (AMOUNT) only will be converted based on selected currency (Column L) and Column BB (TAXES) value (INR) will be added to the converted values.
Note on K287: gepadmin: 1. If you choose "Full Conversion" then Column BA (AMOUNT) and Column BB (TAXES) BOTH values will be convert based on selected Currency in (Column L). 2. If you choose "Partial Conversion" then Column BA (AMOUNT) only will be converted based on selected currency (Column L) and Column BB (TAXES) value (INR) will be added to the converted values.
Note on K288: gepadmin: 1. If you choose "Full Conversion" then Column BA (AMOUNT) and Column BB (TAXES) BOTH values will be convert based on selected Currency in (Column L). 2. If you choose "Partial Conversion" then Column BA (AMOUNT) only will be converted based on selected currency (Column L) and Column BB (TAXES) value (INR) will be added to the converted values.
Note on K289: gepadmin: 1. If you choose "Full Conversion" then Column BA (AMOUNT) and Column BB (TAXES) BOTH values will be convert based on selected Currency in (Column L). 2. If you choose "Partial Conversion" then Column BA (AMOUNT) only will be converted based on selected currency (Column L) and Column BB (TAXES) value (INR) will be added to the converted values.
Note on K290: gepadmin: 1. If you choose "Full Conversion" then Column BA (AMOUNT) and Column BB (TAXES) BOTH values will be convert based on selected Currency in (Column L). 2. If you choose "Partial Conversion" then Column BA (AMOUNT) only will be converted based on selected currency (Column L) and Column BB (TAXES) value (INR) will be added to the converted values.
Note on K291: gepadmin: 1. If you choose "Full Conversion" then Column BA (AMOUNT) and Column BB (TAXES) BOTH values will be convert based on selected Currency in (Column L). 2. If you choose "Partial Conversion" then Column BA (AMOUNT) only will be converted based on selected currency (Column L) and Column BB (TAXES) value (INR) will be added to the converted values.
Note on K293: gepadmin: 1. If you choose "Full Conversion" then Column BA (AMOUNT) and Column BB (TAXES) BOTH values will be convert based on selected Currency in (Column L). 2. If you choose "Partial Conversion" then Column BA (AMOUNT) only will be converted based on selected currency (Column L) and Column BB (TAXES) value (INR) will be added to the converted values.
Note on K295: gepadmin: 1. If you choose "Full Conversion" then Column BA (AMOUNT) and Column BB (TAXES) BOTH values will be convert based on selected Currency in (Column L). 2. If you choose "Partial Conversion" then Column BA (AMOUNT) only will be converted based on selected currency (Column L) and Column BB (TAXES) value (INR) will be added to the converted values.
Note on K297: gepadmin: 1. If you choose "Full Conversion" then Column BA (AMOUNT) and Column BB (TAXES) BOTH values will be convert based on selected Currency in (Column L). 2. If you choose "Partial Conversion" then Column BA (AMOUNT) only will be converted based on selected currency (Column L) and Column BB (TAXES) value (INR) will be added to the converted values.
Note on K298: gepadmin: 1. If you choose "Full Conversion" then Column BA (AMOUNT) and Column BB (TAXES) BOTH values will be convert based on selected Currency in (Column L). 2. If you choose "Partial Conversion" then Column BA (AMOUNT) only will be converted based on selected currency (Column L) and Column BB (TAXES) value (INR) will be added to the converted values.
Note on K300: gepadmin: 1. If you choose "Full Conversion" then Column BA (AMOUNT) and Column BB (TAXES) BOTH values will be convert based on selected Currency in (Column L). 2. If you choose "Partial Conversion" then Column BA (AMOUNT) only will be converted based on selected currency (Column L) and Column BB (TAXES) value (INR) will be added to the converted values.
Note on K301: gepadmin: 1. If you choose "Full Conversion" then Column BA (AMOUNT) and Column BB (TAXES) BOTH values will be convert based on selected Currency in (Column L). 2. If you choose "Partial Conversion" then Column BA (AMOUNT) only will be converted based on selected currency (Column L) and Column BB (TAXES) value (INR) will be added to the converted values.
Note on K302: gepadmin: 1. If you choose "Full Conversion" then Column BA (AMOUNT) and Column BB (TAXES) BOTH values will be convert based on selected Currency in (Column L). 2. If you choose "Partial Conversion" then Column BA (AMOUNT) only will be converted based on selected currency (Column L) and Column BB (TAXES) value (INR) will be added to the converted values.
Note on K304: gepadmin: 1. If you choose "Full Conversion" then Column BA (AMOUNT) and Column BB (TAXES) BOTH values will be convert based on selected Currency in (Column L). 2. If you choose "Partial Conversion" then Column BA (AMOUNT) only will be converted based on selected currency (Column L) and Column BB (TAXES) value (INR) will be added to the converted values.
Note on K306: gepadmin: 1. If you choose "Full Conversion" then Column BA (AMOUNT) and Column BB (TAXES) BOTH values will be convert based on selected Currency in (Column L). 2. If you choose "Partial Conversion" then Column BA (AMOUNT) only will be converted based on selected currency (Column L) and Column BB (TAXES) value (INR) will be added to the converted values.
Note on K307: gepadmin: 1. If you choose "Full Conversion" then Column BA (AMOUNT) and Column BB (TAXES) BOTH values will be convert based on selected Currency in (Column L). 2. If you choose "Partial Conversion" then Column BA (AMOUNT) only will be converted based on selected currency (Column L) and Column BB (TAXES) value (INR) will be added to the converted values.
Note on K309: gepadmin: 1. If you choose "Full Conversion" then Column BA (AMOUNT) and Column BB (TAXES) BOTH values will be convert based on selected Currency in (Column L). 2. If you choose "Partial Conversion" then Column BA (AMOUNT) only will be converted based on selected currency (Column L) and Column BB (TAXES) value (INR) will be added to the converted values.
Note on K310: gepadmin: 1. If you choose "Full Conversion" then Column BA (AMOUNT) and Column BB (TAXES) BOTH values will be convert based on selected Currency in (Column L). 2. If you choose "Partial Conversion" then Column BA (AMOUNT) only will be converted based on selected currency (Column L) and Column BB (TAXES) value (INR) will be added to the converted values.
Note on K312: gepadmin: 1. If you choose "Full Conversion" then Column BA (AMOUNT) and Column BB (TAXES) BOTH values will be convert based on selected Currency in (Column L). 2. If you choose "Partial Conversion" then Column BA (AMOUNT) only will be converted based on selected currency (Column L) and Column BB (TAXES) value (INR) will be added to the converted values.
Note on K313: gepadmin: 1. If you choose "Full Conversion" then Column BA (AMOUNT) and Column BB (TAXES) BOTH values will be convert based on selected Currency in (Column L). 2. If you choose "Partial Conversion" then Column BA (AMOUNT) only will be converted based on selected currency (Column L) and Column BB (TAXES) value (INR) will be added to the converted values.
Note on K314: gepadmin: 1. If you choose "Full Conversion" then Column BA (AMOUNT) and Column BB (TAXES) BOTH values will be convert based on selected Currency in (Column L). 2. If you choose "Partial Conversion" then Column BA (AMOUNT) only will be converted based on selected currency (Column L) and Column BB (TAXES) value (INR) will be added to the converted values.
Note on K315: gepadmin: 1. If you choose "Full Conversion" then Column BA (AMOUNT) and Column BB (TAXES) BOTH values will be convert based on selected Currency in (Column L). 2. If you choose "Partial Conversion" then Column BA (AMOUNT) only will be converted based on selected currency (Column L) and Column BB (TAXES) value (INR) will be added to the converted values.
Note on K317: gepadmin: 1. If you choose "Full Conversion" then Column BA (AMOUNT) and Column BB (TAXES) BOTH values will be convert based on selected Currency in (Column L). 2. If you choose "Partial Conversion" then Column BA (AMOUNT) only will be converted based on selected currency (Column L) and Column BB (TAXES) value (INR) will be added to the converted values.
Note on K318: gepadmin: 1. If you choose "Full Conversion" then Column BA (AMOUNT) and Column BB (TAXES) BOTH values will be convert based on selected Currency in (Column L). 2. If you choose "Partial Conversion" then Column BA (AMOUNT) only will be converted based on selected currency (Column L) and Column BB (TAXES) value (INR) will be added to the converted values.
Note on K319: gepadmin: 1. If you choose "Full Conversion" then Column BA (AMOUNT) and Column BB (TAXES) BOTH values will be convert based on selected Currency in (Column L). 2. If you choose "Partial Conversion" then Column BA (AMOUNT) only will be converted based on selected currency (Column L) and Column BB (TAXES) value (INR) will be added to the converted values.
Note on K320: gepadmin: 1. If you choose "Full Conversion" then Column BA (AMOUNT) and Column BB (TAXES) BOTH values will be convert based on selected Currency in (Column L). 2. If you choose "Partial Conversion" then Column BA (AMOUNT) only will be converted based on selected currency (Column L) and Column BB (TAXES) value (INR) will be added to the converted values.
Note on K322: gepadmin: 1. If you choose "Full Conversion" then Column BA (AMOUNT) and Column BB (TAXES) BOTH values will be convert based on selected Currency in (Column L). 2. If you choose "Partial Conversion" then Column BA (AMOUNT) only will be converted based on selected currency (Column L) and Column BB (TAXES) value (INR) will be added to the converted values.
Note on K323: gepadmin: 1. If you choose "Full Conversion" then Column BA (AMOUNT) and Column BB (TAXES) BOTH values will be convert based on selected Currency in (Column L). 2. If you choose "Partial Conversion" then Column BA (AMOUNT) only will be converted based on selected currency (Column L) and Column BB (TAXES) value (INR) will be added to the converted values.
Note on K324: gepadmin: 1. If you choose "Full Conversion" then Column BA (AMOUNT) and Column BB (TAXES) BOTH values will be convert based on selected Currency in (Column L). 2. If you choose "Partial Conversion" then Column BA (AMOUNT) only will be converted based on selected currency (Column L) and Column BB (TAXES) value (INR) will be added to the converted values.
Note on K325: gepadmin: 1. If you choose "Full Conversion" then Column BA (AMOUNT) and Column BB (TAXES) BOTH values will be convert based on selected Currency in (Column L). 2. If you choose "Partial Conversion" then Column BA (AMOUNT) only will be converted based on selected currency (Column L) and Column BB (TAXES) value (INR) will be added to the converted values.
Note on K326: gepadmin: 1. If you choose "Full Conversion" then Column BA (AMOUNT) and Column BB (TAXES) BOTH values will be convert based on selected Currency in (Column L). 2. If you choose "Partial Conversion" then Column BA (AMOUNT) only will be converted based on selected currency (Column L) and Column BB (TAXES) value (INR) will be added to the converted values.
Note on K327: gepadmin: 1. If you choose "Full Conversion" then Column BA (AMOUNT) and Column BB (TAXES) BOTH values will be convert based on selected Currency in (Column L). 2. If you choose "Partial Conversion" then Column BA (AMOUNT) only will be converted based on selected currency (Column L) and Column BB (TAXES) value (INR) will be added to the converted values.
Note on K328: gepadmin: 1. If you choose "Full Conversion" then Column BA (AMOUNT) and Column BB (TAXES) BOTH values will be convert based on selected Currency in (Column L). 2. If you choose "Partial Conversion" then Column BA (AMOUNT) only will be converted based on selected currency (Column L) and Column BB (TAXES) value (INR) will be added to the converted values.
Note on K330: gepadmin: 1. If you choose "Full Conversion" then Column BA (AMOUNT) and Column BB (TAXES) BOTH values will be convert based on selected Currency in (Column L). 2. If you choose "Partial Conversion" then Column BA (AMOUNT) only will be converted based on selected currency (Column L) and Column BB (TAXES) value (INR) will be added to the converted values.
Note on K331: gepadmin: 1. If you choose "Full Conversion" then Column BA (AMOUNT) and Column BB (TAXES) BOTH values will be convert based on selected Currency in (Column L). 2. If you choose "Partial Conversion" then Column BA (AMOUNT) only will be converted based on selected currency (Column L) and Column BB (TAXES) value (INR) will be added to the converted values.
Note on K332: gepadmin: 1. If you choose "Full Conversion" then Column BA (AMOUNT) and Column BB (TAXES) BOTH values will be convert based on selected Currency in (Column L). 2. If you choose "Partial Conversion" then Column BA (AMOUNT) only will be converted based on selected currency (Column L) and Column BB (TAXES) value (INR) will be added to the converted values.
Note on K334: gepadmin: 1. If you choose "Full Conversion" then Column BA (AMOUNT) and Column BB (TAXES) BOTH values will be convert based on selected Currency in (Column L). 2. If you choose "Partial Conversion" then Column BA (AMOUNT) only will be converted based on selected currency (Column L) and Column BB (TAXES) value (INR) will be added to the converted values.
Note on K336: gepadmin: 1. If you choose "Full Conversion" then Column BA (AMOUNT) and Column BB (TAXES) BOTH values will be convert based on selected Currency in (Column L). 2. If you choose "Partial Conversion" then Column BA (AMOUNT) only will be converted based on selected currency (Column L) and Column BB (TAXES) value (INR) will be added to the converted values.
Note on K337: gepadmin: 1. If you choose "Full Conversion" then Column BA (AMOUNT) and Column BB (TAXES) BOTH values will be convert based on selected Currency in (Column L). 2. If you choose "Partial Conversion" then Column BA (AMOUNT) only will be converted based on selected currency (Column L) and Column BB (TAXES) value (INR) will be added to the converted values.
Note on K338: gepadmin: 1. If you choose "Full Conversion" then Column BA (AMOUNT) and Column BB (TAXES) BOTH values will be convert based on selected Currency in (Column L). 2. If you choose "Partial Conversion" then Column BA (AMOUNT) only will be converted based on selected currency (Column L) and Column BB (TAXES) value (INR) will be added to the converted values.
Note on K339: gepadmin: 1. If you choose "Full Conversion" then Column BA (AMOUNT) and Column BB (TAXES) BOTH values will be convert based on selected Currency in (Column L). 2. If you choose "Partial Conversion" then Column BA (AMOUNT) only will be converted based on selected currency (Column L) and Column BB (TAXES) value (INR) will be added to the converted values.
Note on K340: gepadmin: 1. If you choose "Full Conversion" then Column BA (AMOUNT) and Column BB (TAXES) BOTH values will be convert based on selected Currency in (Column L). 2. If you choose "Partial Conversion" then Column BA (AMOUNT) only will be converted based on selected currency (Column L) and Column BB (TAXES) value (INR) will be added to the converted values.
Note on K341: gepadmin: 1. If you choose "Full Conversion" then Column BA (AMOUNT) and Column BB (TAXES) BOTH values will be convert based on selected Currency in (Column L). 2. If you choose "Partial Conversion" then Column BA (AMOUNT) only will be converted based on selected currency (Column L) and Column BB (TAXES) value (INR) will be added to the converted values.
Note on K342: gepadmin: 1. If you choose "Full Conversion" then Column BA (AMOUNT) and Column BB (TAXES) BOTH values will be convert based on selected Currency in (Column L). 2. If you choose "Partial Conversion" then Column BA (AMOUNT) only will be converted based on selected currency (Column L) and Column BB (TAXES) value (INR) will be added to the converted values.
Note on K344: gepadmin: 1. If you choose "Full Conversion" then Column BA (AMOUNT) and Column BB (TAXES) BOTH values will be convert based on selected Currency in (Column L). 2. If you choose "Partial Conversion" then Column BA (AMOUNT) only will be converted based on selected currency (Column L) and Column BB (TAXES) value (INR) will be added to the converted values.
Note on K346: gepadmin: 1. If you choose "Full Conversion" then Column BA (AMOUNT) and Column BB (TAXES) BOTH values will be convert based on selected Currency in (Column L). 2. If you choose "Partial Conversion" then Column BA (AMOUNT) only will be converted based on selected currency (Column L) and Column BB (TAXES) value (INR) will be added to the converted values.

## Macros
Please Enable Macros to View BoQ information