## BoQ1 (hidden)
Percentage BoQ
BoQ_Ver3.1 | Percentage | Normal | INR Only | INR
Select, At Par, Excess (+), Less (-) |  | IOCL
Tender Inviting Authority: DOIP, IIT Kanpur
Name of Work: Annual contract for minor works for all External Water Supply, Drainage and Sewage Disposal System in whole campus of IIT Kanpur, MWCC1
NIT No: Civil/10/05/2024-1
Name of the Bidder/ Bidding Firm / Company :
PRICE SCHEDULE (This BOQ template must not be modified/replaced by the bidder and the same should be uploaded after filling the relevant columns, else the bidder is liable to be rejected for this tender. Bidders are allowed to enter the Bidder Name and Values only )
NUMBER # | TEXT # | TEXT # | NUMBER # | TEXT # | NUMBER | NUMBER | TEXT | TEXT # | NUMBER # | TEXT# | TEXT # | NUMBER # | NUMBER | NUMBER | NUMBER | NUMBER | TEXT | TEXT | NUMBER | NUMBER | NUMBER | NUMBER | TEXT | TEXT | NUMBER | NUMBER | NUMBER | NUMBER | TEXT | TEXT | NUMBER | NUMBER | NUMBER | NUMBER | TEXT | TEXT | NUMBER | NUMBER | NUMBER | NUMBER | TEXT | TEXT | NUMBER | NUMBER | NUMBER # | NUMBER # | TEXT | TEXT | NUMBER # | NUMBER # | DATE | NUMBER # | NUMBER # | TEXT #
Sl. No. | Item Description | Item Code / Make | Quantity | Units | Estimated Rate in Rs. P |  |  | Addition / Deduction | Addition / Deduction Values | Currency Convertion against each Item | Quoted Currency in INR / Other Currency | BASIC RATE In Figures To be entered by the Bidder Rs. P | Excise Duty | VAT | Freight Charges ( Unloading & Stacking) | Any Other Taxes/Duties/Levies |  |  | Other Taxes 2 | IIIrd Party i.e DGS&D / RITES etc Inspection Charges @0.34%+Service Tax | Less for Cenvat Credit,if any respect of Supplies Under full Excise Duty Category | [30 empty] | TOTAL AMOUNT in Rs. P | TOTAL AMOUNT With Taxes | TOTAL AMOUNT In Words
1 | 2 | 3 | 4 | 5 | 6 | 7 | 8 | 9 | 10 | 11 | 12 | 13 | 14 | 15 | 16 | 17 | 18 | 19 | 20 | 21 | 22 | 23 | 24 | 25 | 26 | 27 | 28 | 29 | 30 | 31 | 32 | 33 | 34 | 35 | 36 | 37 | 38 | 39 | 40 | 41 | 42 | 43 | 44 | 45 | 46 | 47 | 48 | 49 | 50 | 51 | 52 | 7 | 54 | 8
1 | CARRIAGE OF MATERIALS | item no.1 | [52 empty] | 1 | CARRIAGE OF MATERIALS | item no.1
1.01 | Carriage of material by Mechanical Transport including loading, unloading and stacking | item no.2 | [52 empty] | 1.01 | Carriage of material by Mechanical Transport including loading, unloading and stacking | item no.2
1.02 | Earth Lead - 1 Km | item no.3 | 50 | cum | 86.23 |  |  | Excess(+) | 1 | Full Conversion | INR | [40 empty] | 4312 | 4312 | INR Four Thousand Three Hundred & Twelve Only | 1.02 | Earth Lead - 1 Km | item no.3 | 50 | cum
1.03 | EARTH WORK | item no.4 | [52 empty] | 1.03 | EARTH WORK | item no.4
1.04 | Earth work in surface excavation not exceeding 30 cm in depth but exceeding 1.5 m in width as well as 10 sqm on plan including getting out and disposal of excavated earth upto 50 m and lift upto 1.5 m, as directed by Engineer-in-Charge: | item no.5 | [52 empty] | 1.04 | Earth work in surface excavation not exceeding 30 cm in depth but exceeding 1.5 m in width as well as 10 sqm on plan including getting out and disposal of excavated earth upto 50 m and lift upto 1.5 m, as directed by Engineer-in-Charge: | item no.5
1.05 | All kinds of soil | item no.6 | 200 | sqm | 93.82 |  |  | Excess(+) | 1 | Full Conversion | INR | [40 empty] | 18764 | 18764 | INR Eighteen Thousand Seven Hundred & Sixty Four Only | 1.05 | All kinds of soil | item no.6 | 200 | sqm
1.06 | Earth work in excavation by mechanical means (Hydraulic excavator) / manual means in foundation trenches or drains (not exceeding 1.5 m in width or 10 sqm on plan), including dressing of sides and ramming of bottoms, lift upto 1.5 m, including getting out the excavated soil and disposal of surplus excavated soil as directed, within a lead of 50 m. | item no.7 | [52 empty] | 1.06 | Earth work in excavation by mechanical means (Hydraulic excavator) / manual means in foundation trenches or drains (not exceeding 1.5 m in width or 10 sqm on plan), including dressing of sides and ramming of bottoms, lift upto 1.5 m, including getting out the excavated soil and disposal of surplus excavated soil as directed, within a lead of 50 m. | item no.7
1.07 | All kinds of soil. | item no.8 | 100 | cum | 251.51 |  |  | Excess(+) | 1 | Full Conversion | INR | [40 empty] | 25151 | 25151 | INR Twenty Five Thousand One Hundred & Fifty One Only | 1.07 | All kinds of soil. | item no.8 | 100 | cum
1.08 | Excavating trenches of required width for pipes, cables, etc including excavation for sockets, and dressing of sides, ramming of bottoms, depth upto 1.5 m, including getting out the excavated soil, and then returning the soil as required, in layers not exceeding 20 cm in depth, including consolidating each deposited layer by ramming, watering, etc. and disposing of surplus excavated soil as directed, within a lead of 50 m : | item no.9 | [52 empty] | 1.08 | Excavating trenches of required width for pipes, cables, etc including excavation for sockets, and dressing of sides, ramming of bottoms, depth upto 1.5 m, including getting out the excavated soil, and then returning the soil as required, in layers not exceeding 20 cm in depth, including consolidating each deposited layer by ramming, watering, etc. and disposing of surplus excavated soil as directed, within a lead of 50 m : | item no.9
1.09 | All kinds of soil | item no.10 | [52 empty] | 1.09 | All kinds of soil | item no.10
1.1 | Pipes, cables etc, not exceeding 80 mm dia. | item no.11 | 50 | metre | 224.07 |  |  | Excess(+) | 1 | Full Conversion | INR | [40 empty] | 11204 | 11204 | INR Eleven Thousand Two Hundred & Four Only | 1.1 | Pipes, cables etc, not exceeding 80 mm dia. | item no.11 | 50 | metre
1.11 | Pipes, cables etc. exceeding 80 mm dia. but not exceeding 300 mm dia | item no.12 | 340 | metre | 365.93 |  |  | Excess(+) | 1 | Full Conversion | INR | [40 empty] | 124416 | 124416 | INR One Lakh Twenty Four Thousand Four Hundred & Sixteen Only | 1.11 | Pipes, cables etc. exceeding 80 mm dia. but not exceeding 300 mm dia | item no.12 | 340 | metre
1.12 | Pipes, cables etc. exceeding 300 mm dia but not exceeding 600 mm | item no.13 | 30 | metre | 571.28 |  |  | Excess(+) | 1 | Full Conversion | INR | [40 empty] | 17138 | 17138 | INR Seventeen Thousand One Hundred & Thirty Eight Only | 1.12 | Pipes, cables etc. exceeding 300 mm dia but not exceeding 600 mm | item no.13 | 30 | metre
1.13 | Extra for excavating trenches for pipes, cables etc. in all kinds of soil for depth exceeding 1.5 m, but not exceeding 3 m. (Rate is over corresponding basic item for depth upto 1.5 metre). | item no.14 | 30 | metre | 111.35 |  |  | Excess(+) | 1 | Full Conversion | INR | [40 empty] | 3341 | 3341 | INR Three Thousand Three Hundred & Forty One Only | 1.13 | Extra for excavating trenches for pipes, cables etc. in all kinds of soil for depth exceeding 1.5 m, but not exceeding 3 m. (Rate is over corresponding basic item for depth upto 1.5 metre). | item no.14 | 30 | metre
1.14 | Filling available excavated earth (excluding rock) in trenches, plinth, sides of foundations etc. in layers not exceeding 20cm in depth, consolidating each deposited layer by ramming and watering, lead up to 50 m and lift upto 1.5 m. | item no.15 | 50 | cum | 222.67 |  |  | Excess(+) | 1 | Full Conversion | INR | [40 empty] | 11134 | 11134 | INR Eleven Thousand One Hundred & Thirty Four Only | 1.14 | Filling available excavated earth (excluding rock) in trenches, plinth, sides of foundations etc. in layers not exceeding 20cm in depth, consolidating each deposited layer by ramming and watering, lead up to 50 m and lift upto 1.5 m. | item no.15 | 50 | cum
1.15 | Supplying and filling in plinth with sand under floors, including watering, ramming, consolidating and dressing complete. | item no.16 | 1 | cum | 1894.96 |  |  | Excess(+) | 1 | Full Conversion | INR | [40 empty] | 1895 | 1895 | INR One Thousand Eight Hundred & Ninety Five Only | 1.15 | Supplying and filling in plinth with sand under floors, including watering, ramming, consolidating and dressing complete. | item no.16 | 1 | cum
1.16 | Surface dressing of the ground including removing vegetation and in- equalities not exceeding 15 cm deep and disposal of rubbish, lead up to 50 m and lift up to 1.5 m. | item no.17 | [52 empty] | 1.16 | Surface dressing of the ground including removing vegetation and in- equalities not exceeding 15 cm deep and disposal of rubbish, lead up to 50 m and lift up to 1.5 m. | item no.17
1.17 | All kinds of soil | item no.18 | 220 | sqm | 24.68 |  |  | Excess(+) | 1 | Full Conversion | INR | [40 empty] | 5430 | 5430 | INR Five Thousand Four Hundred & Thirty Only | 1.17 | All kinds of soil | item no.18 | 220 | sqm
1.18 | Excavating holes more than 0.10 cum & upto 0.5 cum including getting out the excavated soil, then returning the soil as required in layers not exceeding 20 cm in depth, including consolidating each deposited layer by ramming, watering etc, disposing of surplus excavated soil, as directed within a lead of 50 m and lift upto 1.5 m. | item no.19 | [52 empty] | 1.18 | Excavating holes more than 0.10 cum & upto 0.5 cum including getting out the excavated soil, then returning the soil as required in layers not exceeding 20 cm in depth, including consolidating each deposited layer by ramming, watering etc, disposing of surplus excavated soil, as directed within a lead of 50 m and lift upto 1.5 m. | item no.19
1.19 | All kinds of soil | item no.20 | 60 | each | 78.83 |  |  | Excess(+) | 1 | Full Conversion | INR | [40 empty] | 4730 | 4730 | INR Four Thousand Seven Hundred & Thirty Only | 1.19 | All kinds of soil | item no.20 | 60 | each
1.2 | Clearing jungle including uprooting of rank vegetation, grass, brush wood, trees and saplings of girth up to 30 cm measured at a height of 1 m above ground level and removal of rubbish up to a distance of 50 m outside the periphery of the area cleared. | item no.21 | 400 | sqm | 12.71 |  |  | Excess(+) | 1 | Full Conversion | INR | [40 empty] | 5084 | 5084 | INR Five Thousand &Eighty Four Only | 1.2 | Clearing jungle including uprooting of rank vegetation, grass, brush wood, trees and saplings of girth up to 30 cm measured at a height of 1 m above ground level and removal of rubbish up to a distance of 50 m outside the periphery of the area cleared. | item no.21 | 400 | sqm
1.21 | Extra for levelling & neatly dressing of disposed soil completely as directed by Engineer-in-charge. | item no.22 | 30 | cum | 67.25 |  |  | Excess(+) | 1 | Full Conversion | INR | [40 empty] | 2018 | 2018 | INR Two Thousand &Eighteen Only | 1.21 | Extra for levelling & neatly dressing of disposed soil completely as directed by Engineer-in-charge. | item no.22 | 30 | cum
1.22 | CONCRETE WORK | item no.23 | [52 empty] | 1.22 | CONCRETE WORK | item no.23
1.23 | Providing and laying in position cement concrete of specified grade excluding the cost of centering and shuttering - All work up to plinth level : | item no.24 | [52 empty] | 1.23 | Providing and laying in position cement concrete of specified grade excluding the cost of centering and shuttering - All work up to plinth level : | item no.24
1.24 | 1:2:4 (1 cement : 2 coarse sand (zone-III) : 4 graded stone aggregate 20 mm nominal size). | item no.25 | 2 | cum | 6457.83 |  |  | Excess(+) | 1 | Full Conversion | INR | [40 empty] | 12916 | 12916 | INR Twelve Thousand Nine Hundred & Sixteen Only | 1.24 | 1:2:4 (1 cement : 2 coarse sand (zone-III) : 4 graded stone aggregate 20 mm nominal size). | item no.25 | 2 | cum
1.25 | 1:4:8 (1 Cement : 4 coarse sand (zone-III) : 8 graded stone aggregate 40 mm nominal size) | item no.26 | 2 | cum | 5546.73 |  |  | Excess(+) | 1 | Full Conversion | INR | [40 empty] | 11093 | 11093 | INR Eleven Thousand &Ninety Three Only | 1.25 | 1:4:8 (1 Cement : 4 coarse sand (zone-III) : 8 graded stone aggregate 40 mm nominal size) | item no.26 | 2 | cum
1.26 | Making plinth protection 50mm thick of cement concrete 1:3:6 (1 cement : 3 coarse sand : 6 graded stone aggregate 20 mm nominal size) over 75mm thick bed of dry brick ballast 40 mm nominal size, well rammed and consolidated and grouted with fine sand, including necessary excavation, levelling & dressing & finishing the top smooth. | item no.27 | 10 | sqm | 597.68 |  |  | Excess(+) | 1 | Full Conversion | INR | [40 empty] | 5977 | 5977 | INR Five Thousand Nine Hundred & Seventy Seven Only | 1.26 | Making plinth protection 50mm thick of cement concrete 1:3:6 (1 cement : 3 coarse sand : 6 graded stone aggregate 20 mm nominal size) over 75mm thick bed of dry brick ballast 40 mm nominal size, well rammed and consolidated and grouted with fine sand, including necessary excavation, levelling & dressing & finishing the top smooth. | item no.27 | 10 | sqm
1.27 | REINFORCED CEMENT CONCRETE | item no.28 | [52 empty] | 1.27 | REINFORCED CEMENT CONCRETE | item no.28
1.28 | Providing and laying in position specified grade of reinforced cement concrete, excluding the cost of centering, shuttering, finishing and reinforcement - All work up to plinth level : | item no.29 | [52 empty] | 1.28 | Providing and laying in position specified grade of reinforced cement concrete, excluding the cost of centering, shuttering, finishing and reinforcement - All work up to plinth level : | item no.29
1.29 | 1:2:4 (1 cement : 2 coarse sand : 4 graded stone aggregate 20 mm nominal size). | item no.30 | 2 | cum | 6966.81 |  |  | Excess(+) | 1 | Full Conversion | INR | [40 empty] | 13934 | 13934 | INR Thirteen Thousand Nine Hundred & Thirty Four Only | 1.29 | 1:2:4 (1 cement : 2 coarse sand : 4 graded stone aggregate 20 mm nominal size). | item no.30 | 2 | cum
1.3 | Reinforced cement concrete work in beams, suspended floors, roofs having slope up to 15° landings, balconies, shelves, chajjas, lintels, bands, plain window sills, staircases and spiral stair cases above plinth level up to floor five level, excluding the cost of centering, shuttering, finishing and reinforcement, with 1:1.5:3 (1 cement : 1.5 coarse sand (zone-III) : 3 graded stone aggregate 20 mm nominal size). | item no.31 | 1 | cum | 9398.77 |  |  | Excess(+) | 1 | Full Conversion | INR | [40 empty] | 9399 | 9399 | INR Nine Thousand Three Hundred & Ninety Nine Only | 1.3 | Reinforced cement concrete work in beams, suspended floors, roofs having slope up to 15° landings, balconies, shelves, chajjas, lintels, bands, plain window sills, staircases and spiral stair cases above plinth level up to floor five level, excluding the cost of centering, shuttering, finishing and reinforcement, with 1:1.5:3 (1 cement : 1.5 coarse sand (zone-III) : 3 graded stone aggregate 20 mm nominal size). | item no.31 | 1 | cum
1.31 | Centering and shuttering including strutting, propping etc. and removal of form for: | item no.32 | [52 empty] | 1.31 | Centering and shuttering including strutting, propping etc. and removal of form for: | item no.32
1.32 | Foundations, footings, bases of columns, etc. for mass concrete | item no.33 | 15 | sqm | 270.01 |  |  | Excess(+) | 1 | Full Conversion | INR | [40 empty] | 4050 | 4050 | INR Four Thousand &Fifty Only | 1.32 | Foundations, footings, bases of columns, etc. for mass concrete | item no.33 | 15 | sqm
1.33 | Suspended floors, roofs, landings, balconies and access platform | item no.34 | 5 | sqm | 672.12 |  |  | Excess(+) | 1 | Full Conversion | INR | [40 empty] | 3361 | 3361 | INR Three Thousand Three Hundred & Sixty One Only | 1.33 | Suspended floors, roofs, landings, balconies and access platform | item no.34 | 5 | sqm
1.34 | Providing, hoisting and fixing above plinth level up to floor five level precast reinforced cement concrete work in string courses, bands, copings, bed plates, anchor blocks, plain window sills and the like, including the cost of required centering, shuttering but, excluding cost of reinforcement, with 1:1.5:3 (1 cement : 1.5 coarse sand (zone-III) : 3 graded stone aggregate 20 mm nominal size). | item no.35 | 2 | cum | 8481.81 |  |  | Excess(+) | 1 | Full Conversion | INR | [40 empty] | 16964 | 16964 | INR Sixteen Thousand Nine Hundred & Sixty Four Only | 1.34 | Providing, hoisting and fixing above plinth level up to floor five level precast reinforced cement concrete work in string courses, bands, copings, bed plates, anchor blocks, plain window sills and the like, including the cost of required centering, shuttering but, excluding cost of reinforcement, with 1:1.5:3 (1 cement : 1.5 coarse sand (zone-III) : 3 graded stone aggregate 20 mm nominal size). | item no.35 | 2 | cum
1.35 | Steel reinforcement for R.C.C. work including straightening, cutting, bending, placing in position and binding all complete upto plinth level. | item no.36 | [52 empty] | 1.35 | Steel reinforcement for R.C.C. work including straightening, cutting, bending, placing in position and binding all complete upto plinth level. | item no.36
1.36 | Thermo-Mechanically Treated bars of grade Fe-500D or more. | item no.37 | 800 | Kg | 78.61 |  |  | Excess(+) | 1 | Full Conversion | INR | [40 empty] | 62888 | 62888 | INR Sixty Two Thousand Eight Hundred & Eighty Eight Only | 1.36 | Thermo-Mechanically Treated bars of grade Fe-500D or more. | item no.37 | 800 | Kg
1.37 | BRICK WORK | item no.38 | [52 empty] | 1.37 | BRICK WORK | item no.38
1.38 | Brick work with common burnt clay F.P.S. (non modular) bricks of class designation 7.5 in foundation and plinth in: | item no.39 | [52 empty] | 1.38 | Brick work with common burnt clay F.P.S. (non modular) bricks of class designation 7.5 in foundation and plinth in: | item no.39
1.39 | Cement mortar 1:6 (1 cement : 6 coarse sand) | item no.40 | 5 | cum | 5838.01 |  |  | Excess(+) | 1 | Full Conversion | INR | [40 empty] | 29190 | 29190 | INR Twenty Nine Thousand One Hundred & Ninety Only | 1.39 | Cement mortar 1:6 (1 cement : 6 coarse sand) | item no.40 | 5 | cum
1.4 | Brick work with common burnt clay F.P.S. (non modular) bricks of class designation 7.5 in superstructure above plinth level up to floor V level in all shapes and sizes in : | item no.41 | [52 empty] | 1.4 | Brick work with common burnt clay F.P.S. (non modular) bricks of class designation 7.5 in superstructure above plinth level up to floor V level in all shapes and sizes in : | item no.41
1.41 | Cement mortar 1:6 (1 cement : 6 coarse sand) | item no.42 | 1 | cum | 7267.3 |  |  | Excess(+) | 1 | Full Conversion | INR | [40 empty] | 7267 | 7267 | INR Seven Thousand Two Hundred & Sixty Seven Only | 1.41 | Cement mortar 1:6 (1 cement : 6 coarse sand) | item no.42 | 1 | cum
1.42 | Half brick masonry with common burnt clay F.P.S. (non modular) bricks of class designation 7.5 in foundations and plinth in : | item no.43 | [52 empty] | 1.42 | Half brick masonry with common burnt clay F.P.S. (non modular) bricks of class designation 7.5 in foundations and plinth in : | item no.43
1.43 | cement mortar 1:4 (1 cement : 4 coarse sand) | item no.44 | 5 | sqm | 734.63 |  |  | Excess(+) | 1 | Full Conversion | INR | [40 empty] | 3673 | 3673 | INR Three Thousand Six Hundred & Seventy Three Only | 1.43 | cement mortar 1:4 (1 cement : 4 coarse sand) | item no.44 | 5 | sqm
1.44 | Half brick masonry with common burnt clay F.P.S. (non modular) bricks of class designation 7.5 in superstructure above plinth level up to floor V level. | item no.45 | [52 empty] | 1.44 | Half brick masonry with common burnt clay F.P.S. (non modular) bricks of class designation 7.5 in superstructure above plinth level up to floor V level. | item no.45
1.45 | Cement mortar 1:4 (1 cement :4 coarse sand) | item no.46 | 3 | sqm | 892.63 |  |  | Excess(+) | 1 | Full Conversion | INR | [40 empty] | 2678 | 2678 | INR Two Thousand Six Hundred & Seventy Eight Only | 1.45 | Cement mortar 1:4 (1 cement :4 coarse sand) | item no.46 | 3 | sqm
1.46 | Brick edging 7cm wide 11.4 cm deep to plinth protection with common burnt clay F.P.S. (non modular) bricks of class designation 7.5 including grouting with cement mortar 1:4 (1 cement : 4 fine sand). | item no.47 | 10 | metre | 48.93 |  |  | Excess(+) | 1 | Full Conversion | INR | [40 empty] | 489 | 489 | INR Four Hundred & Eighty Nine Only | 1.46 | Brick edging 7cm wide 11.4 cm deep to plinth protection with common burnt clay F.P.S. (non modular) bricks of class designation 7.5 including grouting with cement mortar 1:4 (1 cement : 4 fine sand). | item no.47 | 10 | metre
1.47 | CLADDING WORK | item no.48 | [52 empty] | 1.47 | CLADDING WORK | item no.48
1.48 | Providing and fixing Ist quality ceramic glazed wall tiles conforming to IS: 15622 (thickness to be specified by the manufacturer), of approved make, in all colours, shades except burgundy, bottle green, black of any size as approved by Engineer-in-Charge, in skirting, risers of steps and dados, over 12 mm thick bed of cement mortar 1:3 (1 cement : 3 coarse sand) and jointing with grey cement slurry @ 3.3kg per sqm, including pointing in white cement mixed with pigment of matching shade complete. | item no.49 | 40 | sqm | 932.44 |  |  | Excess(+) | 1 | Full Conversion | INR | [40 empty] | 37298 | 37298 | INR Thirty Seven Thousand Two Hundred & Ninety Eight Only | 1.48 | Providing and fixing Ist quality ceramic glazed wall tiles conforming to IS: 15622 (thickness to be specified by the manufacturer), of approved make, in all colours, shades except burgundy, bottle green, black of any size as approved by Engineer-in-Charge, in skirting, risers of steps and dados, over 12 mm thick bed of cement mortar 1:3 (1 cement : 3 coarse sand) and jointing with grey cement slurry @ 3.3kg per sqm, including pointing in white cement mixed with pigment of matching shade complete. | item no.49 | 40 | sqm
1.49 | WOOD AND P.V.C. WORK | item no.50 | [52 empty] | 1.49 | WOOD AND P.V.C. WORK | item no.50
1.5 | Providing and fixing M.S. grills of required pattern in frames of windows etc. with M.S. flats, square or round bars etc. including priming coat with approved steel primer all complete. | item no.51 | [52 empty] | 1.5 | Providing and fixing M.S. grills of required pattern in frames of windows etc. with M.S. flats, square or round bars etc. including priming coat with approved steel primer all complete. | item no.51
1.51 | Fixed to steel windows by welding | item no.52 | 25 | kg | 158.7 |  |  | Excess(+) | 1 | Full Conversion | INR | [40 empty] | 3968 | 3968 | INR Three Thousand Nine Hundred & Sixty Eight Only | 1.51 | Fixed to steel windows by welding | item no.52 | 25 | kg
1.52 | Providing and fixing ISI marked oxidised M.S. sliding door bolts with nuts and screws etc. complete : | item no.53 | [52 empty] | 1.52 | Providing and fixing ISI marked oxidised M.S. sliding door bolts with nuts and screws etc. complete : | item no.53
1.53 | 300x16 mm | item no.54 | 2 | each | 158.31 |  |  | Excess(+) | 1 | Full Conversion | INR | [40 empty] | 317 | 317 | INR Three Hundred & Seventeen Only | 1.53 | 300x16 mm | item no.54 | 2 | each
1.54 | Providing and fixing ISI marked oxidised M.S. tower bolt black finish, (Barrel type) with necessary screws etc. complete : | item no.55 | [52 empty] | 1.54 | Providing and fixing ISI marked oxidised M.S. tower bolt black finish, (Barrel type) with necessary screws etc. complete : | item no.55
1.55 | 200x10 mm | item no.56 | 2 | each | 53.53 |  |  | Excess(+) | 1 | Full Conversion | INR | [40 empty] | 107 | 107 | INR One Hundred & Seven Only | 1.55 | 200x10 mm | item no.56 | 2 | each
1.56 | Providing and fixing ISI marked oxidised M.S. handles conforming to IS:4992 with necessary screws etc. complete : | item no.57 | [52 empty] | 1.56 | Providing and fixing ISI marked oxidised M.S. handles conforming to IS:4992 with necessary screws etc. complete : | item no.57
1.57 | 125 mm | item no.58 | 2 | each | 30.86 |  |  | Excess(+) | 1 | Full Conversion | INR | [40 empty] | 62 | 62 | INR Sixty Two Only | 1.57 | 125 mm | item no.58 | 2 | each
1.58 | Providing and fixing oxidised M.S. casement stays (straight peg type) with necessary screws etc. complete. | item no.59 | [52 empty] | 1.58 | Providing and fixing oxidised M.S. casement stays (straight peg type) with necessary screws etc. complete. | item no.59
1.59 | 300 mm weighing not less than 200 gms | item no.60 | 5 | each | 51.95 |  |  | Excess(+) | 1 | Full Conversion | INR | [40 empty] | 260 | 260 | INR Two Hundred & Sixty Only | 1.59 | 300 mm weighing not less than 200 gms | item no.60 | 5 | each
1.6 | STEEL WORK | item no.61 | [52 empty] | 1.6 | STEEL WORK | item no.61
1.61 | Structural steel work riveted, bolted or welded in built up sections, trusses and framed work, including cutting, hoisting, fixing in position and applying a priming coat of approved steel primer all complete. | item no.62 | 100 | kg | 68.57 |  |  | Excess(+) | 1 | Full Conversion | INR | [40 empty] | 6857 | 6857 | INR Six Thousand Eight Hundred & Fifty Seven Only | 1.61 | Structural steel work riveted, bolted or welded in built up sections, trusses and framed work, including cutting, hoisting, fixing in position and applying a priming coat of approved steel primer all complete. | item no.62 | 100 | kg
1.62 | Providing and fixing 1mm thick M.S. sheet door with frame of 40x40x6 mm angle iron and 3 mm M.S. gusset plates at the junctions and corners, all necessary fittings complete, including applying a priming coat of approved steel primer. | item no.63 | [52 empty] | 1.62 | Providing and fixing 1mm thick M.S. sheet door with frame of 40x40x6 mm angle iron and 3 mm M.S. gusset plates at the junctions and corners, all necessary fittings complete, including applying a priming coat of approved steel primer. | item no.63
1.63 | Using M.S. angles 40x40x6 mm for diagonal braces | item no.64 | 3 | sqm | 4192.15 |  |  | Excess(+) | 1 | Full Conversion | INR | [40 empty] | 12576 | 12576 | INR Twelve Thousand Five Hundred & Seventy Six Only | 1.63 | Using M.S. angles 40x40x6 mm for diagonal braces | item no.64 | 3 | sqm
1.64 | Providing and fixing factory made ISI marked steel glazed doors, windows and ventilators, side /top /centre hung, with beading and all members such as F7D, F4B, K11 B and K12 B etc. complete of standard rolled steel sections, joints mitred and flash butt welded and sash bars tenoned and riveted, including providing and fixing of hinges, pivots, including priming coat of approved steel primer, but excluding the cost of other fittings, complete all as per approved design, (sectional weight of only steel members shall be measured for payment). | item no.65 | [52 empty] | 1.64 | Providing and fixing factory made ISI marked steel glazed doors, windows and ventilators, side /top /centre hung, with beading and all members such as F7D, F4B, K11 B and K12 B etc. complete of standard rolled steel sections, joints mitred and flash butt welded and sash bars tenoned and riveted, including providing and fixing of hinges, pivots, including priming coat of approved steel primer, but excluding the cost of other fittings, complete all as per approved design, (sectional weight of only steel members shall be measured for payment). | item no.65
1.65 | Fixing with 15x3 mm lugs 10 cm long embedded in cement concrete block 15x10x10 cm of C.C. 1:3:6 (1 Cement : 3 coarse sand : 6 graded stone aggregate 20 mm nominal size) | item no.66 | 20 | kg | 154.01 |  |  | Excess(+) | 1 | Full Conversion | INR | [40 empty] | 3080 | 3080 | INR Three Thousand &Eighty Only | 1.65 | Fixing with 15x3 mm lugs 10 cm long embedded in cement concrete block 15x10x10 cm of C.C. 1:3:6 (1 Cement : 3 coarse sand : 6 graded stone aggregate 20 mm nominal size) | item no.66 | 20 | kg
1.66 | Welding by gas or electric plant including transportation of plant at site etc. complete. | item no.67 | 200 | cm | 2.97 |  |  | Excess(+) | 1 | Full Conversion | INR | [40 empty] | 594 | 594 | INR Five Hundred & Ninety Four Only | 1.66 | Welding by gas or electric plant including transportation of plant at site etc. complete. | item no.67 | 200 | cm
1.67 | Steel work welded in built up sections/ framed work, including cutting, hoisting, fixing in position and applying a priming coat of approved steel primer using structural steel etc. as required. | item no.68 | [52 empty] | 1.67 | Steel work welded in built up sections/ framed work, including cutting, hoisting, fixing in position and applying a priming coat of approved steel primer using structural steel etc. as required. | item no.68
1.68 | In gratings, frames, guard bar, ladder, railings, brackets, gates and similar works | item no.69 | 130 | kg | 124.77 |  |  | Excess(+) | 1 | Full Conversion | INR | [40 empty] | 16220 | 16220 | INR Sixteen Thousand Two Hundred & Twenty Only | 1.68 | In gratings, frames, guard bar, ladder, railings, brackets, gates and similar works | item no.69 | 130 | kg
1.69 | Providing & fixing glass panes with putty and glazing clips in steel doors, windows, clerestory windows, all complete with : | item no.70 | [52 empty] | 1.69 | Providing & fixing glass panes with putty and glazing clips in steel doors, windows, clerestory windows, all complete with : | item no.70
1.7 | 4.0 mm thick glass panes | item no.71 | 2 | sqm | 824.46 |  |  | Excess(+) | 1 | Full Conversion | INR | [40 empty] | 1649 | 1649 | INR One Thousand Six Hundred & Forty Nine Only | 1.7 | 4.0 mm thick glass panes | item no.71 | 2 | sqm
1.71 | FLOORING | item no.72 | [52 empty] | 1.71 | FLOORING | item no.72
1.72 | Brick on edge flooring with bricks of class designation 7.5 on a bed of 12 mm cement mortar, including filling the joints with same mortar, with common burnt clay non modular bricks: | item no.73 | [52 empty] | 1.72 | Brick on edge flooring with bricks of class designation 7.5 on a bed of 12 mm cement mortar, including filling the joints with same mortar, with common burnt clay non modular bricks: | item no.73
1.73 | 1:6 (1cement : 6 coarse sand) | item no.74 | 12 | sqm | 787.55 |  |  | Excess(+) | 1 | Full Conversion | INR | [40 empty] | 9451 | 9451 | INR Nine Thousand Four Hundred & Fifty One Only | 1.73 | 1:6 (1cement : 6 coarse sand) | item no.74 | 12 | sqm
1.74 | Cement concrete flooring 1:2:4 (1 cement : 2 coarse sand : 4 graded stone aggregate) finished with a floating coat of neat cement, including cement slurry, but excluding the cost of nosing of steps etc. complete. | item no.75 | [52 empty] | 1.74 | Cement concrete flooring 1:2:4 (1 cement : 2 coarse sand : 4 graded stone aggregate) finished with a floating coat of neat cement, including cement slurry, but excluding the cost of nosing of steps etc. complete. | item no.75
1.75 | 40 mm thick with 20 mm nominal size stone aggregate | item no.76 | 10 | sqm | 477.86 |  |  | Excess(+) | 1 | Full Conversion | INR | [40 empty] | 4779 | 4779 | INR Four Thousand Seven Hundred & Seventy Nine Only | 1.75 | 40 mm thick with 20 mm nominal size stone aggregate | item no.76 | 10 | sqm
1.76 | Cement plaster skirting up to 30 cm height, with cement mortar 1:3 (1 cement : 3 coarse sand), finished with a floating coat of neat cement. | item no.77 | [52 empty] | 1.76 | Cement plaster skirting up to 30 cm height, with cement mortar 1:3 (1 cement : 3 coarse sand), finished with a floating coat of neat cement. | item no.77
1.77 | 18 mm thick | item no.78 | 2 | sqm | 500.44 |  |  | Excess(+) | 1 | Full Conversion | INR | [40 empty] | 1001 | 1001 | INR One Thousand &One Only | 1.77 | 18 mm thick | item no.78 | 2 | sqm
1.78 | Providing and fixing glass strips in joints of terrazo/ cement concrete floors. | item no.79 | [52 empty] | 1.78 | Providing and fixing glass strips in joints of terrazo/ cement concrete floors. | item no.79
1.79 | 40 mm wide and 4 mm thick | item no.80 | 20 | metre | 69.71 |  |  | Excess(+) | 1 | Full Conversion | INR | [40 empty] | 1394 | 1394 | INR One Thousand Three Hundred & Ninety Four Only | 1.79 | 40 mm wide and 4 mm thick | item no.80 | 20 | metre
1.8 | Providing and laying Ceramic glazed floor tiles of size 300x300 mm (thickness to be specified by the manufacturer) of 1st quality conforming to IS : 15622 of approved make in colours such as White, Ivory, Grey, Fume Red Brown, laid on 20 mm thick cement mortar 1:4 (1 Cement : 4 Coarse sand), jointing with grey cement slurry @ 3.3kg/sqm including pointing the joints with white cement and matching pigment etc., complete. | item no.81 | 10 | sqm | 820.34 |  |  | Excess(+) | 1 | Full Conversion | INR | [40 empty] | 8203 | 8203 | INR Eight Thousand Two Hundred & Three Only | 1.8 | Providing and laying Ceramic glazed floor tiles of size 300x300 mm (thickness to be specified by the manufacturer) of 1st quality conforming to IS : 15622 of approved make in colours such as White, Ivory, Grey, Fume Red Brown, laid on 20 mm thick cement mortar 1:4 (1 Cement : 4 Coarse sand), jointing with grey cement slurry @ 3.3kg/sqm including pointing the joints with white cement and matching pigment etc., complete. | item no.81 | 10 | sqm
1.81 | ROOFING | item no.82 | [52 empty] | 1.81 | ROOFING | item no.82
1.82 | Providing gola 75x75 mm in cement concrete 1:2:4 (1 cement : 2 coarse sand : 4 stone aggregate 10 mm and down gauge), including finishing with cement mortar 1:3 (1 cement : 3 fine sand) as per standard design : | item no.83 | [52 empty] | 1.82 | Providing gola 75x75 mm in cement concrete 1:2:4 (1 cement : 2 coarse sand : 4 stone aggregate 10 mm and down gauge), including finishing with cement mortar 1:3 (1 cement : 3 fine sand) as per standard design : | item no.83
1.83 | In 75x75 mm deep chase | item no.84 | 5 | metre | 228.15 |  |  | Excess(+) | 1 | Full Conversion | INR | [40 empty] | 1141 | 1141 | INR One Thousand One Hundred & Forty One Only | 1.83 | In 75x75 mm deep chase | item no.84 | 5 | metre
1.84 | Providing and fixing on wall face unplasticised Rigid PVC rain water pipes conforming to IS : 13592 Type A, including jointing with seal ring conforming to IS : 5382, leaving 10 mm gap for thermal expansion, (i) Single socketed pipes. | item no.85 | [52 empty] | 1.84 | Providing and fixing on wall face unplasticised Rigid PVC rain water pipes conforming to IS : 13592 Type A, including jointing with seal ring conforming to IS : 5382, leaving 10 mm gap for thermal expansion, (i) Single socketed pipes. | item no.85
1.85 | 110 mm diameter | item no.86 | 10 | metre | 280.36 |  |  | Excess(+) | 1 | Full Conversion | INR | [40 empty] | 2804 | 2804 | INR Two Thousand Eight Hundred & Four Only | 1.85 | 110 mm diameter | item no.86 | 10 | metre
1.86 | Providing and fixing on wall face unplasticised - PVC moulded fittings/ accessories for unplasticised Rigid PVC rain water pipes conforming to IS : 13592 Type A, including jointing with seal ring conforming to IS : 5382, leaving 10 mm gap for thermal expansion. | item no.87 | [52 empty] | 1.86 | Providing and fixing on wall face unplasticised - PVC moulded fittings/ accessories for unplasticised Rigid PVC rain water pipes conforming to IS : 13592 Type A, including jointing with seal ring conforming to IS : 5382, leaving 10 mm gap for thermal expansion. | item no.87
1.87 | Single tee with door | item no.88 | [52 empty] | 1.87 | Single tee with door | item no.88
1.88 | 110x110x110 mm | item no.89 | 1 | each | 180.14 |  |  | Excess(+) | 1 | Full Conversion | INR | [40 empty] | 180 | 180 | INR One Hundred & Eighty Only | 1.88 | 110x110x110 mm | item no.89 | 1 | each
1.89 | Bend 87.5° | item no.90 | [52 empty] | 1.89 | Bend 87.5° | item no.90
1.9 | 110 mm bend | item no.91 | 1 | each | 115.74 |  |  | Excess(+) | 1 | Full Conversion | INR | [40 empty] | 116 | 116 | INR One Hundred & Sixteen Only | 1.9 | 110 mm bend | item no.91 | 1 | each
1.91 | Shoe (Plain) | item no.92 | [52 empty] | 1.91 | Shoe (Plain) | item no.92
1.92 | 110 mm Shoe | item no.93 | 1 | each | 101.67 |  |  | Excess(+) | 1 | Full Conversion | INR | [40 empty] | 102 | 102 | INR One Hundred & Two Only | 1.92 | 110 mm Shoe | item no.93 | 1 | each
1.93 | Providing and fixing unplasticised -PVC pipe clips of approved design to unplasticised - PVC rain water pipes by means of 50x50x50 mm hard wood plugs, screwed with M.S. screws of required length, including cutting brick work and fixing in cement mortar 1:4 (1 cement : 4 coarse sand) and making good the wall etc. complete. | item no.94 | [52 empty] | 1.93 | Providing and fixing unplasticised -PVC pipe clips of approved design to unplasticised - PVC rain water pipes by means of 50x50x50 mm hard wood plugs, screwed with M.S. screws of required length, including cutting brick work and fixing in cement mortar 1:4 (1 cement : 4 coarse sand) and making good the wall etc. complete. | item no.94
1.94 | 110 mm | item no.95 | 3 | each | 271.37 |  |  | Excess(+) | 1 | Full Conversion | INR | [40 empty] | 814 | 814 | INR Eight Hundred & Fourteen Only | 1.94 | 110 mm | item no.95 | 3 | each
1.95 | Providing & fixing UV stabilised fiberglass reinforced plastic sheet roofing up to any pitch, including fixing with polymer coated 'J' or 'L' hooks, bolts & nuts 8mm dia. G.I plain/bitumen washers complete but excluding the cost of purlins, rafters, trusses etc. The sheets shall be manufactured out of 2400 TEX panel rovigs incorporating minimum 0.3% ultra-violet stabiliser in resin system under approximately 2400 psi and hot cured. They shall be of uniform pigmentation and thickness without air pockets and shall conform to IS 10192 and IS 12866.The sheets shall be opaque or translucent, clear or pigmented, textured or smooth as specified. | item no.96 | [52 empty] | 1.95 | Providing & fixing UV stabilised fiberglass reinforced plastic sheet roofing up to any pitch, including fixing with polymer coated 'J' or 'L' hooks, bolts & nuts 8mm dia. G.I plain/bitumen washers complete but excluding the cost of purlins, rafters, trusses etc. The sheets shall be manufactured out of 2400 TEX panel rovigs incorporating minimum 0.3% ultra-violet stabiliser in resin system under approximately 2400 psi and hot cured. They shall be of uniform pigmentation and thickness without air pockets and shall conform to IS 10192 and IS 12866.The sheets shall be opaque or translucent, clear or pigmented, textured or smooth as specified. | item no.96
1.96 | 2 mm thick corrugated (2.5" or 4.2" or 6") or step-down (2" or 3" or 6" ) as specified | item no.97 | 10 | sqm | 1033.98 |  |  | Excess(+) | 1 | Full Conversion | INR | [40 empty] | 10340 | 10340 | INR Ten Thousand Three Hundred & Forty Only | 1.96 | 2 mm thick corrugated (2.5" or 4.2" or 6") or step-down (2" or 3" or 6" ) as specified | item no.97 | 10 | sqm
1.97 | FINISHING | item no.98 | [52 empty] | 1.97 | FINISHING | item no.98
1.98 | 12 mm cement plaster of mix : | item no.99 | [52 empty] | 1.98 | 12 mm cement plaster of mix : | item no.99
1.99 | 1:6 (1 cement: 6 coarse sand) | item no.100 | 10 | sqm | 258.09 |  |  | Excess(+) | 1 | Full Conversion | INR | [40 empty] | 2581 | 2581 | INR Two Thousand Five Hundred & Eighty One Only | 1.99 | 1:6 (1 cement: 6 coarse sand) | item no.100 | 10 | sqm
2 | 15 mm cement plaster on rough side of single or half brick wall of mix: | item no.101 | [52 empty] | 2 | 15 mm cement plaster on rough side of single or half brick wall of mix: | item no.101
2.01 | 1:6 (1 cement: 6 coarse sand) | item no.102 | 10 | sqm | 297.33 |  |  | Excess(+) | 1 | Full Conversion | INR | [40 empty] | 2973 | 2973 | INR Two Thousand Nine Hundred & Seventy Three Only | 2.01 | 1:6 (1 cement: 6 coarse sand) | item no.102 | 10 | sqm
2.02 | 12 mm cement plaster finished with a floating coat of neat cement of mix : | item no.103 | [52 empty] | 2.02 | 12 mm cement plaster finished with a floating coat of neat cement of mix : | item no.103
2.03 | 1:4 (1 cement: 4 fine sand) | item no.104 | 270 | sqm | 316.79 |  |  | Excess(+) | 1 | Full Conversion | INR | [40 empty] | 85533 | 85533 | INR Eighty Five Thousand Five Hundred & Thirty Three Only | 2.03 | 1:4 (1 cement: 4 fine sand) | item no.104 | 270 | sqm
2.04 | Pointing on brick work or brick flooring with cement mortar 1:3 (1 cement : 3 fine sand): | item no.105 | [52 empty] | 2.04 | Pointing on brick work or brick flooring with cement mortar 1:3 (1 cement : 3 fine sand): | item no.105
2.05 | Flush / Ruled/ Struck or weathered pointing | item no.106 | 12 | sqm | 187.99 |  |  | Excess(+) | 1 | Full Conversion | INR | [40 empty] | 2256 | 2256 | INR Two Thousand Two Hundred & Fifty Six Only | 2.05 | Flush / Ruled/ Struck or weathered pointing | item no.106 | 12 | sqm
2.06 | White washing with lime to give an even shade : | item no.107 | [52 empty] | 2.06 | White washing with lime to give an even shade : | item no.107
2.07 | New work (three or more coats) | item no.108 | 20 | sqm | 28.45 |  |  | Excess(+) | 1 | Full Conversion | INR | [40 empty] | 569 | 569 | INR Five Hundred & Sixty Nine Only | 2.07 | New work (three or more coats) | item no.108 | 20 | sqm
2.08 | Finishing walls with Acrylic Smooth exterior paint of required shade : | item no.109 | [52 empty] | 2.08 | Finishing walls with Acrylic Smooth exterior paint of required shade : | item no.109
2.09 | New work (Two or more coat applied @ 1.67 ltr/10 sqm over and including priming coat of exterior primer applied @ 2.20 kg/10 sqm) | item no.110 | 10 | sqm | 146.3 |  |  | Excess(+) | 1 | Full Conversion | INR | [40 empty] | 1463 | 1463 | INR One Thousand Four Hundred & Sixty Three Only | 2.09 | New work (Two or more coat applied @ 1.67 ltr/10 sqm over and including priming coat of exterior primer applied @ 2.20 kg/10 sqm) | item no.110 | 10 | sqm
2.1 | Painting with synthetic enamel paint of approved brand and manufacture to give an even shade : | item no.111 | [52 empty] | 2.1 | Painting with synthetic enamel paint of approved brand and manufacture to give an even shade : | item no.111
2.11 | Two or more coats on new work | item no.112 | 50 | sqm | 115.26 |  |  | Excess(+) | 1 | Full Conversion | INR | [40 empty] | 5763 | 5763 | INR Five Thousand Seven Hundred & Sixty Three Only | 2.11 | Two or more coats on new work | item no.112 | 50 | sqm
2.12 | White washing with lime to give an even shade : | item no.113 | [52 empty] | 2.12 | White washing with lime to give an even shade : | item no.113
2.13 | Old work (two or more coats) | item no.114 | 50 | sqm | 16.66 |  |  | Excess(+) | 1 | Full Conversion | INR | [40 empty] | 833 | 833 | INR Eight Hundred & Thirty Three Only | 2.13 | Old work (two or more coats) | item no.114 | 50 | sqm
2.14 | Removing white or colour wash by scrapping and sand papering and preparing the surface smooth including necessary repairs to scratches etc. complete | item no.115 | 20 | sqm | 14.34 |  |  | Excess(+) | 1 | Full Conversion | INR | [40 empty] | 287 | 287 | INR Two Hundred & Eighty Seven Only | 2.14 | Removing white or colour wash by scrapping and sand papering and preparing the surface smooth including necessary repairs to scratches etc. complete | item no.115 | 20 | sqm
2.15 | Painting with synthetic enamel paint of approved brand and manufacture of required colour to give an even shade : | item no.116 | [52 empty] | 2.15 | Painting with synthetic enamel paint of approved brand and manufacture of required colour to give an even shade : | item no.116
2.16 | One or more coats on old work | item no.117 | 50 | sqm | 75.89 |  |  | Excess(+) | 1 | Full Conversion | INR | [40 empty] | 3795 | 3795 | INR Three Thousand Seven Hundred & Ninety Five Only | 2.16 | One or more coats on old work | item no.117 | 50 | sqm
2.17 | Finishing walls with Acrylic Smooth exterior paint of required shade : | item no.118 | [52 empty] | 2.17 | Finishing walls with Acrylic Smooth exterior paint of required shade : | item no.118
2.18 | Old work (Two or more coat applied @ 1.67 ltr/ 10 sqm) on existing cement paint surface | item no.119 | 50 | sqm | 97.85 |  |  | Excess(+) | 1 | Full Conversion | INR | [40 empty] | 4893 | 4893 | INR Four Thousand Eight Hundred & Ninety Three Only | 2.18 | Old work (Two or more coat applied @ 1.67 ltr/ 10 sqm) on existing cement paint surface | item no.119 | 50 | sqm
2.19 | REPAIRS TO BUILDINGS | item no.120 | [52 empty] | 2.19 | REPAIRS TO BUILDINGS | item no.120
2.2 | Repairs to plaster of thickness 12 mm to 20 mm in patches of area 2.5 sq. meters and under, including cutting the patch in proper shape, raking out joints and preparing and plastering the surface of the walls complete, including disposal of rubbish to the dumping ground, all complete as per directions of Engineer-In-Charge. | item no.121 | [52 empty] | 2.2 | Repairs to plaster of thickness 12 mm to 20 mm in patches of area 2.5 sq. meters and under, including cutting the patch in proper shape, raking out joints and preparing and plastering the surface of the walls complete, including disposal of rubbish to the dumping ground, all complete as per directions of Engineer-In-Charge. | item no.121
2.21 | With cement mortar 1:4 (1 cement : 4 fine sand) | item no.122 | 5 | sqm | 405.35 |  |  | Excess(+) | 1 | Full Conversion | INR | [40 empty] | 2027 | 2027 | INR Two Thousand &Twenty Seven Only | 2.21 | With cement mortar 1:4 (1 cement : 4 fine sand) | item no.122 | 5 | sqm
2.22 | Cleaning of under ground sump, Over Head R.C.C. Tank ( independent staging) including disposal of slit and rubbish, all as per direction of Engineer-in-Charge. The cleaning shall consist following operations:- (i) Tank shall be emptied of water by pumping & bottom shall be cleaned of slit and other deposits. (ii) Entire surface area of the sump shall then scrubbed thoroughly with wire brush etc. and pressure washed with water. (iii) Chlorination of RCC internal surface by liquid chlorine. (iv) The treated surface shall be dried using air jetting and all loose particles shall be removal from the surface. (v) Finally the surface shall be treated with ultraviolet radiation etc. as per direction of Engineer-in-Charge. | item no.123 | 3700 | sqm | 62.52 |  |  | Excess(+) | 1 | Full Conversion | INR | [40 empty] | 231324 | 231324 | INR Two Lakh Thirty One Thousand Three Hundred & Twenty Four Only | 2.22 | Cleaning of under ground sump, Over Head R.C.C. Tank ( independent staging) including disposal of slit and rubbish, all as per direction of Engineer-in-Charge. The cleaning shall consist following operations:- (i) Tank shall be emptied of water by pumping & bottom shall be cleaned of slit and other deposits. (ii) Entire surface area of the sump shall then scrubbed thoroughly with wire brush etc. and pressure washed with water. (iii) Chlorination of RCC internal surface by liquid chlorine. (iv) The treated surface shall be dried using air jetting and all loose particles shall be removal from the surface. (v) Finally the surface shall be treated with ultraviolet radiation etc. as per direction of Engineer-in-Charge. | item no.123 | 3700 | sqm
2.23 | DISMANTLING & DEMOLISHING | item no.124 | [52 empty] | 2.23 | DISMANTLING & DEMOLISHING | item no.124
2.24 | Demolishing cement concrete manually/ by mechanical means including disposal of material within 50 metres lead as per direction of Engineer - in - charge. | item no.125 | [52 empty] | 2.24 | Demolishing cement concrete manually/ by mechanical means including disposal of material within 50 metres lead as per direction of Engineer - in - charge. | item no.125
2.25 | Nominal concrete 1:3:6 or richer mix (i/c equivalent design mix) | item no.126 | 3 | cum | 1759.84 |  |  | Excess(+) | 1 | Full Conversion | INR | [40 empty] | 5280 | 5280 | INR Five Thousand Two Hundred & Eighty Only | 2.25 | Nominal concrete 1:3:6 or richer mix (i/c equivalent design mix) | item no.126 | 3 | cum
2.26 | Nominal concrete 1:4:8 or leaner mix (i/c equivalent design mix) | item no.127 | 3 | cum | 1086.89 |  |  | Excess(+) | 1 | Full Conversion | INR | [40 empty] | 3261 | 3261 | INR Three Thousand Two Hundred & Sixty One Only | 2.26 | Nominal concrete 1:4:8 or leaner mix (i/c equivalent design mix) | item no.127 | 3 | cum
2.27 | Demolishing R.C.C. work manually/ by mechanical means including stacking of steel bars and disposal of unserviceable material within 50 metres lead as per direction of Engineer - in- charge. | item no.128 | 1 | cum | 2567.38 |  |  | Excess(+) | 1 | Full Conversion | INR | [40 empty] | 2567 | 2567 | INR Two Thousand Five Hundred & Sixty Seven Only | 2.27 | Demolishing R.C.C. work manually/ by mechanical means including stacking of steel bars and disposal of unserviceable material within 50 metres lead as per direction of Engineer - in- charge. | item no.128 | 1 | cum
2.28 | Demolishing brick work manually/ by mechanical means including stacking of serviceable material and disposal of unserviceable material within 50 metres lead as per direction of Engineer-in-charge. | item no.129 | [52 empty] | 2.28 | Demolishing brick work manually/ by mechanical means including stacking of serviceable material and disposal of unserviceable material within 50 metres lead as per direction of Engineer-in-charge. | item no.129
2.29 | In cement mortar | item no.130 | 5 | cum | 1489.22 |  |  | Excess(+) | 1 | Full Conversion | INR | [40 empty] | 7446 | 7446 | INR Seven Thousand Four Hundred & Forty Six Only | 2.29 | In cement mortar | item no.130 | 5 | cum
2.3 | Dismantling doors, windows and clerestory windows (steel or wood) shutter including chowkhats, architrave, holdfasts etc. complete and stacking within 50 metres lead : | item no.131 | [52 empty] | 2.3 | Dismantling doors, windows and clerestory windows (steel or wood) shutter including chowkhats, architrave, holdfasts etc. complete and stacking within 50 metres lead : | item no.131
2.31 | Of area 3 sq. metres and below | item no.132 | 3 | each | 265.41 |  |  | Excess(+) | 1 | Full Conversion | INR | [40 empty] | 796 | 796 | INR Seven Hundred & Ninety Six Only | 2.31 | Of area 3 sq. metres and below | item no.132 | 3 | each
2.32 | Dismantling steel work in built up sections in angles, tees, flats and channels including all gusset plates, bolts, nuts, cutting rivets, welding etc. including dismembering and stacking within 50 metres lead. | item no.133 | 50 | kg | 4.08 |  |  | Excess(+) | 1 | Full Conversion | INR | [40 empty] | 204 | 204 | INR Two Hundred & Four Only | 2.32 | Dismantling steel work in built up sections in angles, tees, flats and channels including all gusset plates, bolts, nuts, cutting rivets, welding etc. including dismembering and stacking within 50 metres lead. | item no.133 | 50 | kg
2.33 | Dismantling and stacking within 50 metres lead, fencing posts or struts including all earth work and dismantling of concrete etc. in base of: | item no.134 | [52 empty] | 2.33 | Dismantling and stacking within 50 metres lead, fencing posts or struts including all earth work and dismantling of concrete etc. in base of: | item no.134
2.34 | T' or 'L' iron or pipe | item no.135 | 20 | each | 169.18 |  |  | Excess(+) | 1 | Full Conversion | INR | [40 empty] | 3384 | 3384 | INR Three Thousand Three Hundred & Eighty Four Only | 2.34 | T' or 'L' iron or pipe | item no.135 | 20 | each
2.35 | Dismantling barbed wire or flexible wire rope in fencing including making rolls and stacking within 50 metres lead. | item no.136 | 60 | kg | 26.61 |  |  | Excess(+) | 1 | Full Conversion | INR | [40 empty] | 1597 | 1597 | INR One Thousand Five Hundred & Ninety Seven Only | 2.35 | Dismantling barbed wire or flexible wire rope in fencing including making rolls and stacking within 50 metres lead. | item no.136 | 60 | kg
2.36 | Dismantling manually/ by mechanical means including stacking of serviceable material and disposal of unserviceable material within 50 metres lead as per direction of Engineer-in-charge : | item no.137 | [52 empty] | 2.36 | Dismantling manually/ by mechanical means including stacking of serviceable material and disposal of unserviceable material within 50 metres lead as per direction of Engineer-in-charge : | item no.137
2.37 | bituminous road | item no.138 | 10 | sqm | 310.08 |  |  | Excess(+) | 1 | Full Conversion | INR | [40 empty] | 3101 | 3101 | INR Three Thousand One Hundred & One Only | 2.37 | bituminous road | item no.138 | 10 | sqm
2.38 | Dismantling C.I. pipes including excavation and refilling trenches after taking out the pipes, manually/ by mechanical means breaking lead caulked joints, melting of lead and making into blocks including stacking of pipes & lead at site within 50 metre lead as per direction of Engineer-in-charge: | item no.139 | [52 empty] | 2.38 | Dismantling C.I. pipes including excavation and refilling trenches after taking out the pipes, manually/ by mechanical means breaking lead caulked joints, melting of lead and making into blocks including stacking of pipes & lead at site within 50 metre lead as per direction of Engineer-in-charge: | item no.139
2.39 | Up to 150 mm diameter | item no.140 | 25 | metre | 298.73 |  |  | Excess(+) | 1 | Full Conversion | INR | [40 empty] | 7468 | 7468 | INR Seven Thousand Four Hundred & Sixty Eight Only | 2.39 | Up to 150 mm diameter | item no.140 | 25 | metre
2.4 | Dismantling old plaster or skirting raking out joints and cleaning the surface for plaster including disposal of rubbish to the dumping ground within 50 metres lead. | item no.141 | 20 | sqm | 39.5 |  |  | Excess(+) | 1 | Full Conversion | INR | [40 empty] | 790 | 790 | INR Seven Hundred & Ninety Only | 2.4 | Dismantling old plaster or skirting raking out joints and cleaning the surface for plaster including disposal of rubbish to the dumping ground within 50 metres lead. | item no.141 | 20 | sqm
2.41 | Disposal of building rubbish / malba / similar unserviceable, dismantled or waste materials by mechanical means, including loading, transporting, unloading to approved municipal dumping ground or as approved by Engineer-in-charge, beyond 50 m initial lead, for all leads including all lifts involved. | item no.142 | 50 | cum | 192.33 |  |  | Excess(+) | 1 | Full Conversion | INR | [40 empty] | 9617 | 9617 | INR Nine Thousand Six Hundred & Seventeen Only | 2.41 | Disposal of building rubbish / malba / similar unserviceable, dismantled or waste materials by mechanical means, including loading, transporting, unloading to approved municipal dumping ground or as approved by Engineer-in-charge, beyond 50 m initial lead, for all leads including all lifts involved. | item no.142 | 50 | cum
2.42 | ROAD WORK | item no.143 | [52 empty] | 2.42 | ROAD WORK | item no.143
2.43 | Fencing with angle iron post placed at required distance embedded in cement concrete blocks, every 15th post, last but one end post and corner post shall be strutted on both sides and end post on one side only and provided with horizontal lines and two diagonals interwoven with horizontal wires, of barbed wire weighing 9.38 kg per 100 m (minimum), between the two posts fitted and fixed with G.I. staples, turn buckles etc. complete. (Cost of posts, struts, earth work and concrete work to be paid for separately). Payment to be made per metre cost of total length of barbed wire used. | item no.144 | [52 empty] | 2.43 | Fencing with angle iron post placed at required distance embedded in cement concrete blocks, every 15th post, last but one end post and corner post shall be strutted on both sides and end post on one side only and provided with horizontal lines and two diagonals interwoven with horizontal wires, of barbed wire weighing 9.38 kg per 100 m (minimum), between the two posts fitted and fixed with G.I. staples, turn buckles etc. complete. (Cost of posts, struts, earth work and concrete work to be paid for separately). Payment to be made per metre cost of total length of barbed wire used. | item no.144
2.44 | With G.I. barbed wire | item no.145 | 500 | metre | 17.18 |  |  | Excess(+) | 1 | Full Conversion | INR | [40 empty] | 8590 | 8590 | INR Eight Thousand Five Hundred & Ninety Only | 2.44 | With G.I. barbed wire | item no.145 | 500 | metre
2.45 | Supplying at site Angle iron post & strut of required size including bottom to be split and bent at right angle in opposite direction for 10 cm length and drilling holes upto 10 mm dia. etc. complete. | item no.146 | 80 | kg | 87.64 |  |  | Excess(+) | 1 | Full Conversion | INR | [40 empty] | 7011 | 7011 | INR Seven Thousand &Eleven Only | 2.45 | Supplying at site Angle iron post & strut of required size including bottom to be split and bent at right angle in opposite direction for 10 cm length and drilling holes upto 10 mm dia. etc. complete. | item no.146 | 80 | kg
2.46 | WATER SUPPLY | item no.147 | [52 empty] | 2.46 | WATER SUPPLY | item no.147
2.47 | Providing and fixing Chlorinated Polyvinyl Chloride (CPVC) pipes, having thermal stability for hot & cold water supply, including all CPVC plain & brass threaded fittings, including fixing the pipe with clamps at 1.00 m spacing. This includes jointing of pipes & fittings with one step CPVC solvent cement and testing of joints complete as per direction of Engineer in Charge. Internal work - Exposed on wall | item no.148 | [52 empty] | 2.47 | Providing and fixing Chlorinated Polyvinyl Chloride (CPVC) pipes, having thermal stability for hot & cold water supply, including all CPVC plain & brass threaded fittings, including fixing the pipe with clamps at 1.00 m spacing. This includes jointing of pipes & fittings with one step CPVC solvent cement and testing of joints complete as per direction of Engineer in Charge. Internal work - Exposed on wall | item no.148
2.48 | 50 mm nominal dia Pipes | item no.149 | 5 | metre | 812.8 |  |  | Excess(+) | 1 | Full Conversion | INR | [40 empty] | 4064 | 4064 | INR Four Thousand &Sixty Four Only | 2.48 | 50 mm nominal dia Pipes | item no.149 | 5 | metre
2.49 | Providing and fixing Chlorinated Polyvinyl Chloride (CPVC) pipes, having thermal stability for hot & cold water supply including all CPVC plain & brass threaded fittings This includes jointing of pipes & fittings with one step CPVC solvent cement, trenching, refilling & testing of joints complete as per direction of Engineer in Charge. External work | item no.150 | [52 empty] | 2.49 | Providing and fixing Chlorinated Polyvinyl Chloride (CPVC) pipes, having thermal stability for hot & cold water supply including all CPVC plain & brass threaded fittings This includes jointing of pipes & fittings with one step CPVC solvent cement, trenching, refilling & testing of joints complete as per direction of Engineer in Charge. External work | item no.150
2.5 | 50 mm nominal dia Pipes | item no.151 | 2 | metre | 711.84 |  |  | Excess(+) | 1 | Full Conversion | INR | [40 empty] | 1424 | 1424 | INR One Thousand Four Hundred & Twenty Four Only | 2.5 | 50 mm nominal dia Pipes | item no.151 | 2 | metre
2.51 | 65 mm nominal dia Pipes | item no.152 | 5 | metre | 1382.64 |  |  | Excess(+) | 1 | Full Conversion | INR | [40 empty] | 6913 | 6913 | INR Six Thousand Nine Hundred & Thirteen Only | 2.51 | 65 mm nominal dia Pipes | item no.152 | 5 | metre
2.52 | 80 mm nominal dia Pipes | item no.153 | 12 | metre | 1745.2 |  |  | Excess(+) | 1 | Full Conversion | INR | [40 empty] | 20942 | 20942 | INR Twenty Thousand Nine Hundred & Forty Two Only | 2.52 | 80 mm nominal dia Pipes | item no.153 | 12 | metre
2.53 | 100 mm nominal dia Pipes | item no.154 | 12 | metre | 2465.37 |  |  | Excess(+) | 1 | Full Conversion | INR | [40 empty] | 29584 | 29584 | INR Twenty Nine Thousand Five Hundred & Eighty Four Only | 2.53 | 100 mm nominal dia Pipes | item no.154 | 12 | metre
2.54 | Providing and fixing G.I. pipes complete with G.I. fittings and clamps, i/c cutting and making good the walls etc. INTERNAL WORK - EXPOSED ON WALL | item no.155 | [52 empty] | 2.54 | Providing and fixing G.I. pipes complete with G.I. fittings and clamps, i/c cutting and making good the walls etc. INTERNAL WORK - EXPOSED ON WALL | item no.155
2.55 | 15 mm dia nominal bore | item no.156 | 10 | metre | 266.68 |  |  | Excess(+) | 1 | Full Conversion | INR | [40 empty] | 2667 | 2667 | INR Two Thousand Six Hundred & Sixty Seven Only | 2.55 | 15 mm dia nominal bore | item no.156 | 10 | metre
2.56 | 20 mm dia nominal bore | item no.157 | 10 | metre | 327.36 |  |  | Excess(+) | 1 | Full Conversion | INR | [40 empty] | 3274 | 3274 | INR Three Thousand Two Hundred & Seventy Four Only | 2.56 | 20 mm dia nominal bore | item no.157 | 10 | metre
2.57 | 25 mm dia nominal bore | item no.158 | 10 | metre | 430.69 |  |  | Excess(+) | 1 | Full Conversion | INR | [40 empty] | 4307 | 4307 | INR Four Thousand Three Hundred & Seven Only | 2.57 | 25 mm dia nominal bore | item no.158 | 10 | metre
2.58 | Providing and fixing G.I. pipes complete with G.I. fittings including trenching and refilling etc. External work | item no.159 | [52 empty] | 2.58 | Providing and fixing G.I. pipes complete with G.I. fittings including trenching and refilling etc. External work | item no.159
2.59 | 15 mm dia nominal bore | item no.160 | 20 | metre | 234.55 |  |  | Excess(+) | 1 | Full Conversion | INR | [40 empty] | 4691 | 4691 | INR Four Thousand Six Hundred & Ninety One Only | 2.59 | 15 mm dia nominal bore | item no.160 | 20 | metre
2.6 | 20 mm dia nominal bore | item no.161 | 70 | metre | 276.5 |  |  | Excess(+) | 1 | Full Conversion | INR | [40 empty] | 19355 | 19355 | INR Nineteen Thousand Three Hundred & Fifty Five Only | 2.6 | 20 mm dia nominal bore | item no.161 | 70 | metre
2.61 | 25 mm dia nominal bore | item no.162 | 50 | metre | 366.46 |  |  | Excess(+) | 1 | Full Conversion | INR | [40 empty] | 18323 | 18323 | INR Eighteen Thousand Three Hundred & Twenty Three Only | 2.61 | 25 mm dia nominal bore | item no.162 | 50 | metre
2.62 | 32 mm dia nominal bore | item no.163 | 50 | metre | 401.32 |  |  | Excess(+) | 1 | Full Conversion | INR | [40 empty] | 20066 | 20066 | INR Twenty Thousand &Sixty Six Only | 2.62 | 32 mm dia nominal bore | item no.163 | 50 | metre
2.63 | 40 mm dia nominal bore | item no.164 | 100 | metre | 489.57 |  |  | Excess(+) | 1 | Full Conversion | INR | [40 empty] | 48957 | 48957 | INR Forty Eight Thousand Nine Hundred & Fifty Seven Only | 2.63 | 40 mm dia nominal bore | item no.164 | 100 | metre
2.64 | 50 mm dia nominal bore | item no.165 | 100 | metre | 573.61 |  |  | Excess(+) | 1 | Full Conversion | INR | [40 empty] | 57361 | 57361 | INR Fifty Seven Thousand Three Hundred & Sixty One Only | 2.64 | 50 mm dia nominal bore | item no.165 | 100 | metre
2.65 | 80 mm dia nominal bore | item no.166 | 20 | metre | 805.87 |  |  | Excess(+) | 1 | Full Conversion | INR | [40 empty] | 16117 | 16117 | INR Sixteen Thousand One Hundred & Seventeen Only | 2.65 | 80 mm dia nominal bore | item no.166 | 20 | metre
2.66 | Making connection of G.I. distribution branch with G.I. main of following sizes by providing and fixing tee, including cutting and threading the pipe etc. complete : | item no.167 | [52 empty] | 2.66 | Making connection of G.I. distribution branch with G.I. main of following sizes by providing and fixing tee, including cutting and threading the pipe etc. complete : | item no.167
2.67 | 25 to 40 mm nominal bore | item no.168 | 6 | each | 663.83 |  |  | Excess(+) | 1 | Full Conversion | INR | [40 empty] | 3983 | 3983 | INR Three Thousand Nine Hundred & Eighty Three Only | 2.67 | 25 to 40 mm nominal bore | item no.168 | 6 | each
2.68 | 50 to 80 mm nominal bore | item no.169 | 3 | each | 1327.22 |  |  | Excess(+) | 1 | Full Conversion | INR | [40 empty] | 3982 | 3982 | INR Three Thousand Nine Hundred & Eighty Two Only | 2.68 | 50 to 80 mm nominal bore | item no.169 | 3 | each
2.69 | Providing and fixing brass bib cock of approved quality : | item no.170 | [52 empty] | 2.69 | Providing and fixing brass bib cock of approved quality : | item no.170
2.7 | 15 mm nominal bore | item no.171 | 5 | each | 266.42 |  |  | Excess(+) | 1 | Full Conversion | INR | [40 empty] | 1332 | 1332 | INR One Thousand Three Hundred & Thirty Two Only | 2.7 | 15 mm nominal bore | item no.171 | 5 | each
2.71 | Providing and fixing gun metal gate valve with C.I. wheel of approved quality (screwed end) : | item no.172 | [52 empty] | 2.71 | Providing and fixing gun metal gate valve with C.I. wheel of approved quality (screwed end) : | item no.172
2.72 | 25 mm nominal bore | item no.173 | 10 | each | 466.77 |  |  | Excess(+) | 1 | Full Conversion | INR | [40 empty] | 4668 | 4668 | INR Four Thousand Six Hundred & Sixty Eight Only | 2.72 | 25 mm nominal bore | item no.173 | 10 | each
2.73 | 32 mm nominal bore. | item no.174 | 3 | each | 517.23 |  |  | Excess(+) | 1 | Full Conversion | INR | [40 empty] | 1552 | 1552 | INR One Thousand Five Hundred & Fifty Two Only | 2.73 | 32 mm nominal bore. | item no.174 | 3 | each
2.74 | 40 mm nominal bore | item no.175 | 3 | each | 620.17 |  |  | Excess(+) | 1 | Full Conversion | INR | [40 empty] | 1861 | 1861 | INR One Thousand Eight Hundred & Sixty One Only | 2.74 | 40 mm nominal bore | item no.175 | 3 | each
2.75 | 50 mm nominal bore | item no.176 | 6 | each | 770.06 |  |  | Excess(+) | 1 | Full Conversion | INR | [40 empty] | 4620 | 4620 | INR Four Thousand Six Hundred & Twenty Only | 2.75 | 50 mm nominal bore | item no.176 | 6 | each
2.76 | 65 mm nominal bore | item no.177 | 2 | each | 1307.06 |  |  | Excess(+) | 1 | Full Conversion | INR | [40 empty] | 2614 | 2614 | INR Two Thousand Six Hundred & Fourteen Only | 2.76 | 65 mm nominal bore | item no.177 | 2 | each
2.77 | 80 mm nominal bore | item no.178 | 1 | each | 1953.18 |  |  | Excess(+) | 1 | Full Conversion | INR | [40 empty] | 1953 | 1953 | INR One Thousand Nine Hundred & Fifty Three Only | 2.77 | 80 mm nominal bore | item no.178 | 1 | each
2.78 | Providing and fixing brass ferrule with C.I. mouth cover including boring and tapping the main : | item no.179 | [52 empty] | 2.78 | Providing and fixing brass ferrule with C.I. mouth cover including boring and tapping the main : | item no.179
2.79 | 20 mm nominal bore | item no.180 | 10 | each | 305.04 |  |  | Excess(+) | 1 | Full Conversion | INR | [40 empty] | 3050 | 3050 | INR Three Thousand &Fifty Only | 2.79 | 20 mm nominal bore | item no.180 | 10 | each
2.8 | 25 mm nominal bore | item no.181 | 2 | each | 391.93 |  |  | Excess(+) | 1 | Full Conversion | INR | [40 empty] | 784 | 784 | INR Seven Hundred & Eighty Four Only | 2.8 | 25 mm nominal bore | item no.181 | 2 | each
2.81 | Providing and laying S&S C.I. standard specials such as tees, bends, collars, tapers, caps etc. (Heavy class): | item no.182 | [52 empty] | 2.81 | Providing and laying S&S C.I. standard specials such as tees, bends, collars, tapers, caps etc. (Heavy class): | item no.182
2.82 | Up to 300 mm dia | item no.183 | 2 | quintal | 4953.66 |  |  | Excess(+) | 1 | Full Conversion | INR | [40 empty] | 9907 | 9907 | INR Nine Thousand Nine Hundred & Seven Only | 2.82 | Up to 300 mm dia | item no.183 | 2 | quintal
2.83 | Providing and laying flanged C.I. standard specials such as tees, bends, collars, tapers, caps etc., suitable for flanged jointing as per IS : 1538 : | item no.184 | [52 empty] | 2.83 | Providing and laying flanged C.I. standard specials such as tees, bends, collars, tapers, caps etc., suitable for flanged jointing as per IS : 1538 : | item no.184
2.84 | Up to 300 mm dia | item no.185 | 2 | quintal | 7182.6 |  |  | Excess(+) | 1 | Full Conversion | INR | [40 empty] | 14365 | 14365 | INR Fourteen Thousand Three Hundred & Sixty Five Only | 2.84 | Up to 300 mm dia | item no.185 | 2 | quintal
2.85 | Providing and laying S&S centrifugally cast (spun) iron pipes (Class LA) conforming to IS - 1536 : | item no.186 | [52 empty] | 2.85 | Providing and laying S&S centrifugally cast (spun) iron pipes (Class LA) conforming to IS - 1536 : | item no.186
2.86 | 100 mm dia pipe | item no.187 | 23 | metre | 1061.38 |  |  | Excess(+) | 1 | Full Conversion | INR | [40 empty] | 24412 | 24412 | INR Twenty Four Thousand Four Hundred & Twelve Only | 2.86 | 100 mm dia pipe | item no.187 | 23 | metre
2.87 | 150 mm dia pipe | item no.188 | 20 | metre | 1599.91 |  |  | Excess(+) | 1 | Full Conversion | INR | [40 empty] | 31998 | 31998 | INR Thirty One Thousand Nine Hundred & Ninety Eight Only | 2.87 | 150 mm dia pipe | item no.188 | 20 | metre
2.88 | 200 mm dia pipe | item no.189 | 5 | metre | 2703.77 |  |  | Excess(+) | 1 | Full Conversion | INR | [40 empty] | 13519 | 13519 | INR Thirteen Thousand Five Hundred & Nineteen Only | 2.88 | 200 mm dia pipe | item no.189 | 5 | metre
2.89 | 250 mm dia pipe | item no.190 | 5 | metre | 3533.98 |  |  | Excess(+) | 1 | Full Conversion | INR | [40 empty] | 17670 | 17670 | INR Seventeen Thousand Six Hundred & Seventy Only | 2.89 | 250 mm dia pipe | item no.190 | 5 | metre
2.9 | 300 mm dia pipe | item no.191 | 3 | metre | 4758.83 |  |  | Excess(+) | 1 | Full Conversion | INR | [40 empty] | 14276 | 14276 | INR Fourteen Thousand Two Hundred & Seventy Six Only | 2.9 | 300 mm dia pipe | item no.191 | 3 | metre
2.91 | Providing lead caulked joints to spun iron or C.I. pipes and specials, including testing of joints but excluding the cost of pig lead : | item no.192 | [52 empty] | 2.91 | Providing lead caulked joints to spun iron or C.I. pipes and specials, including testing of joints but excluding the cost of pig lead : | item no.192
2.92 | 100 mm diameter pipe | item no.193 | 15 | each | 359.71 |  |  | Excess(+) | 1 | Full Conversion | INR | [40 empty] | 5396 | 5396 | INR Five Thousand Three Hundred & Ninety Six Only | 2.92 | 100 mm diameter pipe | item no.193 | 15 | each
2.93 | 150 mm diameter pipe | item no.194 | 10 | each | 539.89 |  |  | Excess(+) | 1 | Full Conversion | INR | [40 empty] | 5399 | 5399 | INR Five Thousand Three Hundred & Ninety Nine Only | 2.93 | 150 mm diameter pipe | item no.194 | 10 | each
2.94 | 200 mm diameter pipe | item no.195 | 1 | each | 717.54 |  |  | Excess(+) | 1 | Full Conversion | INR | [40 empty] | 718 | 718 | INR Seven Hundred & Eighteen Only | 2.94 | 200 mm diameter pipe | item no.195 | 1 | each
2.95 | 250 mm diameter pipe | item no.196 | 1 | each | 897.02 |  |  | Excess(+) | 1 | Full Conversion | INR | [40 empty] | 897 | 897 | INR Eight Hundred & Ninety Seven Only | 2.95 | 250 mm diameter pipe | item no.196 | 1 | each
2.96 | 300 mm diameter pipe | item no.197 | 1 | each | 1079.04 |  |  | Excess(+) | 1 | Full Conversion | INR | [40 empty] | 1079 | 1079 | INR One Thousand &Seventy Nine Only | 2.96 | 300 mm diameter pipe | item no.197 | 1 | each
2.97 | Supplying pig lead at site of work. | item no.198 | 1 | quintal | 24652.52 |  |  | Excess(+) | 1 | Full Conversion | INR | [40 empty] | 24653 | 24653 | INR Twenty Four Thousand Six Hundred & Fifty Three Only | 2.97 | Supplying pig lead at site of work. | item no.198 | 1 | quintal
2.98 | Providing flanged joints to double flanged C.I./ D.I. pipes and specials, including testing of joints : | item no.199 | [52 empty] | 2.98 | Providing flanged joints to double flanged C.I./ D.I. pipes and specials, including testing of joints : | item no.199
2.99 | 80 mm diameter pipe | item no.200 | 3 | each | 160.32 |  |  | Excess(+) | 1 | Full Conversion | INR | [40 empty] | 481 | 481 | INR Four Hundred & Eighty One Only | 2.99 | 80 mm diameter pipe | item no.200 | 3 | each
3 | 100 mm diameter pipe | item no.201 | 10 | each | 249.67 |  |  | Excess(+) | 1 | Full Conversion | INR | [40 empty] | 2497 | 2497 | INR Two Thousand Four Hundred & Ninety Seven Only | 3 | 100 mm diameter pipe | item no.201 | 10 | each
3.01 | 150 mm diameter pipe | item no.202 | 3 | each | 301.23 |  |  | Excess(+) | 1 | Full Conversion | INR | [40 empty] | 904 | 904 | INR Nine Hundred & Four Only | 3.01 | 150 mm diameter pipe | item no.202 | 3 | each
3.02 | 250 mm diameter pipe | item no.203 | 1 | each | 456.2 |  |  | Excess(+) | 1 | Full Conversion | INR | [40 empty] | 456 | 456 | INR Four Hundred & Fifty Six Only | 3.02 | 250 mm diameter pipe | item no.203 | 1 | each
3.03 | 300 mm diameter pipe | item no.204 | 1 | each | 462.08 |  |  | Excess(+) | 1 | Full Conversion | INR | [40 empty] | 462 | 462 | INR Four Hundred & Sixty Two Only | 3.03 | 300 mm diameter pipe | item no.204 | 1 | each
3.04 | Providing and fixing C.I. sluice valves (with cap) complete with bolts, nuts, rubber insertions etc. (the tail pieces if required will be paid separately) : | item no.205 | [52 empty] | 3.04 | Providing and fixing C.I. sluice valves (with cap) complete with bolts, nuts, rubber insertions etc. (the tail pieces if required will be paid separately) : | item no.205
3.05 | 100 mm diameter | item no.206 | [52 empty] | 3.05 | 100 mm diameter | item no.206
3.06 | Class II | item no.207 | 3 | each | 3945.86 |  |  | Excess(+) | 1 | Full Conversion | INR | [40 empty] | 11838 | 11838 | INR Eleven Thousand Eight Hundred & Thirty Eight Only | 3.06 | Class II | item no.207 | 3 | each | Construction of chamber for 100mm sluices valve | item3 | 10 | Nos
3.07 | 150 mm diameter | item no.208 | [52 empty] | 3.07 | 150 mm diameter | item no.208
3.08 | Class II | item no.209 | 5 | each | 5841.12 |  |  | Excess(+) | 1 | Full Conversion | INR | [40 empty] | 29206 | 29206 | INR Twenty Nine Thousand Two Hundred & Six Only | 3.08 | Class II | item no.209 | 5 | each | Supplying, Conveying and fixing spls. Including eart | item1 | 123.223 | Nos
3.09 | 200 mm diameter | item no.210 | [52 empty] | 3.09 | 200 mm diameter | item no.210 |  |  | Supplying, Conveying and fixing spls. Including ea | item4 | 10 | Nos
3.1 | Class II | item no.211 | 2 | each | 11847.96 |  |  | Excess(+) | 1 | Full Conversion | INR | [40 empty] | 23696 | 23696 | INR Twenty Three Thousand Six Hundred & Ninety Six Only | 3.1 | Class II | item no.211 | 2 | each | Construction of chamber for 100mm sluice plates | item2 | 213 | Nos
3.11 | 250 mm diameter | item no.212 | [52 empty] | 3.11 | 250 mm diameter | item no.212
3.12 | Class II | item no.213 | 1 | each | 19649.06 |  |  | Excess(+) | 1 | Full Conversion | INR | [40 empty] | 19649 | 19649 | INR Nineteen Thousand Six Hundred & Forty Nine Only | 3.12 | Class II | item no.213 | 1 | each
3.13 | 300 mm diameter | item no.214 | [52 empty] | 3.13 | 300 mm diameter | item no.214
3.14 | Class II | item no.215 | 1 | each | 24131.08 |  |  | Excess(+) | 1 | Full Conversion | INR | [40 empty] | 24131 | 24131 | INR Twenty Four Thousand One Hundred & Thirty One Only | 3.14 | Class II | item no.215 | 1 | each
3.15 | Constructing masonry Chamber 30x30x50 cm inside, in brick work in cement mortar 1:4 (1 cement :4 coarse sand) for stop cock, with C. I. surface box 100x100 x75 mm (inside) with hinged cover fixed in cement concrete slab 1:2:4 mix (1 cement : 2 coarse sand : 4 graded stone aggregate 20 mm nominal size), i/c necessary excavation, foundation concrete 1:5:10 ( 1 cement : 5 fine sand : 10 graded stone aggregate 40mm nominal size ) and inside plastering with cement mortar 1:3 (1 cement : 3 coarse sand) 12mm thick, finished with a floating coat of neat cement complete as per standard design : | item no.216 | [52 empty] | 3.15 | Constructing masonry Chamber 30x30x50 cm inside, in brick work in cement mortar 1:4 (1 cement :4 coarse sand) for stop cock, with C. I. surface box 100x100 x75 mm (inside) with hinged cover fixed in cement concrete slab 1:2:4 mix (1 cement : 2 coarse sand : 4 graded stone aggregate 20 mm nominal size), i/c necessary excavation, foundation concrete 1:5:10 ( 1 cement : 5 fine sand : 10 graded stone aggregate 40mm nominal size ) and inside plastering with cement mortar 1:3 (1 cement : 3 coarse sand) 12mm thick, finished with a floating coat of neat cement complete as per standard design : | item no.216
3.16 | With common burnt clay F.P.S.(non modular) bricks of class designation 7.5 | item no.217 | 5 | each | 1501.23 |  |  | Excess(+) | 1 | Full Conversion | INR | [40 empty] | 7506 | 7506 | INR Seven Thousand Five Hundred & Six Only | 3.16 | With common burnt clay F.P.S.(non modular) bricks of class designation 7.5 | item no.217 | 5 | each
3.17 | Constructing masonry Chamber 90x90x100 cm inside, in brick work in cement mortar 1:4 (1 cement : 4 coarse sand) for sluice valve, with C.I. surface box 100 mm top diameter, 160 mm bottom diameter and 180 mm deep (inside) with chained lid and RCC top slab 1:2:4 mix (1 cement : 2 coarse sand : 4 graded stone aggregate 20 mm nominal size ), i/c necessary excavation, foundation concrete 1:5:10 (1 cement : 5 fine sand : 10 graded stone aggregate 40 mm nominal size ) and inside plastering with cement mortar 1:3 (1 cement : 3 coarse sand) 12 mm thick, finished with a floating coat of neat cement complete as per standard design : | item no.218 | [52 empty] | 3.17 | Constructing masonry Chamber 90x90x100 cm inside, in brick work in cement mortar 1:4 (1 cement : 4 coarse sand) for sluice valve, with C.I. surface box 100 mm top diameter, 160 mm bottom diameter and 180 mm deep (inside) with chained lid and RCC top slab 1:2:4 mix (1 cement : 2 coarse sand : 4 graded stone aggregate 20 mm nominal size ), i/c necessary excavation, foundation concrete 1:5:10 (1 cement : 5 fine sand : 10 graded stone aggregate 40 mm nominal size ) and inside plastering with cement mortar 1:3 (1 cement : 3 coarse sand) 12 mm thick, finished with a floating coat of neat cement complete as per standard design : | item no.218
3.18 | With common burnt clay F.P.S.(non modular) bricks of class designation 7.5 | item no.219 | 5 | each | 15412.45 |  |  | Excess(+) | 1 | Full Conversion | INR | [40 empty] | 77062 | 77062 | INR Seventy Seven Thousand &Sixty Two Only | 3.18 | With common burnt clay F.P.S.(non modular) bricks of class designation 7.5 | item no.219 | 5 | each
3.19 | Constructing masonry Chamber 120x120x100 cm inside, in brick work in cement mortar 1:4 (1 cement : 4 coarse sand) for sluice valve, with C.I. surface box 100 mm top diameter, 160 mm bottom diameter and 180 mm deep ( inside) with chained lid and RCC top slab 1:2:4 mix (1 cement : 2 coarse sand : 4 graded stone aggregate 20 mm nominal size) , i/c necessary excavation, foundation concrete 1:5:10 (1 cement : 5 fine sand : 10 graded stone aggregate 40 mm nominal size) and inside plastering with cement mortar 1:3 (1 cement : 3 coarse sand) 12 mm thick, finished with a floating coat of neat cement complete as per standard design : | item no.220 | [52 empty] | 3.19 | Constructing masonry Chamber 120x120x100 cm inside, in brick work in cement mortar 1:4 (1 cement : 4 coarse sand) for sluice valve, with C.I. surface box 100 mm top diameter, 160 mm bottom diameter and 180 mm deep ( inside) with chained lid and RCC top slab 1:2:4 mix (1 cement : 2 coarse sand : 4 graded stone aggregate 20 mm nominal size) , i/c necessary excavation, foundation concrete 1:5:10 (1 cement : 5 fine sand : 10 graded stone aggregate 40 mm nominal size) and inside plastering with cement mortar 1:3 (1 cement : 3 coarse sand) 12 mm thick, finished with a floating coat of neat cement complete as per standard design : | item no.220
3.2 | With common burnt clay F.P.S.(non modular) bricks of class designation 7.5 | item no.221 | 2 | each | 21384.35 |  |  | Excess(+) | 1 | Full Conversion | INR | [40 empty] | 42769 | 42769 | INR Forty Two Thousand Seven Hundred & Sixty Nine Only | 3.2 | With common burnt clay F.P.S.(non modular) bricks of class designation 7.5 | item no.221 | 2 | each
3.21 | Painting G.I. pipes and fittings with synthetic enamel white paint with two coats over a ready mixed priming coat, both of approved quality for new work : | item no.222 | [52 empty] | 3.21 | Painting G.I. pipes and fittings with synthetic enamel white paint with two coats over a ready mixed priming coat, both of approved quality for new work : | item no.222
3.22 | 15 mm diameter pipe | item no.223 | 10 | metre | 14.38 |  |  | Excess(+) | 1 | Full Conversion | INR | [40 empty] | 144 | 144 | INR One Hundred & Forty Four Only | 3.22 | 15 mm diameter pipe | item no.223 | 10 | metre
3.23 | 20 mm diameter pipe | item no.224 | 10 | metre | 17.23 |  |  | Excess(+) | 1 | Full Conversion | INR | [40 empty] | 172 | 172 | INR One Hundred & Seventy Two Only | 3.23 | 20 mm diameter pipe | item no.224 | 10 | metre
3.24 | 25 mm diameter pipe | item no.225 | 10 | metre | 22.45 |  |  | Excess(+) | 1 | Full Conversion | INR | [40 empty] | 225 | 225 | INR Two Hundred & Twenty Five Only | 3.24 | 25 mm diameter pipe | item no.225 | 10 | metre
3.25 | Painting G.I. pipes and fittings with two coats of anti-corrosive bitumastic paint of approved quality : | item no.226 | [52 empty] | 3.25 | Painting G.I. pipes and fittings with two coats of anti-corrosive bitumastic paint of approved quality : | item no.226
3.26 | 15 mm diameter pipe | item no.227 | 20 | metre | 8.81 |  |  | Excess(+) | 1 | Full Conversion | INR | [40 empty] | 176 | 176 | INR One Hundred & Seventy Six Only | 3.26 | 15 mm diameter pipe | item no.227 | 20 | metre
3.27 | 20 mm diameter pipe | item no.228 | 70 | metre | 10.52 |  |  | Excess(+) | 1 | Full Conversion | INR | [40 empty] | 736 | 736 | INR Seven Hundred & Thirty Six Only | 3.27 | 20 mm diameter pipe | item no.228 | 70 | metre
3.28 | 25 mm diameter pipe | item no.229 | 50 | metre | 13.37 |  |  | Excess(+) | 1 | Full Conversion | INR | [40 empty] | 669 | 669 | INR Six Hundred & Sixty Nine Only | 3.28 | 25 mm diameter pipe | item no.229 | 50 | metre
3.29 | 32 mm diameter pipe | item no.230 | 50 | metre | 16.13 |  |  | Excess(+) | 1 | Full Conversion | INR | [40 empty] | 807 | 807 | INR Eight Hundred & Seven Only | 3.29 | 32 mm diameter pipe | item no.230 | 50 | metre
3.3 | 40 mm diameter pipe | item no.231 | 100 | metre | 18.37 |  |  | Excess(+) | 1 | Full Conversion | INR | [40 empty] | 1837 | 1837 | INR One Thousand Eight Hundred & Thirty Seven Only | 3.3 | 40 mm diameter pipe | item no.231 | 100 | metre
3.31 | 50 mm diameter pipe | item no.232 | 100 | metre | 22.14 |  |  | Excess(+) | 1 | Full Conversion | INR | [40 empty] | 2214 | 2214 | INR Two Thousand Two Hundred & Fourteen Only | 3.31 | 50 mm diameter pipe | item no.232 | 100 | metre
3.32 | 80 mm diameter pipe | item no.233 | 20 | metre | 31.92 |  |  | Excess(+) | 1 | Full Conversion | INR | [40 empty] | 638 | 638 | INR Six Hundred & Thirty Eight Only | 3.32 | 80 mm diameter pipe | item no.233 | 20 | metre
3.33 | Providing and filling sand of grading zone V or coarser grade, allround the G.I. pipes in external work : | item no.234 | [52 empty] | 3.33 | Providing and filling sand of grading zone V or coarser grade, allround the G.I. pipes in external work : | item no.234
3.34 | 15 mm diameter pipe | item no.235 | 20 | metre | 138.27 |  |  | Excess(+) | 1 | Full Conversion | INR | [40 empty] | 2765 | 2765 | INR Two Thousand Seven Hundred & Sixty Five Only | 3.34 | 15 mm diameter pipe | item no.235 | 20 | metre
3.35 | 20 mm diameter pipe | item no.236 | 70 | metre | 140.16 |  |  | Excess(+) | 1 | Full Conversion | INR | [40 empty] | 9811 | 9811 | INR Nine Thousand Eight Hundred & Eleven Only | 3.35 | 20 mm diameter pipe | item no.236 | 70 | metre
3.36 | 25 mm diameter pipe | item no.237 | 50 | metre | 143.88 |  |  | Excess(+) | 1 | Full Conversion | INR | [40 empty] | 7194 | 7194 | INR Seven Thousand One Hundred & Ninety Four Only | 3.36 | 25 mm diameter pipe | item no.237 | 50 | metre
3.37 | 32 mm diameter pipe | item no.238 | 50 | metre | 147.61 |  |  | Excess(+) | 1 | Full Conversion | INR | [40 empty] | 7381 | 7381 | INR Seven Thousand Three Hundred & Eighty One Only | 3.37 | 32 mm diameter pipe | item no.238 | 50 | metre
3.38 | 40 mm diameter pipe | item no.239 | 100 | metre | 149.5 |  |  | Excess(+) | 1 | Full Conversion | INR | [40 empty] | 14950 | 14950 | INR Fourteen Thousand Nine Hundred & Fifty Only | 3.38 | 40 mm diameter pipe | item no.239 | 100 | metre
3.39 | 50 mm diameter pipe | item no.240 | 100 | metre | 155.11 |  |  | Excess(+) | 1 | Full Conversion | INR | [40 empty] | 15511 | 15511 | INR Fifteen Thousand Five Hundred & Eleven Only | 3.39 | 50 mm diameter pipe | item no.240 | 100 | metre
3.4 | 80 mm diameter pipe | item no.241 | 20 | metre | 252.26 |  |  | Excess(+) | 1 | Full Conversion | INR | [40 empty] | 5045 | 5045 | INR Five Thousand &Forty Five Only | 3.4 | 80 mm diameter pipe | item no.241 | 20 | metre
3.41 | Providing and fixing G.I. Union in G.I. pipe including cutting and threading the pipe and making long screws etc. complete (New work) : | item no.242 | [52 empty] | 3.41 | Providing and fixing G.I. Union in G.I. pipe including cutting and threading the pipe and making long screws etc. complete (New work) : | item no.242
3.42 | 15 mm nominal bore | item no.243 | 3 | each | 229.99 |  |  | Excess(+) | 1 | Full Conversion | INR | [40 empty] | 690 | 690 | INR Six Hundred & Ninety Only | 3.42 | 15 mm nominal bore | item no.243 | 3 | each
3.43 | 20 mm nominal bore | item no.244 | 5 | each | 253.44 |  |  | Excess(+) | 1 | Full Conversion | INR | [40 empty] | 1267 | 1267 | INR One Thousand Two Hundred & Sixty Seven Only | 3.43 | 20 mm nominal bore | item no.244 | 5 | each
3.44 | 25 mm nominal bore | item no.245 | 5 | each | 323.85 |  |  | Excess(+) | 1 | Full Conversion | INR | [40 empty] | 1619 | 1619 | INR One Thousand Six Hundred & Nineteen Only | 3.44 | 25 mm nominal bore | item no.245 | 5 | each
3.45 | 32 mm nominal bore | item no.246 | 1 | each | 359.01 |  |  | Excess(+) | 1 | Full Conversion | INR | [40 empty] | 359 | 359 | INR Three Hundred & Fifty Nine Only | 3.45 | 32 mm nominal bore | item no.246 | 1 | each
3.46 | 40 mm nominal bore | item no.247 | 2 | each | 458.75 |  |  | Excess(+) | 1 | Full Conversion | INR | [40 empty] | 918 | 918 | INR Nine Hundred & Eighteen Only | 3.46 | 40 mm nominal bore | item no.247 | 2 | each
3.47 | 50 mm nominal bore | item no.248 | 5 | each | 619.64 |  |  | Excess(+) | 1 | Full Conversion | INR | [40 empty] | 3098 | 3098 | INR Three Thousand &Ninety Eight Only | 3.47 | 50 mm nominal bore | item no.248 | 5 | each
3.48 | Providing and fixing G.I. Union in existing G.I. pipe line, cutting and threading the pipe and making long screws, including excavation, refilling the earth or cutting of wall and making good the same complete wherever required : | item no.249 | [52 empty] | 3.48 | Providing and fixing G.I. Union in existing G.I. pipe line, cutting and threading the pipe and making long screws, including excavation, refilling the earth or cutting of wall and making good the same complete wherever required : | item no.249
3.49 | 15 mm nominal bore | item no.250 | 1 | each | 598.77 |  |  | Excess(+) | 1 | Full Conversion | INR | [40 empty] | 599 | 599 | INR Five Hundred & Ninety Nine Only | 3.49 | 15 mm nominal bore | item no.250 | 1 | each
3.5 | 20 mm nominal bore | item no.251 | 1 | each | 622.27 |  |  | Excess(+) | 1 | Full Conversion | INR | [40 empty] | 622 | 622 | INR Six Hundred & Twenty Two Only | 3.5 | 20 mm nominal bore | item no.251 | 1 | each
3.51 | 25 mm nominal bore | item no.252 | 1 | each | 692.63 |  |  | Excess(+) | 1 | Full Conversion | INR | [40 empty] | 693 | 693 | INR Six Hundred & Ninety Three Only | 3.51 | 25 mm nominal bore | item no.252 | 1 | each
3.52 | 32 mm nominal bore | item no.253 | 1 | each | 727.84 |  |  | Excess(+) | 1 | Full Conversion | INR | [40 empty] | 728 | 728 | INR Seven Hundred & Twenty Eight Only | 3.52 | 32 mm nominal bore | item no.253 | 1 | each
3.53 | 40 mm nominal bore | item no.254 | 1 | each | 827.53 |  |  | Excess(+) | 1 | Full Conversion | INR | [40 empty] | 828 | 828 | INR Eight Hundred & Twenty Eight Only | 3.53 | 40 mm nominal bore | item no.254 | 1 | each
3.54 | 50 mm nominal bore | item no.255 | 1 | each | 1122.58 |  |  | Excess(+) | 1 | Full Conversion | INR | [40 empty] | 1123 | 1123 | INR One Thousand One Hundred & Twenty Three Only | 3.54 | 50 mm nominal bore | item no.255 | 1 | each
3.55 | Providing and fixing enclosed type water meter (bulk type) conforming to IS : 2373 and tested by Municipal Board complete with bolts, nuts, rubber insertions etc. (The tail pieces if required will be paid separately) : | item no.256 | [52 empty] | 3.55 | Providing and fixing enclosed type water meter (bulk type) conforming to IS : 2373 and tested by Municipal Board complete with bolts, nuts, rubber insertions etc. (The tail pieces if required will be paid separately) : | item no.256
3.56 | 150 mm dia nominal bore | item no.257 | 1 | each | 6450.99 |  |  | Excess(+) | 1 | Full Conversion | INR | [40 empty] | 6451 | 6451 | INR Six Thousand Four Hundred & Fifty One Only | 3.56 | 150 mm dia nominal bore | item no.257 | 1 | each
3.57 | Providing and laying D.I. specials of class K-12 suitable for push-on jointing as per IS : 9523 : | item no.258 | [52 empty] | 3.57 | Providing and laying D.I. specials of class K-12 suitable for push-on jointing as per IS : 9523 : | item no.258
3.58 | Up to 600 mm dia | item no.259 | 1 | quintal | 15042.44 |  |  | Excess(+) | 1 | Full Conversion | INR | [40 empty] | 15042 | 15042 | INR Fifteen Thousand &Forty Two Only | 3.58 | Up to 600 mm dia | item no.259 | 1 | quintal
3.59 | Providing and laying D.I. Specials of Class K - 12 suitable for mechanical jointing as per IS : 9523 : | item no.260 | [52 empty] | 3.59 | Providing and laying D.I. Specials of Class K - 12 suitable for mechanical jointing as per IS : 9523 : | item no.260
3.6 | Up to 600 mm dia | item no.261 | 1 | quintal | 15805 |  |  | Excess(+) | 1 | Full Conversion | INR | [40 empty] | 15805 | 15805 | INR Fifteen Thousand Eight Hundred & Five Only | 3.6 | Up to 600 mm dia | item no.261 | 1 | quintal
3.61 | Providing push-on-joints to Centrifugally (Spun) Cast Iron Pipes or Ductile Iron Pipes including testing of joints and the cost of rubber gasket : | item no.262 | [52 empty] | 3.61 | Providing push-on-joints to Centrifugally (Spun) Cast Iron Pipes or Ductile Iron Pipes including testing of joints and the cost of rubber gasket : | item no.262
3.62 | 100 mm dia pipes | item no.263 | 5 | joint | 84.31 |  |  | Excess(+) | 1 | Full Conversion | INR | [40 empty] | 422 | 422 | INR Four Hundred & Twenty Two Only | 3.62 | 100 mm dia pipes | item no.263 | 5 | joint
3.63 | 150 mm dia pipes | item no.264 | 3 | joint | 136.83 |  |  | Excess(+) | 1 | Full Conversion | INR | [40 empty] | 410 | 410 | INR Four Hundred & Ten Only | 3.63 | 150 mm dia pipes | item no.264 | 3 | joint
3.64 | 200 mm dia pipes | item no.265 | 2 | joint | 201.23 |  |  | Excess(+) | 1 | Full Conversion | INR | [40 empty] | 402 | 402 | INR Four Hundred & Two Only | 3.64 | 200 mm dia pipes | item no.265 | 2 | joint
3.65 | 250 mm dia pipes | item no.266 | 2 | joint | 245.64 |  |  | Excess(+) | 1 | Full Conversion | INR | [40 empty] | 491 | 491 | INR Four Hundred & Ninety One Only | 3.65 | 250 mm dia pipes | item no.266 | 2 | joint
3.66 | Providing and laying S&S Centrifugally Cast (Spun) / Ductile Iron Pipes conforming to IS : 8329 : | item no.267 | [52 empty] | 3.66 | Providing and laying S&S Centrifugally Cast (Spun) / Ductile Iron Pipes conforming to IS : 8329 : | item no.267
3.67 | 100 mm dia Ductile Iron Class K-7 pipes | item no.268 | 20 | metre | 982.99 |  |  | Excess(+) | 1 | Full Conversion | INR | [40 empty] | 19660 | 19660 | INR Nineteen Thousand Six Hundred & Sixty Only | 3.67 | 100 mm dia Ductile Iron Class K-7 pipes | item no.268 | 20 | metre
3.68 | 150 mm dia Ductile Iron Class K-7 pipes | item no.269 | 12 | metre | 1404.03 |  |  | Excess(+) | 1 | Full Conversion | INR | [40 empty] | 16848 | 16848 | INR Sixteen Thousand Eight Hundred & Forty Eight Only | 3.68 | 150 mm dia Ductile Iron Class K-7 pipes | item no.269 | 12 | metre
3.69 | Cutting holes up to 30x30 cm in walls including making good the same: | item no.270 | [52 empty] | 3.69 | Cutting holes up to 30x30 cm in walls including making good the same: | item no.270
3.7 | With common burnt clay F.P.S. (non modular) bricks | item no.271 | 2 | each | 317.76 |  |  | Excess(+) | 1 | Full Conversion | INR | [40 empty] | 636 | 636 | INR Six Hundred & Thirty Six Only | 3.7 | With common burnt clay F.P.S. (non modular) bricks | item no.271 | 2 | each
3.71 | DRAINAGE | item no.272 | [52 empty] | 3.71 | DRAINAGE | item no.272
3.72 | Providing, laying and jointing glazed stoneware pipes class SP-1 with stiff mixture of cement mortar in the proportion of 1:1 (1 cement : 1 fine sand) including testing of joints etc. complete : | item no.273 | [52 empty] | 3.72 | Providing, laying and jointing glazed stoneware pipes class SP-1 with stiff mixture of cement mortar in the proportion of 1:1 (1 cement : 1 fine sand) including testing of joints etc. complete : | item no.273
3.73 | 100 mm diameter | item no.274 | 7 | metre | 329.46 |  |  | Excess(+) | 1 | Full Conversion | INR | [40 empty] | 2306 | 2306 | INR Two Thousand Three Hundred & Six Only | 3.73 | 100 mm diameter | item no.274 | 7 | metre
3.74 | 150 mm diameter | item no.275 | 40 | metre | 518.54 |  |  | Excess(+) | 1 | Full Conversion | INR | [40 empty] | 20742 | 20742 | INR Twenty Thousand Seven Hundred & Forty Two Only | 3.74 | 150 mm diameter | item no.275 | 40 | metre
3.75 | 200 mm diameter | item no.276 | 10 | metre | 728.1 |  |  | Excess(+) | 1 | Full Conversion | INR | [40 empty] | 7281 | 7281 | INR Seven Thousand Two Hundred & Eighty One Only | 3.75 | 200 mm diameter | item no.276 | 10 | metre
3.76 | 250 mm diameter | item no.277 | 20 | metre | 1134.5 |  |  | Excess(+) | 1 | Full Conversion | INR | [40 empty] | 22690 | 22690 | INR Twenty Two Thousand Six Hundred & Ninety Only | 3.76 | 250 mm diameter | item no.277 | 20 | metre
3.77 | 300 mm diameter | item no.278 | 20 | metre | 1555.9 |  |  | Excess(+) | 1 | Full Conversion | INR | [40 empty] | 31118 | 31118 | INR Thirty One Thousand One Hundred & Eighteen Only | 3.77 | 300 mm diameter | item no.278 | 20 | metre
3.78 | Providing and laying cement concrete 1:5:10 (1 cement : 5 coarse sand : 10 graded stone aggregate 40 mm nominal size) all-round S.W. pipes including bed concrete as per standard design : | item no.279 | [52 empty] | 3.78 | Providing and laying cement concrete 1:5:10 (1 cement : 5 coarse sand : 10 graded stone aggregate 40 mm nominal size) all-round S.W. pipes including bed concrete as per standard design : | item no.279
3.79 | 100 mm diameter S.W. pipe | item no.280 | 7 | metre | 785.18 |  |  | Excess(+) | 1 | Full Conversion | INR | [40 empty] | 5496 | 5496 | INR Five Thousand Four Hundred & Ninety Six Only | 3.79 | 100 mm diameter S.W. pipe | item no.280 | 7 | metre
3.8 | 150 mm diameter S.W. pipe | item no.281 | 40 | metre | 960.24 |  |  | Excess(+) | 1 | Full Conversion | INR | [40 empty] | 38410 | 38410 | INR Thirty Eight Thousand Four Hundred & Ten Only | 3.8 | 150 mm diameter S.W. pipe | item no.281 | 40 | metre
3.81 | 200 mm diameter S.W. pipe | item no.282 | 10 | metre | 1119.42 |  |  | Excess(+) | 1 | Full Conversion | INR | [40 empty] | 11194 | 11194 | INR Eleven Thousand One Hundred & Ninety Four Only | 3.81 | 200 mm diameter S.W. pipe | item no.282 | 10 | metre
3.82 | 250 mm diameter S.W. pipe | item no.283 | 20 | metre | 1294.48 |  |  | Excess(+) | 1 | Full Conversion | INR | [40 empty] | 25890 | 25890 | INR Twenty Five Thousand Eight Hundred & Ninety Only | 3.82 | 250 mm diameter S.W. pipe | item no.283 | 20 | metre
3.83 | Providing and laying cement concrete 1:5:10 (1 cement : 5 coarse sand : 10 graded stone aggregate 40 mm nominal size) up to haunches of S.W. pipes including bed concrete as per standard design : | item no.284 | [52 empty] | 3.83 | Providing and laying cement concrete 1:5:10 (1 cement : 5 coarse sand : 10 graded stone aggregate 40 mm nominal size) up to haunches of S.W. pipes including bed concrete as per standard design : | item no.284
3.84 | 300 mm diameter S.W. pipe | item no.285 | 20 | metre | 954.93 |  |  | Excess(+) | 1 | Full Conversion | INR | [40 empty] | 19099 | 19099 | INR Nineteen Thousand &Ninety Nine Only | 3.84 | 300 mm diameter S.W. pipe | item no.285 | 20 | metre
3.85 | Providing and laying non-pressure NP2 class (light duty) R.C.C. pipes with collars jointed with stiff mixture of cement mortar in the proportion of 1:2 (1 cement : 2 fine sand) including testing of joints etc. complete : | item no.286 | [52 empty] | 3.85 | Providing and laying non-pressure NP2 class (light duty) R.C.C. pipes with collars jointed with stiff mixture of cement mortar in the proportion of 1:2 (1 cement : 2 fine sand) including testing of joints etc. complete : | item no.286
3.86 | 150 mm dia. R.C.C. pipe | item no.287 | 40 | metre | 432.35 |  |  | Excess(+) | 1 | Full Conversion | INR | [40 empty] | 17294 | 17294 | INR Seventeen Thousand Two Hundred & Ninety Four Only | 3.86 | 150 mm dia. R.C.C. pipe | item no.287 | 40 | metre
3.87 | 250 mm dia. R.C.C. pipe | item no.288 | 35 | metre | 711.22 |  |  | Excess(+) | 1 | Full Conversion | INR | [40 empty] | 24893 | 24893 | INR Twenty Four Thousand Eight Hundred & Ninety Three Only | 3.87 | 250 mm dia. R.C.C. pipe | item no.288 | 35 | metre
3.88 | 300 mm dia. R.C.C. pipe | item no.289 | 35 | metre | 790.93 |  |  | Excess(+) | 1 | Full Conversion | INR | [40 empty] | 27683 | 27683 | INR Twenty Seven Thousand Six Hundred & Eighty Three Only | 3.88 | 300 mm dia. R.C.C. pipe | item no.289 | 35 | metre
3.89 | 450 mm dia. R.C.C. pipe | item no.290 | 10 | metre | 1299.04 |  |  | Excess(+) | 1 | Full Conversion | INR | [40 empty] | 12990 | 12990 | INR Twelve Thousand Nine Hundred & Ninety Only | 3.89 | 450 mm dia. R.C.C. pipe | item no.290 | 10 | metre
3.9 | 600 mm dia. R.C.C. pipe | item no.291 | 5 | metre | 1839.63 |  |  | Excess(+) | 1 | Full Conversion | INR | [40 empty] | 9198 | 9198 | INR Nine Thousand One Hundred & Ninety Eight Only | 3.9 | 600 mm dia. R.C.C. pipe | item no.291 | 5 | metre
3.91 | Constructing brick masonry manhole in cement mortar 1:4 ( 1 cement : 4 coarse sand ) with R.C.C. top slab with 1:2:4 mix (1 cement : 2 coarse sand : 4 graded stone aggregate 20 mm nominal size), foundation concrete 1:4:8 mix (1 cement : 4 coarse sand : 8 graded stone aggregate 40 mm nominal size), inside plastering 12 mm thick with cement mortar 1:3 (1 cement : 3 coarse sand) finished with floating coat of neat cement and making channels in cement concrete 1:2:4 (1 cement : 2 coarse sand : 4 graded stone aggregate 20 mm nominal size) finished with a floating coat of neat cement complete as per standard design : | item no.292 | [52 empty] | 3.91 | Constructing brick masonry manhole in cement mortar 1:4 ( 1 cement : 4 coarse sand ) with R.C.C. top slab with 1:2:4 mix (1 cement : 2 coarse sand : 4 graded stone aggregate 20 mm nominal size), foundation concrete 1:4:8 mix (1 cement : 4 coarse sand : 8 graded stone aggregate 40 mm nominal size), inside plastering 12 mm thick with cement mortar 1:3 (1 cement : 3 coarse sand) finished with floating coat of neat cement and making channels in cement concrete 1:2:4 (1 cement : 2 coarse sand : 4 graded stone aggregate 20 mm nominal size) finished with a floating coat of neat cement complete as per standard design : | item no.292
3.92 | Inside size 90x80 cm and 45 cm deep including C.I. cover with frame (light duty) 455x610 mm internal dimensions, total weight of cover and frame to be not less than 38 kg (weight of cover 23 kg and weight of frame 15 kg) : | item no.293 | [52 empty] | 3.92 | Inside size 90x80 cm and 45 cm deep including C.I. cover with frame (light duty) 455x610 mm internal dimensions, total weight of cover and frame to be not less than 38 kg (weight of cover 23 kg and weight of frame 15 kg) : | item no.293
3.93 | With common burnt clay F.P.S. (non modular) bricks of class designation 7.5 | item no.294 | 10 | each | 10247.35 |  |  | Excess(+) | 1 | Full Conversion | INR | [40 empty] | 102474 | 102474 | INR One Lakh Two Thousand Four Hundred & Seventy Four Only | 3.93 | With common burnt clay F.P.S. (non modular) bricks of class designation 7.5 | item no.294 | 10 | each
3.94 | Inside size 120x90 cm and 90 cm deep including C.I. cover with frame (medium duty) 500 mm internal diameter, total weight of cover and frame to be not less than 116 kg (weight of cover 58 kg and weight of frame 58 kg) : | item no.295 | [52 empty] | 3.94 | Inside size 120x90 cm and 90 cm deep including C.I. cover with frame (medium duty) 500 mm internal diameter, total weight of cover and frame to be not less than 116 kg (weight of cover 58 kg and weight of frame 58 kg) : | item no.295
3.95 | With common burnt clay F.P.S. (non modular) bricks of class designation 7.5 | item no.296 | 2 | each | 21399.3 |  |  | Excess(+) | 1 | Full Conversion | INR | [40 empty] | 42799 | 42799 | INR Forty Two Thousand Seven Hundred & Ninety Nine Only | 3.95 | With common burnt clay F.P.S. (non modular) bricks of class designation 7.5 | item no.296 | 2 | each
3.96 | Extra for depth for manholes : | item no.297 | [52 empty] | 3.96 | Extra for depth for manholes : | item no.297
3.97 | Size 90x80 cm | item no.298 | [52 empty] | 3.97 | Size 90x80 cm | item no.298
3.98 | With common burnt clay F.P.S. (non modular) bricks of class designation 7.5 | item no.299 | 2 | metre | 7126.22 |  |  | Excess(+) | 1 | Full Conversion | INR | [40 empty] | 14252 | 14252 | INR Fourteen Thousand Two Hundred & Fifty Two Only | 3.98 | With common burnt clay F.P.S. (non modular) bricks of class designation 7.5 | item no.299 | 2 | metre
3.99 | Size 120x90 cm | item no.300 | [52 empty] | 3.99 | Size 120x90 cm | item no.300
4 | With common burnt clay F.P.S. (non modular) bricks of class designation 7.5 | item no.301 | 1 | metre | 8543.84 |  |  | Excess(+) | 1 | Full Conversion | INR | [40 empty] | 8544 | 8544 | INR Eight Thousand Five Hundred & Forty Four Only | 4 | With common burnt clay F.P.S. (non modular) bricks of class designation 7.5 | item no.301 | 1 | metre
4.01 | Providing orange colour safety foot rest of minimum 6 mm thick plastic encapsulated as per IS : 10910, on 12 mm dia steel bar conforming to IS: 1786, having minimum cross section as 23 mmx25 mm and over all minimum length 263 mm and width as 165 mm with minimum 112 mm space between protruded legs having 2 mm tread on top surface by ribbing or chequering besides necessary and adequate anchoring projections on tail length on 138 mm as per standard drawing and suitable to with stand the bend test and chemical resistance test as per specifications and having manufacture's permanent identification mark to be visible even after fixing, including fixing in manholes with 30x20x15 cm cement concrete block 1:3:6 (1 cement : 3 coarse sand : 6 graded stone aggregate 20 mm nominal size) complete as per design. | item no.302 | 6 | each | 427.09 |  |  | Excess(+) | 1 | Full Conversion | INR | [40 empty] | 2563 | 2563 | INR Two Thousand Five Hundred & Sixty Three Only | 4.01 | Providing orange colour safety foot rest of minimum 6 mm thick plastic encapsulated as per IS : 10910, on 12 mm dia steel bar conforming to IS: 1786, having minimum cross section as 23 mmx25 mm and over all minimum length 263 mm and width as 165 mm with minimum 112 mm space between protruded legs having 2 mm tread on top surface by ribbing or chequering besides necessary and adequate anchoring projections on tail length on 138 mm as per standard drawing and suitable to with stand the bend test and chemical resistance test as per specifications and having manufacture's permanent identification mark to be visible even after fixing, including fixing in manholes with 30x20x15 cm cement concrete block 1:3:6 (1 cement : 3 coarse sand : 6 graded stone aggregate 20 mm nominal size) complete as per design. | item no.302 | 6 | each
4.02 | Providing and fixing in position pre-cast R.C.C. manhole cover and frame of required shape and approved quality | item no.303 | [52 empty] | 4.02 | Providing and fixing in position pre-cast R.C.C. manhole cover and frame of required shape and approved quality | item no.303
4.03 | M D - 10 | item no.304 | [52 empty] | 4.03 | M D - 10 | item no.304
4.04 | Circular shape 500 mm internal diameter | item no.305 | 40 | each | 926.48 |  |  | Excess(+) | 1 | Full Conversion | INR | [40 empty] | 37059 | 37059 | INR Thirty Seven Thousand &Fifty Nine Only | 4.04 | Circular shape 500 mm internal diameter | item no.305 | 40 | each
4.05 | H D - 20 | item no.306 | [52 empty] | 4.05 | H D - 20 | item no.306
4.06 | Circular shape 560 mm internal diameter | item no.307 | 30 | each | 1310.13 |  |  | Excess(+) | 1 | Full Conversion | INR | [40 empty] | 39304 | 39304 | INR Thirty Nine Thousand Three Hundred & Four Only | 4.06 | Circular shape 560 mm internal diameter | item no.307 | 30 | each
4.07 | EHD - 35 | item no.308 | [52 empty] | 4.07 | EHD - 35 | item no.308
4.08 | Circular shape 560 mm internal dia | item no.309 | 5 | each | 1650.33 |  |  | Excess(+) | 1 | Full Conversion | INR | [40 empty] | 8252 | 8252 | INR Eight Thousand Two Hundred & Fifty Two Only | 4.08 | Circular shape 560 mm internal dia | item no.309 | 5 | each
4.09 | Making connection of drain or sewer line with existing manhole including breaking into and making good the walls, floors with cement concrete 1:2:4 mix (1 cement : 2 coarse sand : 4 graded stone aggregate 20 mm nominal size) cement plastered on both sides with cement mortar 1:3 (1 cement : 3 coarse sand), finished with a floating coat of neat cement and making necessary channels for the drain etc. complete : | item no.310 | [52 empty] | 4.09 | Making connection of drain or sewer line with existing manhole including breaking into and making good the walls, floors with cement concrete 1:2:4 mix (1 cement : 2 coarse sand : 4 graded stone aggregate 20 mm nominal size) cement plastered on both sides with cement mortar 1:3 (1 cement : 3 coarse sand), finished with a floating coat of neat cement and making necessary channels for the drain etc. complete : | item no.310
4.1 | For pipes 100 to 250 mm diameter | item no.311 | 10 | each | 599.47 |  |  | Excess(+) | 1 | Full Conversion | INR | [40 empty] | 5995 | 5995 | INR Five Thousand Nine Hundred & Ninety Five Only | 4.1 | For pipes 100 to 250 mm diameter | item no.311 | 10 | each
4.11 | For pipes 250 to 300 mm diameter | item no.312 | 3 | each | 689.08 |  |  | Excess(+) | 1 | Full Conversion | INR | [40 empty] | 2067 | 2067 | INR Two Thousand &Sixty Seven Only | 4.11 | For pipes 250 to 300 mm diameter | item no.312 | 3 | each
4.12 | For pipes 350 to 450 mm diameter | item no.313 | 2 | each | 994.87 |  |  | Excess(+) | 1 | Full Conversion | INR | [40 empty] | 1990 | 1990 | INR One Thousand Nine Hundred & Ninety Only | 4.12 | For pipes 350 to 450 mm diameter | item no.313 | 2 | each
4.13 | Dismantling of manhole including R.C.C. top slab, C.I. cover with frame, including stacking of useful materials near the site and disposal of unserviceable materials within 50 m lead as per direction of Engineer-in-charge: | item no.314 | [52 empty] | 4.13 | Dismantling of manhole including R.C.C. top slab, C.I. cover with frame, including stacking of useful materials near the site and disposal of unserviceable materials within 50 m lead as per direction of Engineer-in-charge: | item no.314
4.14 | Rectangular manhole 90x80 cm and 45 cm deep | item no.315 | 2 | each | 1837.88 |  |  | Excess(+) | 1 | Full Conversion | INR | [40 empty] | 3676 | 3676 | INR Three Thousand Six Hundred & Seventy Six Only | 4.14 | Rectangular manhole 90x80 cm and 45 cm deep | item no.315 | 2 | each
4.15 | Rectangular manhole 120x90 cm and 90 cm deep | item no.316 | 2 | each | 3236.39 |  |  | Excess(+) | 1 | Full Conversion | INR | [40 empty] | 6473 | 6473 | INR Six Thousand Four Hundred & Seventy Three Only | 4.15 | Rectangular manhole 120x90 cm and 90 cm deep | item no.316 | 2 | each
4.16 | Raising manhole cover and frame slab to required level including dismantling existing slab and making good the damage as required (Raising depth of manhole to be paid separately) : | item no.317 | [52 empty] | 4.16 | Raising manhole cover and frame slab to required level including dismantling existing slab and making good the damage as required (Raising depth of manhole to be paid separately) : | item no.317
4.17 | Rectangular manhole 90x80 cm with rectangular cover 600 x 450 mm of grade LD - 2.5 | item no.318 | 60 | each | 2388.12 |  |  | Excess(+) | 1 | Full Conversion | INR | [40 empty] | 143287 | 143287 | INR One Lakh Forty Three Thousand Two Hundred & Eighty Seven Only | 4.17 | Rectangular manhole 90x80 cm with rectangular cover 600 x 450 mm of grade LD - 2.5 | item no.318 | 60 | each
4.18 | Rectangular manhole 120x90 cm with circular cover 500 mm dia of grade MD - 10 | item no.319 | 10 | each | 3761.81 |  |  | Excess(+) | 1 | Full Conversion | INR | [40 empty] | 37618 | 37618 | INR Thirty Seven Thousand Six Hundred & Eighteen Only | 4.18 | Rectangular manhole 120x90 cm with circular cover 500 mm dia of grade MD - 10 | item no.319 | 10 | each
4.19 | Rectangular manhole 120x90 cm with circular cover 560 mm dia of grade HD - 20 | item no.320 | 5 | each | 3497.94 |  |  | Excess(+) | 1 | Full Conversion | INR | [40 empty] | 17490 | 17490 | INR Seventeen Thousand Four Hundred & Ninety Only | 4.19 | Rectangular manhole 120x90 cm with circular cover 560 mm dia of grade HD - 20 | item no.320 | 5 | each
4.2 | Constructing brick masonry road gully chamber 50x45x60 cm with bricks in cement mortar 1:4 (1 cement : 4 coarse sand) including 500x450 mm pre-cast R.C.C. horizontal grating with frame complete as per standard design : | item no.321 | [52 empty] | 4.2 | Constructing brick masonry road gully chamber 50x45x60 cm with bricks in cement mortar 1:4 (1 cement : 4 coarse sand) including 500x450 mm pre-cast R.C.C. horizontal grating with frame complete as per standard design : | item no.321
4.21 | With common burnt clay F.P.S. (non modular) bricks of class designation 7.5 | item no.322 | 4 | each | 4900.88 |  |  | Excess(+) | 1 | Full Conversion | INR | [40 empty] | 19604 | 19604 | INR Nineteen Thousand Six Hundred & Four Only | 4.21 | With common burnt clay F.P.S. (non modular) bricks of class designation 7.5 | item no.322 | 4 | each
4.22 | Providing and laying Non Pressure NP-3 class (Medium duty) R.C.C. pipes including collars/spigot jointed with stiff mixture of cement mortar in the proportion of 1:2 (1 cement : 2 fine sand) including testing of joints etc. complete | item no.323 | [52 empty] | 4.22 | Providing and laying Non Pressure NP-3 class (Medium duty) R.C.C. pipes including collars/spigot jointed with stiff mixture of cement mortar in the proportion of 1:2 (1 cement : 2 fine sand) including testing of joints etc. complete | item no.323
4.23 | 450 mm dia RCC pipes. | item no.324 | 10 | metre | 2091.63 |  |  | Excess(+) | 1 | Full Conversion | INR | [40 empty] | 20916 | 20916 | INR Twenty Thousand Nine Hundred & Sixteen Only | 4.23 | 450 mm dia RCC pipes. | item no.324 | 10 | metre
4.24 | 600 mm dia RCC pipes. | item no.325 | 3 | metre | 2675.62 |  |  | Excess(+) | 1 | Full Conversion | INR | [40 empty] | 8027 | 8027 | INR Eight Thousand &Twenty Seven Only | 4.24 | 600 mm dia RCC pipes. | item no.325 | 3 | metre
4.25 | MINOR CIVIL MAINTENANCE WORK: | item no.326 | [52 empty] | 4.25 | MINOR CIVIL MAINTENANCE WORK: | item no.326
4.26 | "Providing and laying in position cement concrete of specified grade excluding the cost of centering and shuttering - All work up to plinth level : 1:5:10 (1 cement : 5 coarse sand (zone-III) derived from natural sources: 10 graded brick aggregate 40 mm nominal size derived from natural sources) | item no.327 | 5 | Cum | 4985.93 |  |  | Excess(+) | 1 | Full Conversion | INR | [40 empty] | 24930 | 24930 | INR Twenty Four Thousand Nine Hundred & Thirty Only | 4.26 | "Providing and laying in position cement concrete of specified grade excluding the cost of centering and shuttering - All work up to plinth level : 1:5:10 (1 cement : 5 coarse sand (zone-III) derived from natural sources: 10 graded brick aggregate 40 mm nominal size derived from natural sources) | item no.327 | 5 | Cum
4.27 | "Providing and fixing cast iron butterfly valves with bolts, nuts, etc. complete, of CRANE or approved equivalent make & quality." | item no.328 | [52 empty] | 4.27 | "Providing and fixing cast iron butterfly valves with bolts, nuts, etc. complete, of CRANE or approved equivalent make & quality." | item no.328
4.28 | 80 mm dia | item no.329 | 2 | Each | 2381.41 |  |  | Excess(+) | 1 | Full Conversion | INR | [40 empty] | 4763 | 4763 | INR Four Thousand Seven Hundred & Sixty Three Only | 4.28 | 80 mm dia | item no.329 | 2 | Each
4.29 | 100 mm dia | item no.330 | 1 | Each | 2951.34 |  |  | Excess(+) | 1 | Full Conversion | INR | [40 empty] | 2951 | 2951 | INR Two Thousand Nine Hundred & Fifty One Only | 4.29 | 100 mm dia | item no.330 | 1 | Each
4.3 | 150 mm dia | item no.331 | 1 | Each | 3894.78 |  |  | Excess(+) | 1 | Full Conversion | INR | [40 empty] | 3895 | 3895 | INR Three Thousand Eight Hundred & Ninety Five Only | 4.3 | 150 mm dia | item no.331 | 1 | Each
4.31 | " P/F C.I. D joints to C.I. pipes i/c cutting the C.I. pipe, rubber gasket etc. with necessary arrangements etc. complete. " | item no.332 | [52 empty] | 4.31 | " P/F C.I. D joints to C.I. pipes i/c cutting the C.I. pipe, rubber gasket etc. with necessary arrangements etc. complete. " | item no.332
4.32 | 80 mm diameter. | item no.333 | 6 | Each | 727.75 |  |  | Excess(+) | 1 | Full Conversion | INR | [40 empty] | 4367 | 4367 | INR Four Thousand Three Hundred & Sixty Seven Only | 4.32 | 80 mm diameter. | item no.333 | 6 | Each
4.33 | 100 mm diameter | item no.334 | 8 | Each | 832.97 |  |  | Excess(+) | 1 | Full Conversion | INR | [40 empty] | 6664 | 6664 | INR Six Thousand Six Hundred & Sixty Four Only | 4.33 | 100 mm diameter | item no.334 | 8 | Each
4.34 | 150 mm diameter | item no.335 | 5 | Each | 1337.13 |  |  | Excess(+) | 1 | Full Conversion | INR | [40 empty] | 6686 | 6686 | INR Six Thousand Six Hundred & Eighty Six Only | 4.34 | 150 mm diameter | item no.335 | 5 | Each
4.35 | 250 mm diameter | item no.336 | 2 | Each | 2064.88 |  |  | Excess(+) | 1 | Full Conversion | INR | [40 empty] | 4130 | 4130 | INR Four Thousand One Hundred & Thirty Only | 4.35 | 250 mm diameter | item no.336 | 2 | Each
4.36 | "P/F gun metal ball valve of Zoloto, Leader or approved equivalent make & quality with necessary arrangements etc. complete. " | item no.337 | [52 empty] | 4.36 | "P/F gun metal ball valve of Zoloto, Leader or approved equivalent make & quality with necessary arrangements etc. complete. " | item no.337
4.37 | 15 mm nominal bore. | item no.338 | 5 | Each | 551.51 |  |  | Excess(+) | 1 | Full Conversion | INR | [40 empty] | 2758 | 2758 | INR Two Thousand Seven Hundred & Fifty Eight Only | 4.37 | 15 mm nominal bore. | item no.338 | 5 | Each
4.38 | 20 mm nominal bore | item no.339 | 5 | Each | 721.61 |  |  | Excess(+) | 1 | Full Conversion | INR | [40 empty] | 3608 | 3608 | INR Three Thousand Six Hundred & Eight Only | 4.38 | 20 mm nominal bore | item no.339 | 5 | Each
4.39 | 25 mm nominal bore | item no.340 | 5 | Each | 1073.21 |  |  | Excess(+) | 1 | Full Conversion | INR | [40 empty] | 5366 | 5366 | INR Five Thousand Three Hundred & Sixty Six Only | 4.39 | 25 mm nominal bore | item no.340 | 5 | Each
4.4 | 32 mm nominal bore | item no.341 | 3 | Each | 1712.41 |  |  | Excess(+) | 1 | Full Conversion | INR | [40 empty] | 5137 | 5137 | INR Five Thousand One Hundred & Thirty Seven Only | 4.4 | 32 mm nominal bore | item no.341 | 3 | Each
4.41 | 40 mm nominal bore | item no.342 | 3 | Each | 2492.77 |  |  | Excess(+) | 1 | Full Conversion | INR | [40 empty] | 7478 | 7478 | INR Seven Thousand Four Hundred & Seventy Eight Only | 4.41 | 40 mm nominal bore | item no.342 | 3 | Each
4.42 | 50 mm nominal bore | item no.343 | 3 | Each | 3495.84 |  |  | Excess(+) | 1 | Full Conversion | INR | [40 empty] | 10488 | 10488 | INR Ten Thousand Four Hundred & Eighty Eight Only | 4.42 | 50 mm nominal bore | item no.343 | 3 | Each
4.43 | "P/F S.S. flanged (Fire Hydrant) Landing valve 80x63 mm suitable for connecting fire hose reel of standard size with all nuts,bolts, rubber packing and washers etc. complete." | item no.344 | 2 | Each | 9765.89 |  |  | Excess(+) | 1 | Full Conversion | INR | [40 empty] | 19532 | 19532 | INR Nineteen Thousand Five Hundred & Thirty Two Only | 4.43 | "P/F S.S. flanged (Fire Hydrant) Landing valve 80x63 mm suitable for connecting fire hose reel of standard size with all nuts,bolts, rubber packing and washers etc. complete." | item no.344 | 2 | Each
4.44 | "Providing and fixing cast iron double flanged horizontal type non return valve including 2 nos. matching flanges, nuts, bolts, 3.0 mm thick compressed gasket complete. " | item no.345 | [52 empty] | 4.44 | "Providing and fixing cast iron double flanged horizontal type non return valve including 2 nos. matching flanges, nuts, bolts, 3.0 mm thick compressed gasket complete. " | item no.345
4.45 | 150 mm diameter | item no.346 | 1 | Each | 11379.22 |  |  | Excess(+) | 1 | Full Conversion | INR | [40 empty] | 11379 | 11379 | INR Eleven Thousand Three Hundred & Seventy Nine Only | 4.45 | 150 mm diameter | item no.346 | 1 | Each
4.46 | "Providing lead caulked joints to spun iron or C.I. pipes and specials, including testing of joints but excluding the cost of pig lead: 80 mm diameter pipe." | item no.347 | 10 | Each | 369.79 |  |  | Excess(+) | 1 | Full Conversion | INR | [40 empty] | 3698 | 3698 | INR Three Thousand Six Hundred & Ninety Eight Only | 4.46 | "Providing lead caulked joints to spun iron or C.I. pipes and specials, including testing of joints but excluding the cost of pig lead: 80 mm diameter pipe." | item no.347 | 10 | Each
4.47 | "Providing and fixing C.I. sluice valves (with cap) complete with bolts, nuts, rubber insertions etc. (the tail piece if required will be paid separately): 80 mm diameter. Class II. " | item no.348 | 2 | Each | 6439.85 |  |  | Excess(+) | 1 | Full Conversion | INR | [40 empty] | 12880 | 12880 | INR Twelve Thousand Eight Hundred & Eighty Only | 4.47 | "Providing and fixing C.I. sluice valves (with cap) complete with bolts, nuts, rubber insertions etc. (the tail piece if required will be paid separately): 80 mm diameter. Class II. " | item no.348 | 2 | Each
4.48 | "P/F controllers with low voltage releys, float type with PVC shroud, wiring from tank top to probes of required length ( No. of probs as required for function of each controller): To open solenoid valve on low water level in the over head water tank and to close when high water level in the OH tank, Nolta make or approved equivalent make." | item no.349 | 12 | Each | 4281.46 |  |  | Excess(+) | 1 | Full Conversion | INR | [40 empty] | 51378 | 51378 | INR Fifty One Thousand Three Hundred & Seventy Eight Only | 4.48 | "P/F controllers with low voltage releys, float type with PVC shroud, wiring from tank top to probes of required length ( No. of probs as required for function of each controller): To open solenoid valve on low water level in the over head water tank and to close when high water level in the OH tank, Nolta make or approved equivalent make." | item no.349 | 12 | Each
4.49 | "P/F Motorized valve in tank filling line near the tanks i/c required fitting etc. complete in all respect, Honey wall or approved equivalent make." | item no.350 | [52 empty] | 4.49 | "P/F Motorized valve in tank filling line near the tanks i/c required fitting etc. complete in all respect, Honey wall or approved equivalent make." | item no.350
4.5 | 25 mm diameter. | item no.351 | 1 | Each | 14839.98 |  |  | Excess(+) | 1 | Full Conversion | INR | [40 empty] | 14840 | 14840 | INR Fourteen Thousand Eight Hundred & Forty Only | 4.5 | 25 mm diameter. | item no.351 | 1 | Each
4.51 | 40 mm diameter | item no.352 | 2 | Each | 20294.61 |  |  | Excess(+) | 1 | Full Conversion | INR | [40 empty] | 40589 | 40589 | INR Forty Thousand Five Hundred & Eighty Nine Only | 4.51 | 40 mm diameter | item no.352 | 2 | Each
4.52 | 50 mm diameter | item no.353 | 1 | Each | 23826.39 |  |  | Excess(+) | 1 | Full Conversion | INR | [40 empty] | 23826 | 23826 | INR Twenty Three Thousand Eight Hundred & Twenty Six Only | 4.52 | 50 mm diameter | item no.353 | 1 | Each
4.53 | "P/F 3 mm thick acrylic plates of size 9"x 8" with screen printing writing and necessary screws etc. complete in all respect." | item no.354 | 20 | Each | 234.98 |  |  | Excess(+) | 1 | Full Conversion | INR | [40 empty] | 4700 | 4700 | INR Four Thousand Seven Hundred Only | 4.53 | "P/F 3 mm thick acrylic plates of size 9"x 8" with screen printing writing and necessary screws etc. complete in all respect." | item no.354 | 20 | Each
4.54 | "Providing and fixing pressure switch suitable till 7 kg/ cm2 pressure with pressure difference settings of Danfoss or approved equivalent make. " | item no.355 | 2 | Each | 2874.18 |  |  | Excess(+) | 1 | Full Conversion | INR | [40 empty] | 5748 | 5748 | INR Five Thousand Seven Hundred & Forty Eight Only | 4.54 | "Providing and fixing pressure switch suitable till 7 kg/ cm2 pressure with pressure difference settings of Danfoss or approved equivalent make. " | item no.355 | 2 | Each
4.55 | "Providing and fixing pressure gauge with pressure range 0-7 kg / cm2 approved make." | item no.356 | 2 | Each | 1173.17 |  |  | Excess(+) | 1 | Full Conversion | INR | [40 empty] | 2346 | 2346 | INR Two Thousand Three Hundred & Forty Six Only | 4.55 | "Providing and fixing pressure gauge with pressure range 0-7 kg / cm2 approved make." | item no.356 | 2 | Each
4.56 | "Providing and laying S&S centrifugally cast (spun) iron pipes (Class LA) conforming to IS - 1536 :" 80 mm diameter pipe | item no.357 | 20 | Meter | 1566.24 |  |  | Excess(+) | 1 | Full Conversion | INR | [40 empty] | 31325 | 31325 | INR Thirty One Thousand Three Hundred & Twenty Five Only | 4.56 | "Providing and laying S&S centrifugally cast (spun) iron pipes (Class LA) conforming to IS - 1536 :" 80 mm diameter pipe | item no.357 | 20 | Meter
4.57 | "P/F C.I. ball valve of approved quality with necessary arrangements etc. Complete. 20 mm nominal bore." | item no.358 | 50 | Each | 709.34 |  |  | Excess(+) | 1 | Full Conversion | INR | [40 empty] | 35467 | 35467 | INR Thirty Five Thousand Four Hundred & Sixty Seven Only | 4.57 | "P/F C.I. ball valve of approved quality with necessary arrangements etc. Complete. 20 mm nominal bore." | item no.358 | 50 | Each
4.58 | Dismantling of old RCC pipes up to 300 mm dia i/c breaking of joints, taking out the pipes and disposal of unserviceable material up to 50 meter lead. | item no.359 | 10 | meter | 2446.3 |  |  | Excess(+) | 1 | Full Conversion | INR | [40 empty] | 24463 | 24463 | INR Twenty Four Thousand Four Hundred & Sixty Three Only | 4.58 | Dismantling of old RCC pipes up to 300 mm dia i/c breaking of joints, taking out the pipes and disposal of unserviceable material up to 50 meter lead. | item no.359 | 10 | meter
4.59 | P/F Unplasticized PVC pipe 160 mm dia of 6 Kg/sqm. in the length of 6 meters for the purpose of vent pipes with all necessary arrangement etc. complete as per direction of Engineer In - Charge. | item no.360 | 6 | Meter | 1412.54 |  |  | Excess(+) | 1 | Full Conversion | INR | [40 empty] | 8475 | 8475 | INR Eight Thousand Four Hundred & Seventy Five Only | 4.59 | P/F Unplasticized PVC pipe 160 mm dia of 6 Kg/sqm. in the length of 6 meters for the purpose of vent pipes with all necessary arrangement etc. complete as per direction of Engineer In - Charge. | item no.360 | 6 | Meter
4.6 | Providing and fixing of precast RCC grating with frame 500*450*70 mm in required slope for road gully chambers i/c dismantling, taking out existing frame & cover, repairing/ plastering with neat cement in required size and finishing etc. complete | item no.361 | 10 | Each | 2723.37 |  |  | Excess(+) | 1 | Full Conversion | INR | [40 empty] | 27234 | 27234 | INR Twenty Seven Thousand Two Hundred & Thirty Four Only | 4.6 | Providing and fixing of precast RCC grating with frame 500*450*70 mm in required slope for road gully chambers i/c dismantling, taking out existing frame & cover, repairing/ plastering with neat cement in required size and finishing etc. complete | item no.361 | 10 | Each
4.61 | " P/F C.I. D joints to C.I. pipes i/c cutting the C.I. pipe, rubber gasket etc. with necessary arrangements etc. complete. " | item no.362 | [52 empty] | 4.61 | " P/F C.I. D joints to C.I. pipes i/c cutting the C.I. pipe, rubber gasket etc. with necessary arrangements etc. complete. " | item no.362
4.62 | 200 mm dia | item no.363 | 2 | Each | 1689.61 |  |  | Excess(+) | 1 | Full Conversion | INR | [40 empty] | 3379 | 3379 | INR Three Thousand Three Hundred & Seventy Nine Only | 4.62 | 200 mm dia | item no.363 | 2 | Each
4.63 | Fixing of polycrete cover with frame in required slope for road gully chamber i/c cutting the road in required size and finishing etc. complete. | item no.364 | 5 | Each | 1692.24 |  |  | Excess(+) | 1 | Full Conversion | INR | [40 empty] | 8461 | 8461 | INR Eight Thousand Four Hundred & Sixty One Only | 4.63 | Fixing of polycrete cover with frame in required slope for road gully chamber i/c cutting the road in required size and finishing etc. complete. | item no.364 | 5 | Each
4.64 | P/F level controllers/ float switch with low voltage releys, float type with PVC shroud, with 10 meter minimum cable/wiring from tank top to probes of required length. To open solenoid/Motorized valve on low water level and close when high water level in the OH/UG water tank, Nolta or approved equivalent make. | item no.365 | 10 | Each | 5044.28 |  |  | Excess(+) | 1 | Full Conversion | INR | [40 empty] | 50443 | 50443 | INR Fifty Thousand Four Hundred & Forty Three Only | 4.64 | P/F level controllers/ float switch with low voltage releys, float type with PVC shroud, with 10 meter minimum cable/wiring from tank top to probes of required length. To open solenoid/Motorized valve on low water level and close when high water level in the OH/UG water tank, Nolta or approved equivalent make. | item no.365 | 10 | Each
4.65 | Supply and Fixing of precast RCC cover with frame in required slope for road gully chamber i/c taking out old frame and cutting the road in required size and finishing etc. complete. | item no.366 | 23 | Each | 3402.89 |  |  | Excess(+) | 1 | Full Conversion | INR | [40 empty] | 78266 | 78266 | INR Seventy Eight Thousand Two Hundred & Sixty Six Only | 4.65 | Supply and Fixing of precast RCC cover with frame in required slope for road gully chamber i/c taking out old frame and cutting the road in required size and finishing etc. complete. | item no.366 | 23 | Each
4.66 | Replacement of Damaged Magnetic coil of solenoid valve i/c taking out old coil etc complete in all respect. | item no.367 | 9 | Each | 1466.02 |  |  | Excess(+) | 1 | Full Conversion | INR | [40 empty] | 13194 | 13194 | INR Thirteen Thousand One Hundred & Ninety Four Only | 4.66 | Replacement of Damaged Magnetic coil of solenoid valve i/c taking out old coil etc complete in all respect. | item no.367 | 9 | Each
4.67 | Repairing of collar joints of NP2 Class RCC pipes 300 mm dia i/c breaking and cleaning of joints and providing new joint with existing collar with stiff mixture of cement mortar in the proportion of 1:2 (1 cement : 2 fine sand) including testing of joints etc. complete. | item no.368 | 12 | Each | 982.9 |  |  | Excess(+) | 1 | Full Conversion | INR | [40 empty] | 11795 | 11795 | INR Eleven Thousand Seven Hundred & Ninety Five Only | 4.67 | Repairing of collar joints of NP2 Class RCC pipes 300 mm dia i/c breaking and cleaning of joints and providing new joint with existing collar with stiff mixture of cement mortar in the proportion of 1:2 (1 cement : 2 fine sand) including testing of joints etc. complete. | item no.368 | 12 | Each
Total in Figures | [51 empty] | 3174907 | 3174907 | Thirty One Lakh Seventy Four Thousand Nine Hundred & Seven Only
Quoted Rate in Figures |  |  |  | Select | [47 empty] | 0 | 0 | INR Zero Only
Quoted Rate in Words |  | INR Zero Only
Note on K221: gepadmin: 1. If you choose "Full Conversion" then Column BA (AMOUNT) and Column BB (TAXES) BOTH values will be convert based on selected Currency in (Column L). 2. If you choose "Partial Conversion" then Column BA (AMOUNT) only will be converted based on selected currency (Column L) and Column BB (TAXES) value (INR) will be added to the converted values.
Note on K288: gepadmin: 1. If you choose "Full Conversion" then Column BA (AMOUNT) and Column BB (TAXES) BOTH values will be convert based on selected Currency in (Column L). 2. If you choose "Partial Conversion" then Column BA (AMOUNT) only will be converted based on selected currency (Column L) and Column BB (TAXES) value (INR) will be added to the converted values.
Note on K15: gepadmin: 1. If you choose "Full Conversion" then Column BA (AMOUNT) and Column BB (TAXES) BOTH values will be convert based on selected Currency in (Column L). 2. If you choose "Partial Conversion" then Column BA (AMOUNT) only will be converted based on selected currency (Column L) and Column BB (TAXES) value (INR) will be added to the converted values.

## Macros
Please Enable Macros to View BoQ information