## BoQ1 (hidden)
Percentage BoQ
BoQ_Ver3.1 | Percentage | Normal | INR Only | INR
Select, At Par, Excess (+), Less (-) |  | IOCL
Tender Inviting Authority: Executive Engineer, IWD, IIT, Kanpur
Name of Work: Setting right of vacant house no. 434
Contract No: 23/C/D3/2019-20/03
Name of the Bidder/ Bidding Firm / Company :
PRICE SCHEDULE (This BOQ template must not be modified/replaced by the bidder and the same should be uploaded after filling the relevant columns, else the bidder is liable to be rejected for this tender. Bidders are allowed to enter the Bidder Name and Values only )
NUMBER # | TEXT # | TEXT # | NUMBER # | TEXT # | NUMBER | NUMBER | TEXT | TEXT # | NUMBER # | TEXT# | TEXT # | NUMBER # | NUMBER | NUMBER | NUMBER | NUMBER | TEXT | TEXT | NUMBER | NUMBER | NUMBER | NUMBER | TEXT | TEXT | NUMBER | NUMBER | NUMBER | NUMBER | TEXT | TEXT | NUMBER | NUMBER | NUMBER | NUMBER | TEXT | TEXT | NUMBER | NUMBER | NUMBER | NUMBER | TEXT | TEXT | NUMBER | NUMBER | NUMBER # | NUMBER # | TEXT | TEXT | NUMBER # | NUMBER # | DATE | NUMBER # | NUMBER # | TEXT #
Sl. No. | Item Description | Item Code / Make | Quantity | Units | Estimated Rate in Rs. P |  |  | Addition / Deduction | Addition / Deduction Values | Currency Convertion against each Item | Quoted Currency in INR / Other Currency | BASIC RATE In Figures To be entered by the Bidder Rs. P | Excise Duty | VAT | Freight Charges ( Unloading & Stacking) | Any Other Taxes/Duties/Levies |  |  | Other Taxes 2 | IIIrd Party i.e DGS&D / RITES etc Inspection Charges @0.34%+Service Tax | Less for Cenvat Credit,if any respect of Supplies Under full Excise Duty Category | [30 empty] | TOTAL AMOUNT Without Taxes in Rs. P | TOTAL AMOUNT With Taxes | TOTAL AMOUNT In Words
1 | 2 | 3 | 4 | 5 | 6 | 7 | 8 | 9 | 10 | 11 | 12 | 13 | 14 | 15 | 16 | 17 | 18 | 19 | 20 | 21 | 22 | 23 | 24 | 25 | 26 | 27 | 28 | 29 | 30 | 31 | 32 | 33 | 34 | 35 | 36 | 37 | 38 | 39 | 40 | 41 | 42 | 43 | 44 | 45 | 46 | 47 | 48 | 49 | 50 | 51 | 52 | 7 | 54 | 8
1 | EARTH WORK | [53 empty] | 1 | EARTH WORK
1.01 | Earth work in excavation by mechanical means (Hydraulic excavator) / manual means in foundation trenches or drains (not exceeding 1.5 m in width or 10 sqm on plan), including dressing of sides and ramming of bottoms, lift upto 1.5 m, including getting out the excavated soil and disposal of surplus excavated soil as directed, within a lead of 50 m. | [53 empty] | 1.01 | Earth work in excavation by mechanical means (Hydraulic excavator) / manual means in foundation trenches or drains (not exceeding 1.5 m in width or 10 sqm on plan), including dressing of sides and ramming of bottoms, lift upto 1.5 m, including getting out the excavated soil and disposal of surplus excavated soil as directed, within a lead of 50 m.
1.02 | All kinds of soil. |  | 4 | cum | 221.22 |  |  | Excess(+) | 1 | Full Conversion | INR | [40 empty] | #VALUE! | #VALUE! | #VALUE! | 1.02 | All kinds of soil. | 4 | cum
1.03 | Excavating trenches of required width for pipes, cables, etc including excavation for sockets, and dressing of sides, ramming of bottoms, depth upto 1.5 m, including getting out the excavated soil, and then returning the soil as required, in layers not exceeding 20 cm in depth, including consolidating each deposited layer by ramming, watering, etc. and disposing of surplus excavated soil as directed, within a lead of 50 m : | [53 empty] | 1.03 | Excavating trenches of required width for pipes, cables, etc including excavation for sockets, and dressing of sides, ramming of bottoms, depth upto 1.5 m, including getting out the excavated soil, and then returning the soil as required, in layers not exceeding 20 cm in depth, including consolidating each deposited layer by ramming, watering, etc. and disposing of surplus excavated soil as directed, within a lead of 50 m :
1.04 | All kinds of soil | [53 empty] | 1.04 | All kinds of soil
1.05 | Pipes, cables etc. exceeding 80 mm dia. but not exceeding 300 mm dia |  | 10 | metre | 319.33 |  |  | Excess(+) | 1 | Full Conversion | INR | [40 empty] | #VALUE! | #VALUE! | #VALUE! | 1.05 | Pipes, cables etc. exceeding 80 mm dia. but not exceeding 300 mm dia | 10 | metre
1.06 | Supplying and filling in plinth with sand under floors, including watering, ramming, consolidating and dressing complete. |  | 3 | cum | 1712.45 |  |  | Excess(+) | 1 | Full Conversion | INR | [40 empty] | #VALUE! | #VALUE! | #VALUE! | 1.06 | Supplying and filling in plinth with sand under floors, including watering, ramming, consolidating and dressing complete. | 3 | cum
2 | CONCRETE WORK | [53 empty] | 2 | CONCRETE WORK
2.01 | Providing and laying in position cement concrete of specified grade excluding the cost of centering and shuttering - All work up to plinth level : | [53 empty] | 2.01 | Providing and laying in position cement concrete of specified grade excluding the cost of centering and shuttering - All work up to plinth level :
2.02 | 1:2:4 (1 cement : 2 coarse sand (zone-III) derived from natural sources: 4 graded stone aggregate 20 mm nominal size derived from natural sources). |  | 1.35 | cum | 5952.3 |  |  | Excess(+) | 1 | Full Conversion | INR | [40 empty] | #VALUE! | #VALUE! | #VALUE! | 2.02 | 1:2:4 (1 cement : 2 coarse sand (zone-III) derived from natural sources: 4 graded stone aggregate 20 mm nominal size derived from natural sources). | 1.35 | cum
2.03 | Providing and laying cement concrete in retaining walls, return walls, walls (any thickness) including attached pilasters, columns, piers, abutments, pillars, posts, struts, buttresses, string or lacing courses, parapets, coping, bed blocks, anchor blocks, plain window sills, fillets, sunken floor etc., up to floor five level, excluding the cost of centering, shuttering and finishing : | [53 empty] | 2.03 | Providing and laying cement concrete in retaining walls, return walls, walls (any thickness) including attached pilasters, columns, piers, abutments, pillars, posts, struts, buttresses, string or lacing courses, parapets, coping, bed blocks, anchor blocks, plain window sills, fillets, sunken floor etc., up to floor five level, excluding the cost of centering, shuttering and finishing :
2.04 | 1:2:4 (1 Cement : 2 coarse sand (zone-III) derived from natural sources : 4 graded stone aggregate 20 mm nominal size derived from natural sources) |  | 0.75 | cum | 7500.66 |  |  | Excess(+) | 1 | Full Conversion | INR | [40 empty] | #VALUE! | #VALUE! | #VALUE! | 2.04 | 1:2:4 (1 Cement : 2 coarse sand (zone-III) derived from natural sources : 4 graded stone aggregate 20 mm nominal size derived from natural sources) | 0.75 | cum
2.05 | Making plinth protection 50mm thick of cement concrete 1:3:6 (1 cement : 3 coarse sand derived from natural sources : 6 graded stone aggregate 20 mm nominal size derived from natural sources) over 75mm thick bed of dry brick ballast 40 mm nominal size, well rammed and consolidated and grouted with fine sand, including necessary excavation, levelling & dressing & finishing the top smooth. |  | 10 | sqm | 538 |  |  | Excess(+) | 1 | Full Conversion | INR | [40 empty] | #VALUE! | #VALUE! | #VALUE! | 2.05 | Making plinth protection 50mm thick of cement concrete 1:3:6 (1 cement : 3 coarse sand derived from natural sources : 6 graded stone aggregate 20 mm nominal size derived from natural sources) over 75mm thick bed of dry brick ballast 40 mm nominal size, well rammed and consolidated and grouted with fine sand, including necessary excavation, levelling & dressing & finishing the top smooth. | 10 | sqm
3 | REINFORCED CEMENT CONCRETE | [53 empty] | 3 | REINFORCED CEMENT CONCRETE
3.01 | Reinforced cement concrete work in walls (any thickness), including attached pilasters, buttresses, plinth and string courses, fillets, columns, pillars, piers, abutments, posts and struts etc. above plinth level up to floor five level, excluding cost of centering, shuttering, finishing and reinforcement | [53 empty] | 3.01 | Reinforced cement concrete work in walls (any thickness), including attached pilasters, buttresses, plinth and string courses, fillets, columns, pillars, piers, abutments, posts and struts etc. above plinth level up to floor five level, excluding cost of centering, shuttering, finishing and reinforcement
3.02 | 1:1.5:3 (1 cement : 1.5 coarse sand (zone-III) derived from natural sources : 3 graded stone aggregate 20 mm nominal size derived from natural sources). |  | 2.45 | cum | 8159.58 |  |  | Excess(+) | 1 | Full Conversion | INR | [40 empty] | #VALUE! | #VALUE! | #VALUE! | 3.02 | 1:1.5:3 (1 cement : 1.5 coarse sand (zone-III) derived from natural sources : 3 graded stone aggregate 20 mm nominal size derived from natural sources). | 2.45 | cum
3.03 | Reinforced cement concrete work in beams, suspended floors, roofs having slope up to 15° landings, balconies, shelves, chajjas, lintels, bands, plain window sills, staircases and spiral stair cases above plinth level up to floor five level, excluding the cost of centering, shuttering, finishing and reinforcement, with 1:1.5:3 (1 cement: 1.5 coarse sand (zone-III)derived from natural sources: 3 graded stone aggregate 20 mm nominal size derived from natural sources). |  | 0.6 | cum | 8560.98 |  |  | Excess(+) | 1 | Full Conversion | INR | [40 empty] | #VALUE! | #VALUE! | #VALUE! | 3.03 | Reinforced cement concrete work in beams, suspended floors, roofs having slope up to 15° landings, balconies, shelves, chajjas, lintels, bands, plain window sills, staircases and spiral stair cases above plinth level up to floor five level, excluding the cost of centering, shuttering, finishing and reinforcement, with 1:1.5:3 (1 cement: 1.5 coarse sand (zone-III)derived from natural sources: 3 graded stone aggregate 20 mm nominal size derived from natural sources). | 0.6 | cum
3.04 | Centering and shuttering including strutting, propping etc. and removal of form for | [53 empty] | 3.04 | Centering and shuttering including strutting, propping etc. and removal of form for
3.05 | Foundations, footings, bases of columns, etc. for mass concrete |  | 1 | sqm | 249.76 |  |  | Excess(+) | 1 | Full Conversion | INR | [40 empty] | #VALUE! | #VALUE! | #VALUE! | 3.05 | Foundations, footings, bases of columns, etc. for mass concrete | 1 | sqm
3.06 | Walls (any thickness) including attached pilasters, butteresses, plinth and string courses etc. |  | 1.2 | sqm | 534.24 |  |  | Excess(+) | 1 | Full Conversion | INR | [40 empty] | #VALUE! | #VALUE! | #VALUE! | 3.06 | Walls (any thickness) including attached pilasters, butteresses, plinth and string courses etc. | 1.2 | sqm
3.07 | Suspended floors, roofs, landings, balconies and access platform |  | 2 | sqm | 607.67 |  |  | Excess(+) | 1 | Full Conversion | INR | [40 empty] | #VALUE! | #VALUE! | #VALUE! | 3.07 | Suspended floors, roofs, landings, balconies and access platform | 2 | sqm
3.08 | Shelves (Cast in situ) |  | 6.25 | sqm | 607.67 |  |  | Excess(+) | 1 | Full Conversion | INR | [40 empty] | #VALUE! | #VALUE! | #VALUE! | 3.08 | Shelves (Cast in situ) | 6.25 | sqm
3.09 | Stairs, (excluding landings) except spiral-staircases |  | 15 | sqm | 545.68 |  |  | Excess(+) | 1 | Full Conversion | INR | [40 empty] | #VALUE! | #VALUE! | #VALUE! | 3.09 | Stairs, (excluding landings) except spiral-staircases | 15 | sqm
3.1 | Edges of slabs and breaks in floors and walls | [53 empty] | 3.1 | Edges of slabs and breaks in floors and walls
3.11 | Under 20 cm wide |  | 20 | metre | 151.91 |  |  | Excess(+) | 1 | Full Conversion | INR | [40 empty] | #VALUE! | #VALUE! | #VALUE! | 3.11 | Under 20 cm wide | 20 | metre
3.12 | Steel reinforcement for R.C.C. work including straightening, cutting, bending, placing in position and binding all complete upto plinth level. | [53 empty] | 3.12 | Steel reinforcement for R.C.C. work including straightening, cutting, bending, placing in position and binding all complete upto plinth level.
3.13 | Thermo-Mechanically Treated bars of grade Fe-500D or more. |  | 450 | kg | 73.21 |  |  | Excess(+) | 1 | Full Conversion | INR | [40 empty] | #VALUE! | #VALUE! | #VALUE! | 3.13 | Thermo-Mechanically Treated bars of grade Fe-500D or more. | 450 | kg
3.14 | Add for using extra cement in the items of design mix over and above the specified cement content therein. |  | 1 | quintal | 590.36 |  |  | Excess(+) | 1 | Full Conversion | INR | [40 empty] | #VALUE! | #VALUE! | #VALUE! | 3.14 | Add for using extra cement in the items of design mix over and above the specified cement content therein. | 1 | quintal
4 | MASONRY WORK | [53 empty] | 4 | MASONRY WORK
4.01 | Brick work with common burnt clay F.P.S. (non modular) bricks of class designation 7.5 in foundation and plinth in: | [53 empty] | 4.01 | Brick work with common burnt clay F.P.S. (non modular) bricks of class designation 7.5 in foundation and plinth in:
4.02 | Cement mortar 1:6 (1 cement : 6 coarse sand) |  | 2 | cum | 5398.9 |  |  | Excess(+) | 1 | Full Conversion | INR | [40 empty] | #VALUE! | #VALUE! | #VALUE! | 4.02 | Cement mortar 1:6 (1 cement : 6 coarse sand) | 2 | cum
4.03 | Brick work with common burnt clay F.P.S. (non modular) bricks of class designation 7.5 in superstructure above plinth level up to floor V level in all shapes and sizes in : | [53 empty] | 4.03 | Brick work with common burnt clay F.P.S. (non modular) bricks of class designation 7.5 in superstructure above plinth level up to floor V level in all shapes and sizes in :
4.04 | Cement mortar 1:6 (1 cement : 6 coarse sand) |  | 16.3 | cum | 6655.37 |  |  | Excess(+) | 1 | Full Conversion | INR | [40 empty] | #VALUE! | #VALUE! | #VALUE! | 4.04 | Cement mortar 1:6 (1 cement : 6 coarse sand) | 16.3 | cum
4.05 | Half brick masonry with common burnt clay F.P.S. (non modular) bricks of class designation 7.5 in superstructure above plinth level up to floor V level. | [53 empty] | 4.05 | Half brick masonry with common burnt clay F.P.S. (non modular) bricks of class designation 7.5 in superstructure above plinth level up to floor V level.
4.06 | Cement mortar 1:4 (1 cement :4 coarse sand) |  | 4.75 | sqm | 817.27 |  |  | Excess(+) | 1 | Full Conversion | INR | [40 empty] | #VALUE! | #VALUE! | #VALUE! | 4.06 | Cement mortar 1:4 (1 cement :4 coarse sand) | 4.75 | sqm
4.07 | Brick edging 7cm wide 11.4 cm deep to plinth protection with common burnt clay F.P.S. (non modular) bricks of class designation 7.5 including grouting with cement mortar 1:4 (1 cement : 4 fine sand). |  | 10 | metre | 45.59 |  |  | Excess(+) | 1 | Full Conversion | INR | [40 empty] | #VALUE! | #VALUE! | #VALUE! | 4.07 | Brick edging 7cm wide 11.4 cm deep to plinth protection with common burnt clay F.P.S. (non modular) bricks of class designation 7.5 including grouting with cement mortar 1:4 (1 cement : 4 fine sand). | 10 | metre
5 | CLADDING WORK | [53 empty] | 5 | CLADDING WORK
5.01 | Providing and fixing 18 mm thick gang saw cut, mirror polished, premoulded and prepolished, machine cut for kitchen platforms, vanity counters, window sills, facias and similar locations of required size, approved shade, colour and texture laid over 20 mm thick base cement mortar 1:4 (1 cement : 4 coarse sand), joints treated with white cement, mixed with matching pigment, epoxy touch ups, including rubbing, curing, moulding and polishing to edges to give high gloss finish etc. complete at all levels. | [53 empty] | 5.01 | Providing and fixing 18 mm thick gang saw cut, mirror polished, premoulded and prepolished, machine cut for kitchen platforms, vanity counters, window sills, facias and similar locations of required size, approved shade, colour and texture laid over 20 mm thick base cement mortar 1:4 (1 cement : 4 coarse sand), joints treated with white cement, mixed with matching pigment, epoxy touch ups, including rubbing, curing, moulding and polishing to edges to give high gloss finish etc. complete at all levels.
5.02 | Granite of any colour and shade | [53 empty] | 5.02 | Granite of any colour and shade
5.03 | Area of slab upto 0.50 sqm |  | 5.5 | sqm | 3697.81 |  |  | Excess(+) | 1 | Full Conversion | INR | [40 empty] | #VALUE! | #VALUE! | #VALUE! | 5.03 | Area of slab upto 0.50 sqm | 5.5 | sqm
5.04 | Providing edge moulding to 18 mm thick marble stone counters, Vanities etc., including machine polishing to edge to give high gloss finish etc. complete as per design approved by Engineer-in-Charge. | [53 empty] | 5.04 | Providing edge moulding to 18 mm thick marble stone counters, Vanities etc., including machine polishing to edge to give high gloss finish etc. complete as per design approved by Engineer-in-Charge.
5.05 | Granite work |  | 10 | metre | 329.9 |  |  | Excess(+) | 1 | Full Conversion | INR | [40 empty] | #VALUE! | #VALUE! | #VALUE! | 5.05 | Granite work | 10 | metre
5.06 | Extra for providing opening of required size & shape for wash basin/ kitchen sink in kitchen platform, vanity counter and similar location in marble/ Granite/ stone work, including necessary holes for pillar taps etc. including moulding, rubbing and polishing of cut edges etc. complete. |  | 1 | each | 644.06 |  |  | Excess(+) | 1 | Full Conversion | INR | [40 empty] | #VALUE! | #VALUE! | #VALUE! | 5.06 | Extra for providing opening of required size & shape for wash basin/ kitchen sink in kitchen platform, vanity counter and similar location in marble/ Granite/ stone work, including necessary holes for pillar taps etc. including moulding, rubbing and polishing of cut edges etc. complete. | 1 | each
5.07 | Providing and fixing Ist quality ceramic glazed wall tiles conforming to IS: 15622 (thickness to be specified by the manufacturer), of approved make, in all colours, shades except burgundy, bottle green, black of any size as approved by Engineer-in-Charge, in skirting, risers of steps and dados, over 12 mm thick bed of cement mortar 1:3 (1 cement : 3 coarse sand) and jointing with grey cement slurry @ 3.3kg per sqm, including pointing in white cement mixed with pigment of matching shade complete. |  | 60 | sqm | 903.38 |  |  | Excess(+) | 1 | Full Conversion | INR | [40 empty] | #VALUE! | #VALUE! | #VALUE! | 5.07 | Providing and fixing Ist quality ceramic glazed wall tiles conforming to IS: 15622 (thickness to be specified by the manufacturer), of approved make, in all colours, shades except burgundy, bottle green, black of any size as approved by Engineer-in-Charge, in skirting, risers of steps and dados, over 12 mm thick bed of cement mortar 1:3 (1 cement : 3 coarse sand) and jointing with grey cement slurry @ 3.3kg per sqm, including pointing in white cement mixed with pigment of matching shade complete. | 60 | sqm
6 | WOOD AND PVC WORK | [53 empty] | 6 | WOOD AND PVC WORK
6.01 | Providing wood work in frames of doors, windows, clerestory windows and other frames, wrought framed and fixed in position with hold fast lugs or with dash fasteners of required dia & length (hold fast lugs or dash fastener shall be paid for separately). | [53 empty] | 6.01 | Providing wood work in frames of doors, windows, clerestory windows and other frames, wrought framed and fixed in position with hold fast lugs or with dash fasteners of required dia & length (hold fast lugs or dash fastener shall be paid for separately).
6.02 | Sal wood |  | 0.31 | cum | 92351.78 |  |  | Excess(+) | 1 | Full Conversion | INR | [40 empty] | #VALUE! | #VALUE! | #VALUE! | 6.02 | Sal wood | 0.31 | cum
6.03 | Providing and fixing glazed shutters for doors, windows and clerestory windows using 4 mm thick float glass panes, including ISI marked M.S. pressed butt hinges bright finished of required size with necessary screws. | [53 empty] | 6.03 | Providing and fixing glazed shutters for doors, windows and clerestory windows using 4 mm thick float glass panes, including ISI marked M.S. pressed butt hinges bright finished of required size with necessary screws.
6.04 | Second class teak wood | [53 empty] | 6.04 | Second class teak wood
6.05 | 35 mm thick |  | 3.4 | sqm | 3817.4 |  |  | Excess(+) | 1 | Full Conversion | INR | [40 empty] | #VALUE! | #VALUE! | #VALUE! | 6.05 | 35 mm thick | 3.4 | sqm
6.06 | Providing 40x5 mm flat iron hold fast 40 cm long including fixing to frame with 10 mm diameter bolts, nuts and wooden plugs and embedding in cement concrete block 30x10x15cm 1:3:6 mix (1 cement : 3 coarse sand : 6 graded stone aggregate 20mm nominal size). |  | 6 | each | 157.12 |  |  | Excess(+) | 1 | Full Conversion | INR | [40 empty] | #VALUE! | #VALUE! | #VALUE! | 6.06 | Providing 40x5 mm flat iron hold fast 40 cm long including fixing to frame with 10 mm diameter bolts, nuts and wooden plugs and embedding in cement concrete block 30x10x15cm 1:3:6 mix (1 cement : 3 coarse sand : 6 graded stone aggregate 20mm nominal size). | 6 | each
6.07 | Providing and fixing ISI marked oxidised M.S. sliding door bolts with nuts and screws etc. complete : | [53 empty] | 6.07 | Providing and fixing ISI marked oxidised M.S. sliding door bolts with nuts and screws etc. complete :
6.08 | 250x16 mm |  | 4 | each | 149.06 |  |  | Excess(+) | 1 | Full Conversion | INR | [40 empty] | #VALUE! | #VALUE! | #VALUE! | 6.08 | 250x16 mm | 4 | each
6.09 | Providing and fixing ISI marked oxidised M.S. tower bolt black finish, (Barrel type) with necessary screws etc. complete : | [53 empty] | 6.09 | Providing and fixing ISI marked oxidised M.S. tower bolt black finish, (Barrel type) with necessary screws etc. complete :
6.1 | 200x10 mm |  | 8 | each | 53.09 |  |  | Excess(+) | 1 | Full Conversion | INR | [40 empty] | #VALUE! | #VALUE! | #VALUE! | 6.1 | 200x10 mm | 8 | each
6.11 | Providing and fixing ISI marked oxidised M.S. handles conforming to IS:4992 with necessary screws etc. complete : | [53 empty] | 6.11 | Providing and fixing ISI marked oxidised M.S. handles conforming to IS:4992 with necessary screws etc. complete :
6.12 | 125 mm |  | 8 | each | 30.56 |  |  | Excess(+) | 1 | Full Conversion | INR | [40 empty] | #VALUE! | #VALUE! | #VALUE! | 6.12 | 125 mm | 8 | each
6.13 | Providing and fixing aluminium sliding door bolts, ISI marked anodised (anodic coating not less than grade AC 10 as per IS : 1868), transparent or dyed to required colour or shade, with nuts and screws etc. complete : | [53 empty] | 6.13 | Providing and fixing aluminium sliding door bolts, ISI marked anodised (anodic coating not less than grade AC 10 as per IS : 1868), transparent or dyed to required colour or shade, with nuts and screws etc. complete :
6.14 | 250x16 mm |  | 4 | each | 203.16 |  |  | Excess(+) | 1 | Full Conversion | INR | [40 empty] | #VALUE! | #VALUE! | #VALUE! | 6.14 | 250x16 mm | 4 | each
6.15 | Providing and fixing aluminium tower bolts, ISI marked, anodised (anodic coating not less than grade AC 10 as per IS : 1868 ) transparent or dyed to required colour or shade, with necessary screws etc. complete : | [53 empty] | 6.15 | Providing and fixing aluminium tower bolts, ISI marked, anodised (anodic coating not less than grade AC 10 as per IS : 1868 ) transparent or dyed to required colour or shade, with necessary screws etc. complete :
6.16 | 200x10 mm |  | 8 | each | 78.91 |  |  | Excess(+) | 1 | Full Conversion | INR | [40 empty] | #VALUE! | #VALUE! | #VALUE! | 6.16 | 200x10 mm | 8 | each
6.17 | 150x10 mm |  | 44 | each | 65.76 |  |  | Excess(+) | 1 | Full Conversion | INR | [40 empty] | #VALUE! | #VALUE! | #VALUE! | 6.17 | 150x10 mm | 44 | each
6.18 | 100x10 mm |  | 4 | each | 50.99 |  |  | Excess(+) | 1 | Full Conversion | INR | [40 empty] | #VALUE! | #VALUE! | #VALUE! | 6.18 | 100x10 mm | 4 | each
6.19 | Providing and fixing aluminium handles, ISI marked, anodised (anodic coating not less than grade AC 10 as per IS : 1868) transparent or dyed to required colour or shade, with necessary screws etc. complete : | [53 empty] | 6.19 | Providing and fixing aluminium handles, ISI marked, anodised (anodic coating not less than grade AC 10 as per IS : 1868) transparent or dyed to required colour or shade, with necessary screws etc. complete :
6.2 | 125 mm |  | 8 | each | 52.3 |  |  | Excess(+) | 1 | Full Conversion | INR | [40 empty] | #VALUE! | #VALUE! | #VALUE! | 6.2 | 125 mm | 8 | each
6.21 | 100 mm |  | 36 | each | 46.34 |  |  | Excess(+) | 1 | Full Conversion | INR | [40 empty] | #VALUE! | #VALUE! | #VALUE! | 6.21 | 100 mm | 36 | each
6.22 | Providing and fixing aluminium hanging floor door stopper, ISI marked, anodised (anodic coating not less than grade AC 10 as per IS : 1868) transparent or dyed to required colour and shade, with necessary screws etc. complete. | [53 empty] | 6.22 | Providing and fixing aluminium hanging floor door stopper, ISI marked, anodised (anodic coating not less than grade AC 10 as per IS : 1868) transparent or dyed to required colour and shade, with necessary screws etc. complete.
6.23 | Twin rubber stopper |  | 16 | each | 54.41 |  |  | Excess(+) | 1 | Full Conversion | INR | [40 empty] | #VALUE! | #VALUE! | #VALUE! | 6.23 | Twin rubber stopper | 16 | each
6.24 | Providing and fixing factory made uPVC door frame made of uPVC extruded sections having an overall dimension as below (tolerance ±1mm), with wall thickness 2.0 mm (± 0.2 mm), corners of the door frame to be Jointed with galvanized brackets and stainless steel screws, joints mitred and Plastic welded. The hinge side vertical of the frames reinforced by galvanized M.S. tube of size 19 X 19 mm and 1mm (± 0.1 mm) wall thickness and 3 nos. stainless steel hinges fixed to the frame complete as per manufacturer’s specification and direction of Engineer- in-charge | [53 empty] | 6.24 | Providing and fixing factory made uPVC door frame made of uPVC extruded sections having an overall dimension as below (tolerance ±1mm), with wall thickness 2.0 mm (± 0.2 mm), corners of the door frame to be Jointed with galvanized brackets and stainless steel screws, joints mitred and Plastic welded. The hinge side vertical of the frames reinforced by galvanized M.S. tube of size 19 X 19 mm and 1mm (± 0.1 mm) wall thickness and 3 nos. stainless steel hinges fixed to the frame complete as per manufacturer’s specification and direction of Engineer- in-charge
6.25 | Extruded section profile size 48x40 mm |  | 15 | metre | 194.34 |  |  | Excess(+) | 1 | Full Conversion | INR | [40 empty] | #VALUE! | #VALUE! | #VALUE! | 6.25 | Extruded section profile size 48x40 mm | 15 | metre
6.26 | Providing and fixing to existing door frames. | [53 empty] | 6.26 | Providing and fixing to existing door frames.
6.27 | 24 mm thick factory made PVC door shutters made of styles and rails of a uPVC hollow section of size 59x24 mm and wall thickness 2 mm (± 0.2 mm) with inbuilt edging on both sides. The styles and rails mitred and joint at the corners by means of M.S. galvanised/ plastic brackets of size 75x220 mm having wall thickness 1.0 mm and stainless steel screws. The styles of the shutter reinforced by inserting galvanised M.S. tube of size 20x20 mm and 1 mm (± 0.1 mm) wall thickness. The lock rail made up of 'H' section, a uPVC hollow section of size 100x24 mm and 2 mm (± 0.2 mm) wall thickness, fixed to the shutter styles by means of plastic/galvanised M.S. 'U' cleats. The shutter frame filled with a uPVC multi-chambered single panel of size not less than 620 mm, having over all thickness of 20 mm and 1 mm (± 0.1 mm) wall thickness. The panels filled vertically and tie bar at two places by inserting horizontally 6 mm galvanised M.S. rod and fastened with nuts and washers, complete as per manufacturer's specification and direction of Engineer-in-charge. (For W.C. and bathroom door shutter). |  | 6 | sqm | 1543.8 |  |  | Excess(+) | 1 | Full Conversion | INR | [40 empty] | #VALUE! | #VALUE! | #VALUE! | 6.27 | 24 mm thick factory made PVC door shutters made of styles and rails of a uPVC hollow section of size 59x24 mm and wall thickness 2 mm (± 0.2 mm) with inbuilt edging on both sides. The styles and rails mitred and joint at the corners by means of M.S. galvanised/ plastic brackets of size 75x220 mm having wall thickness 1.0 mm and stainless steel screws. The styles of the shutter reinforced by inserting galvanised M.S. tube of size 20x20 mm and 1 mm (± 0.1 mm) wall thickness. The lock rail made up of 'H' section, a uPVC hollow section of size 100x24 mm and 2 mm (± 0.2 mm) wall thickness, fixed to the shutter styles by means of plastic/galvanised M.S. 'U' cleats. The shutter frame filled with a uPVC multi-chambered single panel of size not less than 620 mm, having over all thickness of 20 mm and 1 mm (± 0.1 mm) wall thickness. The panels filled vertically and tie bar at two places by inserting horizontally 6 mm galvanised M.S. rod and fastened with nuts and washers, complete as per manufacturer's specification and direction of Engineer-in-charge. (For W.C. and bathroom door shutter). | 6 | sqm
6.28 | Providing and fixing wire gauge shutters using stainless steel grade 304 wire gauge with wire of dia 0.5 mm and average width of aperture 1.4 mm in both directions for doors, windows and clerestory windows with necessary screws : | [53 empty] | 6.28 | Providing and fixing wire gauge shutters using stainless steel grade 304 wire gauge with wire of dia 0.5 mm and average width of aperture 1.4 mm in both directions for doors, windows and clerestory windows with necessary screws :
6.29 | 35 mm thick shutters | [53 empty] | 6.29 | 35 mm thick shutters
6.3 | with ISI marked M.S. pressed butt hinges bright finished of required size | [53 empty] | 6.3 | with ISI marked M.S. pressed butt hinges bright finished of required size
6.31 | Second class teak wood |  | 21.25 | sqm | 3816.05 |  |  | Excess(+) | 1 | Full Conversion | INR | [40 empty] | #VALUE! | #VALUE! | #VALUE! | 6.31 | Second class teak wood | 21.25 | sqm
6.32 | Providing and fixing fly proof stainless steel grade 304 wire gauge, to windows and clerestory windows using wire gauge with average width of aperture 1.4 mm in both directions with wire of dia. 0.50 mm all complete. | [53 empty] | 6.32 | Providing and fixing fly proof stainless steel grade 304 wire gauge, to windows and clerestory windows using wire gauge with average width of aperture 1.4 mm in both directions with wire of dia. 0.50 mm all complete.
6.33 | With 2nd class teak wood beading 62X19 mm |  | 2 | sqm | 1186.85 |  |  | Excess(+) | 1 | Full Conversion | INR | [40 empty] | #VALUE! | #VALUE! | #VALUE! | 6.33 | With 2nd class teak wood beading 62X19 mm | 2 | sqm
7 | STEEL WORK | [53 empty] | 7 | STEEL WORK
7.01 | Structural steel work riveted, bolted or welded in built up sections, trusses and framed work, including cutting, hoisting, fixing in position and applying a priming coat of approved steel primer all complete. |  | 60 | kg | 89.22 |  |  | Excess(+) | 1 | Full Conversion | INR | [40 empty] | #VALUE! | #VALUE! | #VALUE! | 7.01 | Structural steel work riveted, bolted or welded in built up sections, trusses and framed work, including cutting, hoisting, fixing in position and applying a priming coat of approved steel primer all complete. | 60 | kg
7.02 | Providing and fixing 1mm thick M.S. sheet door with frame of 40x40x6 mm angle iron and 3 mm M.S. gusset plates at the junctions and corners, all necessary fittings complete, including applying a priming coat of approved steel primer. | [53 empty] | 7.02 | Providing and fixing 1mm thick M.S. sheet door with frame of 40x40x6 mm angle iron and 3 mm M.S. gusset plates at the junctions and corners, all necessary fittings complete, including applying a priming coat of approved steel primer.
7.03 | Using M.S. angels 40x40x6 mm for diagonal braces |  | 1.75 | sqm | 3882.64 |  |  | Excess(+) | 1 | Full Conversion | INR | [40 empty] | #VALUE! | #VALUE! | #VALUE! | 7.03 | Using M.S. angels 40x40x6 mm for diagonal braces | 1.75 | sqm
7.04 | Steel work welded in built up sections/ framed work, including cutting, hoisting, fixing in position and applying a priming coat of approved steel primer using structural steel etc. as required. | [53 empty] | 7.04 | Steel work welded in built up sections/ framed work, including cutting, hoisting, fixing in position and applying a priming coat of approved steel primer using structural steel etc. as required.
7.05 | In gratings, frames, guard bar, ladder, railings, brackets, gates and similar works |  | 430 | kg | 114.86 |  |  | Excess(+) | 1 | Full Conversion | INR | [40 empty] | #VALUE! | #VALUE! | #VALUE! | 7.05 | In gratings, frames, guard bar, ladder, railings, brackets, gates and similar works | 430 | kg
7.06 | Providing and fixing hand rail of approved size by welding etc. to steel ladder railing, balcony railing, staircase railing and similar works, including applying priming coat of approved steel primer. | [53 empty] | 7.06 | Providing and fixing hand rail of approved size by welding etc. to steel ladder railing, balcony railing, staircase railing and similar works, including applying priming coat of approved steel primer.
7.07 | M.S. tube |  | 250 | kg | 127.71 |  |  | Excess(+) | 1 | Full Conversion | INR | [40 empty] | #VALUE! | #VALUE! | #VALUE! | 7.07 | M.S. tube | 250 | kg
8 | FLOORING | [53 empty] | 8 | FLOORING
8.01 | Cement concrete flooring 1:2:4 (1 cement : 2 coarse sand : 4 graded stone aggregate) finished with a floating coat of neat cement, including cement slurry, but excluding the cost of nosing of steps etc. complete. | [53 empty] | 8.01 | Cement concrete flooring 1:2:4 (1 cement : 2 coarse sand : 4 graded stone aggregate) finished with a floating coat of neat cement, including cement slurry, but excluding the cost of nosing of steps etc. complete.
8.02 | 40 mm thick with 20 mm nominal size stone aggregate |  | 46 | sqm | 436.96 |  |  | Excess(+) | 1 | Full Conversion | INR | [40 empty] | #VALUE! | #VALUE! | #VALUE! | 8.02 | 40 mm thick with 20 mm nominal size stone aggregate | 46 | sqm
8.03 | Cement plaster skirting up to 30 cm height, with cement mortar 1:3 (1 cement : 3 coarse sand), finished with a floating coat of neat cement. | [53 empty] | 8.03 | Cement plaster skirting up to 30 cm height, with cement mortar 1:3 (1 cement : 3 coarse sand), finished with a floating coat of neat cement.
8.04 | 18 mm thick |  | 6.5 | sqm | 456.95 |  |  | Excess(+) | 1 | Full Conversion | INR | [40 empty] | #VALUE! | #VALUE! | #VALUE! | 8.04 | 18 mm thick | 6.5 | sqm
8.05 | Providing and fixing glass strips in joints of terrazo/ cement concrete floors. | [53 empty] | 8.05 | Providing and fixing glass strips in joints of terrazo/ cement concrete floors.
8.06 | 40 mm wide and 4 mm thick |  | 90 | metre | 65.89 |  |  | Excess(+) | 1 | Full Conversion | INR | [40 empty] | #VALUE! | #VALUE! | #VALUE! | 8.06 | 40 mm wide and 4 mm thick | 90 | metre
8.07 | Providing and laying Ceramic glazed floor tiles of size 300x300 mm (thickness to be specified by the manufacturer) of 1st quality conforming to IS : 15622 of approved make in colours such as White, Ivory, Grey, Fume Red Brown, laid on 20 mm thick cement mortar 1:4 (1 Cement : 4 Coarse sand), Jointing with grey cement slurry @ 3.3 kg/sqm including pointing the joints with white cement and matching pigment etc., complete. |  | 10 | sqm | 812.71 |  |  | Excess(+) | 1 | Full Conversion | INR | [40 empty] | #VALUE! | #VALUE! | #VALUE! | 8.07 | Providing and laying Ceramic glazed floor tiles of size 300x300 mm (thickness to be specified by the manufacturer) of 1st quality conforming to IS : 15622 of approved make in colours such as White, Ivory, Grey, Fume Red Brown, laid on 20 mm thick cement mortar 1:4 (1 Cement : 4 Coarse sand), Jointing with grey cement slurry @ 3.3 kg/sqm including pointing the joints with white cement and matching pigment etc., complete. | 10 | sqm
8.08 | Providing and laying vitrified floor tiles in different sizes (thickness to be specified by the manufacturer) with water absorption less than 0.08% and conforming to IS: 15622, of approved make, in all colours and shades, laid on 20mm thick cement mortar 1:4 (1 cement : 4 coarse sand), jointing with grey cement slurry @ 3.3 kg/ sqm including grouting the joints with white cement and matching pigments etc., complete. | [53 empty] | 8.08 | Providing and laying vitrified floor tiles in different sizes (thickness to be specified by the manufacturer) with water absorption less than 0.08% and conforming to IS: 15622, of approved make, in all colours and shades, laid on 20mm thick cement mortar 1:4 (1 cement : 4 coarse sand), jointing with grey cement slurry @ 3.3 kg/ sqm including grouting the joints with white cement and matching pigments etc., complete.
8.09 | Size of Tile 600x600 mm |  | 130 | sqm | 1315.69 |  |  | Excess(+) | 1 | Full Conversion | INR | [40 empty] | #VALUE! | #VALUE! | #VALUE! | 8.09 | Size of Tile 600x600 mm | 130 | sqm
8.1 | Providing and laying Vitrified tiles in different sizes (thickness to be specified by manufacturer), with water absorption less than 0.08 % and conforming to I.S. 15622, of approved make, in all colours & shade, in skirting, riser of steps, over 12 mm thick bed of cement mortar 1:3 (1 cement: 3 coarse sand), jointing with grey cement slurry @ 3.3 kg/ sqm including grouting the joint with white cement & matching pigments etc. complete. | [53 empty] | 8.1 | Providing and laying Vitrified tiles in different sizes (thickness to be specified by manufacturer), with water absorption less than 0.08 % and conforming to I.S. 15622, of approved make, in all colours & shade, in skirting, riser of steps, over 12 mm thick bed of cement mortar 1:3 (1 cement: 3 coarse sand), jointing with grey cement slurry @ 3.3 kg/ sqm including grouting the joint with white cement & matching pigments etc. complete.
8.11 | Size of Tile 600x600 mm |  | 16 | sqm | 1355.41 |  |  | Excess(+) | 1 | Full Conversion | INR | [40 empty] | #VALUE! | #VALUE! | #VALUE! | 8.11 | Size of Tile 600x600 mm | 16 | sqm
8.12 | Extra for providing and fixing of 8 mm to 9 mm thick ceramic glazed wall tiles instead of 5 mm thick ceramic glazed wall tiles |  | 60 | Sqm | 155.81 |  |  | Excess(+) | 1 | Full Conversion | INR | [40 empty] | #VALUE! | #VALUE! | #VALUE! | 8.12 | Extra for providing and fixing of 8 mm to 9 mm thick ceramic glazed wall tiles instead of 5 mm thick ceramic glazed wall tiles | 60 | Sqm
8.13 | Extra for providing and fixing Vitrified floor tiles 60x60 cm size in double charge instead of ordinary Vitrified floor tiles 60x60 cm size |  | 146 | Sqm | 120.21 |  |  | Excess(+) | 1 | Full Conversion | INR | [40 empty] | #VALUE! | #VALUE! | #VALUE! | 8.13 | Extra for providing and fixing Vitrified floor tiles 60x60 cm size in double charge instead of ordinary Vitrified floor tiles 60x60 cm size | 146 | Sqm
9 | ROOFING | [53 empty] | 9 | ROOFING
9.01 | Providing corrugated G.S. sheet roofing including vertical / curved surface fixed with polymer coated J or L hooks, bolts and nuts 8 mm diameter with bitumen and G.I. limpet washers or with G.I. limpet washers filled with white lead, including a coat of approved steel primer and two coats of approved paint on overlapping of sheets complete (up to any pitch in horizontal/ vertical or curved surfaces), excluding the cost of purlins, rafters and trusses and including cutting to size and shape wherever required. | [53 empty] | 9.01 | Providing corrugated G.S. sheet roofing including vertical / curved surface fixed with polymer coated J or L hooks, bolts and nuts 8 mm diameter with bitumen and G.I. limpet washers or with G.I. limpet washers filled with white lead, including a coat of approved steel primer and two coats of approved paint on overlapping of sheets complete (up to any pitch in horizontal/ vertical or curved surfaces), excluding the cost of purlins, rafters and trusses and including cutting to size and shape wherever required.
9.02 | 0.63 mm thick with zinc coating not less than 275 gm/ m² |  | 15 | sqm | 802.28 |  |  | Excess(+) | 1 | Full Conversion | INR | [40 empty] | #VALUE! | #VALUE! | #VALUE! | 9.02 | 0.63 mm thick with zinc coating not less than 275 gm/ m² | 15 | sqm
9.03 | Extra for providing and fixing wind ties of 40x 6 mm flat iron section. |  | 13 | metre | 132.49 |  |  | Excess(+) | 1 | Full Conversion | INR | [40 empty] | #VALUE! | #VALUE! | #VALUE! | 9.03 | Extra for providing and fixing wind ties of 40x 6 mm flat iron section. | 13 | metre
9.04 | Providing gola 75x75 mm in cement concrete 1:2:4 (1 cement : 2 coarse sand : 4 stone aggregate 10 mm and down gauge), including finishing with cement mortar 1:3 (1 cement : 3 fine sand) as per standard design : | [53 empty] | 9.04 | Providing gola 75x75 mm in cement concrete 1:2:4 (1 cement : 2 coarse sand : 4 stone aggregate 10 mm and down gauge), including finishing with cement mortar 1:3 (1 cement : 3 fine sand) as per standard design :
9.05 | In 75x75 mm deep chase |  | 65 | metre | 208.02 |  |  | Excess(+) | 1 | Full Conversion | INR | [40 empty] | #VALUE! | #VALUE! | #VALUE! | 9.05 | In 75x75 mm deep chase | 65 | metre
9.06 | Making khurras 45x45 cm with average minimum thickness of 5 cm cement concrete 1:2:4 (1 cement : 2 coarse sand : 4 graded stone aggregate of 20 mm nominal size) over P.V.C. sheet 1 m x1 m x 400 micron, finished with 12 mm cement plaster 1:3 (1 cement : 3 coarse sand) and a coat of neat cement, rounding the edges and making and finishing the outlet complete. |  | 4 | each | 213.99 |  |  | Excess(+) | 1 | Full Conversion | INR | [40 empty] | #VALUE! | #VALUE! | #VALUE! | 9.06 | Making khurras 45x45 cm with average minimum thickness of 5 cm cement concrete 1:2:4 (1 cement : 2 coarse sand : 4 graded stone aggregate of 20 mm nominal size) over P.V.C. sheet 1 m x1 m x 400 micron, finished with 12 mm cement plaster 1:3 (1 cement : 3 coarse sand) and a coat of neat cement, rounding the edges and making and finishing the outlet complete. | 4 | each
9.07 | Providing and fixing on wall face unplasticised Rigid PVC rain water pipes conforming to IS : 13592 Type A, including jointing with seal ring conforming to IS : 5382, leaving 10 mm gap for thermal expansion, (i) Single socketed pipes. | [53 empty] | 9.07 | Providing and fixing on wall face unplasticised Rigid PVC rain water pipes conforming to IS : 13592 Type A, including jointing with seal ring conforming to IS : 5382, leaving 10 mm gap for thermal expansion, (i) Single socketed pipes.
9.08 | 110 mm diameter |  | 4 | metre | 267.47 |  |  | Excess(+) | 1 | Full Conversion | INR | [40 empty] | #VALUE! | #VALUE! | #VALUE! | 9.08 | 110 mm diameter | 4 | metre
10 | FINISHING | [53 empty] | 10 | FINISHING
10.01 | 12 mm cement plaster of mix : | [53 empty] | 10.01 | 12 mm cement plaster of mix :
10.02 | 1:6 (1 cement: 6 coarse sand) |  | 100 | sqm | 231.08 |  |  | Excess(+) | 1 | Full Conversion | INR | [40 empty] | #VALUE! | #VALUE! | #VALUE! | 10.02 | 1:6 (1 cement: 6 coarse sand) | 100 | sqm
10.03 | 15 mm cement plaster on rough side of single or half brick wall of mix: | [53 empty] | 10.03 | 15 mm cement plaster on rough side of single or half brick wall of mix:
10.04 | 1:6 (1 cement: 6 coarse sand) |  | 95 | sqm | 266.46 |  |  | Excess(+) | 1 | Full Conversion | INR | [40 empty] | #VALUE! | #VALUE! | #VALUE! | 10.04 | 1:6 (1 cement: 6 coarse sand) | 95 | sqm
10.05 | 15 mm cement plaster on rough side of single or half brick wall finished with a floating coat of neat cement of mix : | [53 empty] | 10.05 | 15 mm cement plaster on rough side of single or half brick wall finished with a floating coat of neat cement of mix :
10.06 | 1:4 (1 cement: 4 fine sand) |  | 15 | sqm | 323.81 |  |  | Excess(+) | 1 | Full Conversion | INR | [40 empty] | #VALUE! | #VALUE! | #VALUE! | 10.06 | 1:4 (1 cement: 4 fine sand) | 15 | sqm
10.07 | 6 mm cement plaster of mix : | [53 empty] | 10.07 | 6 mm cement plaster of mix :
10.08 | 1:3 (1 cement : 3 fine sand) |  | 25 | sqm | 199.34 |  |  | Excess(+) | 1 | Full Conversion | INR | [40 empty] | #VALUE! | #VALUE! | #VALUE! | 10.08 | 1:3 (1 cement : 3 fine sand) | 25 | sqm
10.09 | Distempering with 1st quality acrylic distemper (ready mixed) having VOC content less than 50 gms/litre, of approved manufacturer, of required shade and colour complete, as per manufacturer's specification. | [53 empty] | 10.09 | Distempering with 1st quality acrylic distemper (ready mixed) having VOC content less than 50 gms/litre, of approved manufacturer, of required shade and colour complete, as per manufacturer's specification.
10.1 | Two or more coats on new work |  | 368 | sqm | 76.41 |  |  | Excess(+) | 1 | Full Conversion | INR | [40 empty] | #VALUE! | #VALUE! | #VALUE! | 10.1 | Two or more coats on new work | 368 | sqm
10.11 | Finishing walls with Premium Acrylic Smooth exterior paint with Silicone additives of required shade: | [53 empty] | 10.11 | Finishing walls with Premium Acrylic Smooth exterior paint with Silicone additives of required shade:
10.12 | New work (Two or more coats applied @ 1.43 ltr/10 sqm over and including priming coat of exterior primer applied @ 2.20 kg/10 sqm) |  | 225 | sqm | 141.3 |  |  | Excess(+) | 1 | Full Conversion | INR | [40 empty] | #VALUE! | #VALUE! | #VALUE! | 10.12 | New work (Two or more coats applied @ 1.43 ltr/10 sqm over and including priming coat of exterior primer applied @ 2.20 kg/10 sqm) | 225 | sqm
10.13 | Painting with synthetic enamel paint of approved brand and manufacture to give an even shade : | [53 empty] | 10.13 | Painting with synthetic enamel paint of approved brand and manufacture to give an even shade :
10.14 | Two or more coats on new work |  | 40 | sqm | 106.58 |  |  | Excess(+) | 1 | Full Conversion | INR | [40 empty] | #VALUE! | #VALUE! | #VALUE! | 10.14 | Two or more coats on new work | 40 | sqm
10.15 | Painting with synthetic enamel paint of approved brand and manufacture of required colour to give an even shade : | [53 empty] | 10.15 | Painting with synthetic enamel paint of approved brand and manufacture of required colour to give an even shade :
10.16 | Two or more coats on new work over an under coat of suitable shade with ordinary paint of approved brand and manufacture |  | 80 | sqm | 155.33 |  |  | Excess(+) | 1 | Full Conversion | INR | [40 empty] | #VALUE! | #VALUE! | #VALUE! | 10.16 | Two or more coats on new work over an under coat of suitable shade with ordinary paint of approved brand and manufacture | 80 | sqm
10.17 | Providing and applying white cement based putty of average thickness 1 mm, of approved brand and manufacturer, over the plastered wall surface to prepare the surface even and smooth complete. |  | 368 | sqm | 100.96 |  |  | Excess(+) | 1 | Full Conversion | INR | [40 empty] | #VALUE! | #VALUE! | #VALUE! | 10.17 | Providing and applying white cement based putty of average thickness 1 mm, of approved brand and manufacturer, over the plastered wall surface to prepare the surface even and smooth complete. | 368 | sqm
10.18 | White washing with lime to give an even shade : | [53 empty] | 10.18 | White washing with lime to give an even shade :
10.19 | Old work (two or more coats) |  | 307 | sqm | 14.69 |  |  | Excess(+) | 1 | Full Conversion | INR | [40 empty] | #VALUE! | #VALUE! | #VALUE! | 10.19 | Old work (two or more coats) | 307 | sqm
10.2 | Removing dry or oil bound distemper, water proofing cement paint and the like by scrapping, sand papering and preparing the surface smooth including necessary repairs to scratches etc. complete. |  | 368 | sqm | 16 |  |  | Excess(+) | 1 | Full Conversion | INR | [40 empty] | #VALUE! | #VALUE! | #VALUE! | 10.2 | Removing dry or oil bound distemper, water proofing cement paint and the like by scrapping, sand papering and preparing the surface smooth including necessary repairs to scratches etc. complete. | 368 | sqm
10.21 | Painting with synthetic enamel paint of approved brand and manufacture of required colour to give an even shade : | [53 empty] | 10.21 | Painting with synthetic enamel paint of approved brand and manufacture of required colour to give an even shade :
10.22 | One or more coats on old work |  | 185 | sqm | 70.1 |  |  | Excess(+) | 1 | Full Conversion | INR | [40 empty] | #VALUE! | #VALUE! | #VALUE! | 10.22 | One or more coats on old work | 185 | sqm
10.23 | Finishing walls with Premium Acrylic Smooth exterior paint with Silicone additives of required shade | [53 empty] | 10.23 | Finishing walls with Premium Acrylic Smooth exterior paint with Silicone additives of required shade
10.24 | Old work (Two or more coats applied @ 1.43 ltr/ 10 sqm) over existing cement paint surface |  | 300 | sqm | 85.71 |  |  | Excess(+) | 1 | Full Conversion | INR | [40 empty] | #VALUE! | #VALUE! | #VALUE! | 10.24 | Old work (Two or more coats applied @ 1.43 ltr/ 10 sqm) over existing cement paint surface | 300 | sqm
11 | REPAIRS TO BUILDING | [53 empty] | 11 | REPAIRS TO BUILDING
11.01 | Repairs to plaster of thickness 12 mm to 20 mm in patches of area 2.5 sq.meters and under, including cutting the patch in proper shape, raking out joints and preparing and plastering the surface of the walls complete, including disposal of rubbish to the dumping ground, all complete as per direction of Engineer-in-Charge. | [53 empty] | 11.01 | Repairs to plaster of thickness 12 mm to 20 mm in patches of area 2.5 sq.meters and under, including cutting the patch in proper shape, raking out joints and preparing and plastering the surface of the walls complete, including disposal of rubbish to the dumping ground, all complete as per direction of Engineer-in-Charge.
11.02 | With cement mortar 1:4 (1cement: 4 coarse sand) |  | 20 | sqm | 376.68 |  |  | Excess(+) | 1 | Full Conversion | INR | [40 empty] | #VALUE! | #VALUE! | #VALUE! | 11.02 | With cement mortar 1:4 (1cement: 4 coarse sand) | 20 | sqm
11.03 | Fixing chowkhats in existing opening including embedding chowkhats in floors or walls cutting masonry for holdfasts, embedding hold fasts in cement concrete blocks of size 15 x 10 x 10 cm with cement concrete 1:3:6 (1 cement : 3 coarse sand : 6 graded stone aggregate 20 mm nominal size), painting two coats of approved wood preservative to sides of chowkhats and making good the damages to walls and floors as required complete, including disposal of rubbish to the dumping ground, all complete as per direction of Engineer-in-Charge. | [53 empty] | 11.03 | Fixing chowkhats in existing opening including embedding chowkhats in floors or walls cutting masonry for holdfasts, embedding hold fasts in cement concrete blocks of size 15 x 10 x 10 cm with cement concrete 1:3:6 (1 cement : 3 coarse sand : 6 graded stone aggregate 20 mm nominal size), painting two coats of approved wood preservative to sides of chowkhats and making good the damages to walls and floors as required complete, including disposal of rubbish to the dumping ground, all complete as per direction of Engineer-in-Charge.
11.04 | Door chowkhats |  | 1 | each | 1198.47 |  |  | Excess(+) | 1 | Full Conversion | INR | [40 empty] | #VALUE! | #VALUE! | #VALUE! | 11.04 | Door chowkhats | 1 | each
11.05 | Window chowkhats |  | 2 | each | 753.09 |  |  | Excess(+) | 1 | Full Conversion | INR | [40 empty] | #VALUE! | #VALUE! | #VALUE! | 11.05 | Window chowkhats | 2 | each
12 | DISMANTLING AND DEMOLISHING | [53 empty] | 12 | DISMANTLING AND DEMOLISHING
12.01 | Demolishing lime concrete manually/ by mechanical means and disposal of material within 50 metres lead as per direction of Engineer- in-charge. |  | 23 | cum | 532.66 |  |  | Excess(+) | 1 | Full Conversion | INR | [40 empty] | #VALUE! | #VALUE! | #VALUE! | 12.01 | Demolishing lime concrete manually/ by mechanical means and disposal of material within 50 metres lead as per direction of Engineer- in-charge. | 23 | cum
12.02 | Demolishing cement concrete manually/ by mechanical means including disposal of material within 50 metres lead as per direction of Engineer - in - charge. | [53 empty] | 12.02 | Demolishing cement concrete manually/ by mechanical means including disposal of material within 50 metres lead as per direction of Engineer - in - charge.
12.03 | Nominal concrete 1:3:6 or richer mix (i/c equivalent design mix) |  | 11 | cum | 1523.41 |  |  | Excess(+) | 1 | Full Conversion | INR | [40 empty] | #VALUE! | #VALUE! | #VALUE! | 12.03 | Nominal concrete 1:3:6 or richer mix (i/c equivalent design mix) | 11 | cum
12.04 | Demolishing R.C.C. work manually/ by mechanical means including stacking of steel bars and disposal of unserviceable material within 50 metres lead as per direction of Engineer - in- charge. |  | 0.75 | cum | 2222.45 |  |  | Excess(+) | 1 | Full Conversion | INR | [40 empty] | #VALUE! | #VALUE! | #VALUE! | 12.04 | Demolishing R.C.C. work manually/ by mechanical means including stacking of steel bars and disposal of unserviceable material within 50 metres lead as per direction of Engineer - in- charge. | 0.75 | cum
12.05 | Extra for cutting reinforcement bars manually/ by mechanical means in R.C.C. or R.B. work (Payment shall be made on the cross sectional area of R.C.C. or R.B. work) as per direction of Engineer-in-charge. |  | 5 | sqm | 756.99 |  |  | Excess(+) | 1 | Full Conversion | INR | [40 empty] | #VALUE! | #VALUE! | #VALUE! | 12.05 | Extra for cutting reinforcement bars manually/ by mechanical means in R.C.C. or R.B. work (Payment shall be made on the cross sectional area of R.C.C. or R.B. work) as per direction of Engineer-in-charge. | 5 | sqm
12.06 | Demolishing brick work manually/ by mechanical means including stacking of serviceable material and disposal of unserviceable material within 50 metres lead as per direction of Engineer-in-charge. | [53 empty] | 12.06 | Demolishing brick work manually/ by mechanical means including stacking of serviceable material and disposal of unserviceable material within 50 metres lead as per direction of Engineer-in-charge.
12.07 | In cement mortar |  | 2.5 | cum | 1288.82 |  |  | Excess(+) | 1 | Full Conversion | INR | [40 empty] | #VALUE! | #VALUE! | #VALUE! | 12.07 | In cement mortar | 2.5 | cum
12.08 | Removing mortar from bricks and cleaning bricks including stacking within a lead of 50 m (stacks of cleaned bricks shall be measured): | [53 empty] | 12.08 | Removing mortar from bricks and cleaning bricks including stacking within a lead of 50 m (stacks of cleaned bricks shall be measured):
12.09 | From brick work in cement mortar |  | 1500 | 1000 Nos | 4279.61 |  |  | Excess(+) | 1 | Full Conversion | INR | [40 empty] | #VALUE! | #VALUE! | #VALUE! | 12.09 | From brick work in cement mortar | 1500 | 1000 Nos
12.1 | Taking out doors, windows and clerestory window shutters (steel or wood) including stacking within 50 metres lead : | [53 empty] | 12.1 | Taking out doors, windows and clerestory window shutters (steel or wood) including stacking within 50 metres lead :
12.11 | Of area 3 sq. metres and below |  | 2 | each | 93.42 |  |  | Excess(+) | 1 | Full Conversion | INR | [40 empty] | #VALUE! | #VALUE! | #VALUE! | 12.11 | Of area 3 sq. metres and below | 2 | each
12.12 | Dismantling old plaster or skirting raking out joints and cleaning the surface for plaster including disposal of rubbish to the dumping ground within 50 metres lead. |  | 80 | sqm | 34.2 |  |  | Excess(+) | 1 | Full Conversion | INR | [40 empty] | #VALUE! | #VALUE! | #VALUE! | 12.12 | Dismantling old plaster or skirting raking out joints and cleaning the surface for plaster including disposal of rubbish to the dumping ground within 50 metres lead. | 80 | sqm
12.13 | Disposal of building rubbish / malba / similar unserviceable, dismantled or waste materials by mechanical means, including loading, transporting, unloading to approved municipal dumping ground or as approved by Engineer-in-charge, beyond 50 m initial lead, for all leads including all lifts involved. |  | 30 | cum | 121.74 |  |  | Excess(+) | 1 | Full Conversion | INR | [40 empty] | #VALUE! | #VALUE! | #VALUE! | 12.13 | Disposal of building rubbish / malba / similar unserviceable, dismantled or waste materials by mechanical means, including loading, transporting, unloading to approved municipal dumping ground or as approved by Engineer-in-charge, beyond 50 m initial lead, for all leads including all lifts involved. | 30 | cum
13 | SANITARY INSTALLATIONS | [53 empty] | 13 | SANITARY INSTALLATIONS
13.01 | Providing and fixing water closet squatting pan (Indian type W.C. pan ) with 100 mm sand cast Iron P or S trap, 10 litre low level white P.V.C. flushing cistern, including flush pipe, with manually controlled device (handle lever) conforming to IS : 7231, with all fittings and fixtures complete, including cutting and making good the walls and floors wherever required: | [53 empty] | 13.01 | Providing and fixing water closet squatting pan (Indian type W.C. pan ) with 100 mm sand cast Iron P or S trap, 10 litre low level white P.V.C. flushing cistern, including flush pipe, with manually controlled device (handle lever) conforming to IS : 7231, with all fittings and fixtures complete, including cutting and making good the walls and floors wherever required:
13.02 | White Vitreous china Orissa pattern W.C. pan of size 580x440 mm with integral type foot rests |  | 1 | each | 4753.62 |  |  | Excess(+) | 1 | Full Conversion | INR | [40 empty] | #VALUE! | #VALUE! | #VALUE! | 13.02 | White Vitreous china Orissa pattern W.C. pan of size 580x440 mm with integral type foot rests | 1 | each
13.03 | Providing and fixing white vitreous china pedestal type water closet (European type W.C. pan) with seat and lid, 10 litre low level white P.V.C. flushing cistern, including flush pipe, with manually controlled device (handle lever), conforming to IS : 7231, with all fittings and fixtures complete, including cutting and making good the walls and floors wherever required : | [53 empty] | 13.03 | Providing and fixing white vitreous china pedestal type water closet (European type W.C. pan) with seat and lid, 10 litre low level white P.V.C. flushing cistern, including flush pipe, with manually controlled device (handle lever), conforming to IS : 7231, with all fittings and fixtures complete, including cutting and making good the walls and floors wherever required :
13.04 | W.C. pan with ISI marked black solid plastic seat and lid |  | 2 | each | 4507.28 |  |  | Excess(+) | 1 | Full Conversion | INR | [40 empty] | #VALUE! | #VALUE! | #VALUE! | 13.04 | W.C. pan with ISI marked black solid plastic seat and lid | 2 | each
13.05 | Providing and fixing wash basin with C.I. brackets, 15 mm C.P. brass pillar taps, 32 mm C.P. brass waste of standard pattern, including painting of fittings and brackets, cutting and making good the walls wherever require: | [53 empty] | 13.05 | Providing and fixing wash basin with C.I. brackets, 15 mm C.P. brass pillar taps, 32 mm C.P. brass waste of standard pattern, including painting of fittings and brackets, cutting and making good the walls wherever require:
13.06 | White Vitreous China Flat back wash basin size 550x 400 mm with single 15 mm C.P. brass pillar tap |  | 2 | each | 2201.18 |  |  | Excess(+) | 1 | Full Conversion | INR | [40 empty] | #VALUE! | #VALUE! | #VALUE! | 13.06 | White Vitreous China Flat back wash basin size 550x 400 mm with single 15 mm C.P. brass pillar tap | 2 | each
13.07 | Providing and fixing Stainless Steel A ISI 304 (18/8) kitchen sink as per IS:13983 with C.I. brackets and stainless steel plug 40 mm, including painting of fittings and brackets, cutting and making good the walls wherever required : | [53 empty] | 13.07 | Providing and fixing Stainless Steel A ISI 304 (18/8) kitchen sink as per IS:13983 with C.I. brackets and stainless steel plug 40 mm, including painting of fittings and brackets, cutting and making good the walls wherever required :
13.08 | Kitchen sink with drain board | [53 empty] | 13.08 | Kitchen sink with drain board
13.09 | 510x1040 mm bowl depth 225 mm |  | 1 | each | 5130.82 |  |  | Excess(+) | 1 | Full Conversion | INR | [40 empty] | #VALUE! | #VALUE! | #VALUE! | 13.09 | 510x1040 mm bowl depth 225 mm | 1 | each
13.1 | Providing and fixing 8 mm dia C.P. / S.S. Jet with flexible tube upto 1 metre long with S.S. triangular plate to Eureopean type W.C. of quality and make as approved by Engineer - in - charge. |  | 2 | each | 260.89 |  |  | Excess(+) | 1 | Full Conversion | INR | [40 empty] | #VALUE! | #VALUE! | #VALUE! | 13.1 | Providing and fixing 8 mm dia C.P. / S.S. Jet with flexible tube upto 1 metre long with S.S. triangular plate to Eureopean type W.C. of quality and make as approved by Engineer - in - charge. | 2 | each
13.11 | Providing and fixing CP Brass 32mm size Bottle Trap of approved quality & make and as per the direction of Engineer-in-charge. |  | 2 | each | 774.27 |  |  | Excess(+) | 1 | Full Conversion | INR | [40 empty] | #VALUE! | #VALUE! | #VALUE! | 13.11 | Providing and fixing CP Brass 32mm size Bottle Trap of approved quality & make and as per the direction of Engineer-in-charge. | 2 | each
13.12 | Providing and fixing CP Brass Single lever telephonic wall mixer of quality & make as approved by Engineer in charge. (a) 15 mm nominal dia |  | 2 | each | 5360.46 |  |  | Excess(+) | 1 | Full Conversion | INR | [40 empty] | #VALUE! | #VALUE! | #VALUE! | 13.12 | Providing and fixing CP Brass Single lever telephonic wall mixer of quality & make as approved by Engineer in charge. (a) 15 mm nominal dia | 2 | each
13.13 | Providing and fixing 600x450 mm beveled edge mirror of superior glass (of approved quality) complete with 6 mm thick hard board ground fixed to wooden cleats with C.P. brass screws and washers complete. |  | 2 | each | 1124.99 |  |  | Excess(+) | 1 | Full Conversion | INR | [40 empty] | #VALUE! | #VALUE! | #VALUE! | 13.13 | Providing and fixing 600x450 mm beveled edge mirror of superior glass (of approved quality) complete with 6 mm thick hard board ground fixed to wooden cleats with C.P. brass screws and washers complete. | 2 | each
13.14 | Providing and fixing soil, waste and vent pipes : | [53 empty] | 13.14 | Providing and fixing soil, waste and vent pipes :
13.15 | 100 mm dia | [53 empty] | 13.15 | 100 mm dia
13.16 | Centrifugally cast (spun) iron socket & spigot (S&S) pipe as per IS: 3989 |  | 20 | metre | 957.65 |  |  | Excess(+) | 1 | Full Conversion | INR | [40 empty] | #VALUE! | #VALUE! | #VALUE! | 13.16 | Centrifugally cast (spun) iron socket & spigot (S&S) pipe as per IS: 3989 | 20 | metre
13.17 | Providing and fixing bend of required degree with access door, insertion rubber washer 3 mm thick, bolts and nuts complete. | [53 empty] | 13.17 | Providing and fixing bend of required degree with access door, insertion rubber washer 3 mm thick, bolts and nuts complete.
13.18 | 100 mm dia | [53 empty] | 13.18 | 100 mm dia
13.19 | Sand cast iron S&S as per IS - 3989 |  | 4 | each | 404.78 |  |  | Excess(+) | 1 | Full Conversion | INR | [40 empty] | #VALUE! | #VALUE! | #VALUE! | 13.19 | Sand cast iron S&S as per IS - 3989 | 4 | each
13.2 | Providing and fixing plain bend of required degree. | [53 empty] | 13.2 | Providing and fixing plain bend of required degree.
13.21 | 100 mm dia | [53 empty] | 13.21 | 100 mm dia
13.22 | Sand cast iron S&S as per IS : 3989 |  | 4 | each | 342.61 |  |  | Excess(+) | 1 | Full Conversion | INR | [40 empty] | #VALUE! | #VALUE! | #VALUE! | 13.22 | Sand cast iron S&S as per IS : 3989 | 4 | each
13.23 | Providing and fixing collar : | [53 empty] | 13.23 | Providing and fixing collar :
13.24 | 100 mm | [53 empty] | 13.24 | 100 mm
13.25 | Sand cast iron S&S as per IS - 3989 |  | 10 | each | 359.01 |  |  | Excess(+) | 1 | Full Conversion | INR | [40 empty] | #VALUE! | #VALUE! | #VALUE! | 13.25 | Sand cast iron S&S as per IS - 3989 | 10 | each
13.26 | Providing lead caulked joints to sand cast iron/centrifugally cast (spun) iron pipes and fittings of diameter : | [53 empty] | 13.26 | Providing lead caulked joints to sand cast iron/centrifugally cast (spun) iron pipes and fittings of diameter :
13.27 | 100 mm |  | 45 | each | 422.14 |  |  | Excess(+) | 1 | Full Conversion | INR | [40 empty] | #VALUE! | #VALUE! | #VALUE! | 13.27 | 100 mm | 45 | each
13.28 | Providing and fixing trap of self cleansing design with screwed down or hinged grating with or without vent arm complete, including cost of cutting and making good the walls and floors : | [53 empty] | 13.28 | Providing and fixing trap of self cleansing design with screwed down or hinged grating with or without vent arm complete, including cost of cutting and making good the walls and floors :
13.29 | 100 mm inlet and 100 mm outlet | [53 empty] | 13.29 | 100 mm inlet and 100 mm outlet
13.3 | Sand cast iron S&S as per IS: 3989 |  | 6 | each | 1326.22 |  |  | Excess(+) | 1 | Full Conversion | INR | [40 empty] | #VALUE! | #VALUE! | #VALUE! | 13.3 | Sand cast iron S&S as per IS: 3989 | 6 | each
14 | WATER SUPPLY | [53 empty] | 14 | WATER SUPPLY
14.01 | Providing and fixing G.I. pipes complete with G.I. fittings and clamps, i/c cutting and making good the walls etc. Internal work - Exposed on wall | [53 empty] | 14.01 | Providing and fixing G.I. pipes complete with G.I. fittings and clamps, i/c cutting and making good the walls etc. Internal work - Exposed on wall
14.02 | 15 mm dia nominal bore |  | 10 | metre | 249.8 |  |  | Excess(+) | 1 | Full Conversion | INR | [40 empty] | #VALUE! | #VALUE! | #VALUE! | 14.02 | 15 mm dia nominal bore | 10 | metre
14.03 | 20 mm dia nominal bore |  | 45 | metre | 301.71 |  |  | Excess(+) | 1 | Full Conversion | INR | [40 empty] | #VALUE! | #VALUE! | #VALUE! | 14.03 | 20 mm dia nominal bore | 45 | metre
14.04 | Providing and fixing G.I. Pipes complete with G.I. fittings and clamps, i/c making good the walls etc. concealed pipe, including painting with anti corrosive bitumastic paint, cutting chases and making good the wall : | [53 empty] | 14.04 | Providing and fixing G.I. Pipes complete with G.I. fittings and clamps, i/c making good the walls etc. concealed pipe, including painting with anti corrosive bitumastic paint, cutting chases and making good the wall :
14.05 | 15 mm dia nominal bore |  | 65 | metre | 392.46 |  |  | Excess(+) | 1 | Full Conversion | INR | [40 empty] | #VALUE! | #VALUE! | #VALUE! | 14.05 | 15 mm dia nominal bore | 65 | metre
14.06 | Providing and fixing G.I. pipes complete with G.I. fittings including trenching and refilling etc. External work | [53 empty] | 14.06 | Providing and fixing G.I. pipes complete with G.I. fittings including trenching and refilling etc. External work
14.07 | 20 mm dia nominal bore |  | 40 | metre | 248.84 |  |  | Excess(+) | 1 | Full Conversion | INR | [40 empty] | #VALUE! | #VALUE! | #VALUE! | 14.07 | 20 mm dia nominal bore | 40 | metre
14.08 | 25 mm dia nominal bore |  | 15 | metre | 319.64 |  |  | Excess(+) | 1 | Full Conversion | INR | [40 empty] | #VALUE! | #VALUE! | #VALUE! | 14.08 | 25 mm dia nominal bore | 15 | metre
14.09 | 32 mm dia nominal bore |  | 2 | metre | 372.38 |  |  | Excess(+) | 1 | Full Conversion | INR | [40 empty] | #VALUE! | #VALUE! | #VALUE! | 14.09 | 32 mm dia nominal bore | 2 | metre
14.1 | 40 mm dia nominal bore |  | 2 | metre | 423.63 |  |  | Excess(+) | 1 | Full Conversion | INR | [40 empty] | #VALUE! | #VALUE! | #VALUE! | 14.1 | 40 mm dia nominal bore | 2 | metre
14.11 | Making connection of G.I. distribution branch with G.I. main of following sizes by providing and fixing tee, including cutting and threading the pipe etc. complete : | [53 empty] | 14.11 | Making connection of G.I. distribution branch with G.I. main of following sizes by providing and fixing tee, including cutting and threading the pipe etc. complete :
14.12 | 25 to 40 mm nominal bore |  | 1 | each | 590.49 |  |  | Excess(+) | 1 | Full Conversion | INR | [40 empty] | #VALUE! | #VALUE! | #VALUE! | 14.12 | 25 to 40 mm nominal bore | 1 | each
14.13 | Providing and fixing gun metal gate valve with C.I. wheel of approved quality (screwed end) : | [53 empty] | 14.13 | Providing and fixing gun metal gate valve with C.I. wheel of approved quality (screwed end) :
14.14 | 20 mm nominal bore |  | 4 | each | 403.51 |  |  | Excess(+) | 1 | Full Conversion | INR | [40 empty] | #VALUE! | #VALUE! | #VALUE! | 14.14 | 20 mm nominal bore | 4 | each
14.15 | Providing and fixing ball valve (brass) of approved quality, High or low pressure, with plastic floats complete : | [53 empty] | 14.15 | Providing and fixing ball valve (brass) of approved quality, High or low pressure, with plastic floats complete :
14.16 | 20 mm nominal bore |  | 1 | each | 338.8 |  |  | Excess(+) | 1 | Full Conversion | INR | [40 empty] | #VALUE! | #VALUE! | #VALUE! | 14.16 | 20 mm nominal bore | 1 | each
14.17 | Providing and fixing brass ferrule with C.I. mouth cover including boring and tapping the main : | [53 empty] | 14.17 | Providing and fixing brass ferrule with C.I. mouth cover including boring and tapping the main :
14.18 | 25 mm nominal bore |  | 1 | each | 384.35 |  |  | Excess(+) | 1 | Full Conversion | INR | [40 empty] | #VALUE! | #VALUE! | #VALUE! | 14.18 | 25 mm nominal bore | 1 | each
14.19 | Providing and fixing uplasticised PVC connection pipe with brass unions : | [53 empty] | 14.19 | Providing and fixing uplasticised PVC connection pipe with brass unions :
14.2 | 45 cm length | [53 empty] | 14.2 | 45 cm length
14.21 | 15 mm nominal bore |  | 10 | each | 72.78 |  |  | Excess(+) | 1 | Full Conversion | INR | [40 empty] | #VALUE! | #VALUE! | #VALUE! | 14.21 | 15 mm nominal bore | 10 | each
14.22 | Constructing masonry Chamber 30x30x50 cm inside, in brick work in cement mortar 1:4 (1 cement :4 coarse sand) for stop cock, with C. I. surface box 100x100 x75 mm (inside) with hinged cover fixed in cement concrete slab 1:2:4 mix (1 cement : 2 coarse sand : 4 graded stone aggregate 20 mm nominal size), i/c necessary excavation, foundation concrete 1:5:10 ( 1 cement : 5 fine sand : 10 graded stone aggregate 40mm nominal size ) and inside plastering with cement mortar 1:3 (1 cement : 3 coarse sand) 12mm thick, finished with a floating coat of neat cement complete as per standard design : | [53 empty] | 14.22 | Constructing masonry Chamber 30x30x50 cm inside, in brick work in cement mortar 1:4 (1 cement :4 coarse sand) for stop cock, with C. I. surface box 100x100 x75 mm (inside) with hinged cover fixed in cement concrete slab 1:2:4 mix (1 cement : 2 coarse sand : 4 graded stone aggregate 20 mm nominal size), i/c necessary excavation, foundation concrete 1:5:10 ( 1 cement : 5 fine sand : 10 graded stone aggregate 40mm nominal size ) and inside plastering with cement mortar 1:3 (1 cement : 3 coarse sand) 12mm thick, finished with a floating coat of neat cement complete as per standard design :
14.23 | With common burnt clay F.P.S.(non modular) bricks of class designation 7.5 |  | 4 | each | 1387.51 |  |  | Excess(+) | 1 | Full Conversion | INR | [40 empty] | #VALUE! | #VALUE! | #VALUE! | 14.23 | With common burnt clay F.P.S.(non modular) bricks of class designation 7.5 | 4 | each
14.24 | Painting G.I. pipes and fittings with two coats of anti-corrosive bitumastic paint of approved quality : | [53 empty] | 14.24 | Painting G.I. pipes and fittings with two coats of anti-corrosive bitumastic paint of approved quality :
14.25 | 20 mm diameter pipe |  | 40 | metre | 9.73 |  |  | Excess(+) | 1 | Full Conversion | INR | [40 empty] | #VALUE! | #VALUE! | #VALUE! | 14.25 | 20 mm diameter pipe | 40 | metre
14.26 | 25 mm diameter pipe |  | 15 | metre | 12.41 |  |  | Excess(+) | 1 | Full Conversion | INR | [40 empty] | #VALUE! | #VALUE! | #VALUE! | 14.26 | 25 mm diameter pipe | 15 | metre
14.27 | 32 mm diameter pipe |  | 2 | metre | 14.95 |  |  | Excess(+) | 1 | Full Conversion | INR | [40 empty] | #VALUE! | #VALUE! | #VALUE! | 14.27 | 32 mm diameter pipe | 2 | metre
14.28 | 40 mm diameter pipe |  | 2 | metre | 17.01 |  |  | Excess(+) | 1 | Full Conversion | INR | [40 empty] | #VALUE! | #VALUE! | #VALUE! | 14.28 | 40 mm diameter pipe | 2 | metre
14.29 | Providing and filling sand of grading zone V or coarser grade, allround the G.I. pipes in external work : | [53 empty] | 14.29 | Providing and filling sand of grading zone V or coarser grade, allround the G.I. pipes in external work :
14.3 | 20 mm diameter pipe |  | 40 | metre | 126.74 |  |  | Excess(+) | 1 | Full Conversion | INR | [40 empty] | #VALUE! | #VALUE! | #VALUE! | 14.3 | 20 mm diameter pipe | 40 | metre
14.31 | 25 mm diameter pipe |  | 15 | metre | 130.12 |  |  | Excess(+) | 1 | Full Conversion | INR | [40 empty] | #VALUE! | #VALUE! | #VALUE! | 14.31 | 25 mm diameter pipe | 15 | metre
14.32 | 32 mm diameter pipe |  | 2 | metre | 133.49 |  |  | Excess(+) | 1 | Full Conversion | INR | [40 empty] | #VALUE! | #VALUE! | #VALUE! | 14.32 | 32 mm diameter pipe | 2 | metre
14.33 | 40 mm diameter pipe |  | 2 | metre | 135.16 |  |  | Excess(+) | 1 | Full Conversion | INR | [40 empty] | #VALUE! | #VALUE! | #VALUE! | 14.33 | 40 mm diameter pipe | 2 | metre
14.34 | Providing and fixing G.I. Union in G.I. pipe including cutting and threading the pipe and making long screws etc. complete (New work) : | [53 empty] | 14.34 | Providing and fixing G.I. Union in G.I. pipe including cutting and threading the pipe and making long screws etc. complete (New work) :
14.35 | 15 mm nominal bore |  | 4 | each | 206.71 |  |  | Excess(+) | 1 | Full Conversion | INR | [40 empty] | #VALUE! | #VALUE! | #VALUE! | 14.35 | 15 mm nominal bore | 4 | each
14.36 | 20 mm nominal bore |  | 4 | each | 228.98 |  |  | Excess(+) | 1 | Full Conversion | INR | [40 empty] | #VALUE! | #VALUE! | #VALUE! | 14.36 | 20 mm nominal bore | 4 | each
14.37 | 25 mm nominal bore |  | 2 | each | 298.2 |  |  | Excess(+) | 1 | Full Conversion | INR | [40 empty] | #VALUE! | #VALUE! | #VALUE! | 14.37 | 25 mm nominal bore | 2 | each
14.38 | Providing and placing on terrace (at all floor levels) polyethylene water storage tank, IS : 12701 marked, with cover and suitable locking arrangement and making necessary holes for inlet, outlet and overflow pipes but without fittings and the base support for tank. |  | 750 | per litre | 7.72 |  |  | Excess(+) | 1 | Full Conversion | INR | [40 empty] | #VALUE! | #VALUE! | #VALUE! | 14.38 | Providing and placing on terrace (at all floor levels) polyethylene water storage tank, IS : 12701 marked, with cover and suitable locking arrangement and making necessary holes for inlet, outlet and overflow pipes but without fittings and the base support for tank. | 750 | per litre
14.39 | Providing and fixing C.P. brass bib cock of approved quality conforming to IS:8931 : | [53 empty] | 14.39 | Providing and fixing C.P. brass bib cock of approved quality conforming to IS:8931 :
14.4 | 15 mm nominal bore |  | 4 | each | 367.34 |  |  | Excess(+) | 1 | Full Conversion | INR | [40 empty] | #VALUE! | #VALUE! | #VALUE! | 14.4 | 15 mm nominal bore | 4 | each
14.41 | Providing and fixing C.P. brass long body bib cock of approved quality conforming to IS standards and weighing not less than 690 gms. | [53 empty] | 14.41 | Providing and fixing C.P. brass long body bib cock of approved quality conforming to IS standards and weighing not less than 690 gms.
14.42 | 15 mm nominal bore |  | 6 | each | 484.31 |  |  | Excess(+) | 1 | Full Conversion | INR | [40 empty] | #VALUE! | #VALUE! | #VALUE! | 14.42 | 15 mm nominal bore | 6 | each
14.43 | Providing and fixing C.P. brass stop cock (concealed) of standard design and of approved make conforming to IS:8931. | [53 empty] | 14.43 | Providing and fixing C.P. brass stop cock (concealed) of standard design and of approved make conforming to IS:8931.
14.44 | 15 mm nominal bore |  | 4 | each | 531.57 |  |  | Excess(+) | 1 | Full Conversion | INR | [40 empty] | #VALUE! | #VALUE! | #VALUE! | 14.44 | 15 mm nominal bore | 4 | each
14.45 | Providing and fixing C.P. brass angle valve for basin mixer and geyser points of approved quality conforming to IS:8931 | [53 empty] | 14.45 | Providing and fixing C.P. brass angle valve for basin mixer and geyser points of approved quality conforming to IS:8931
14.46 | 15mm nominal bore |  | 12 | each | 466.46 |  |  | Excess(+) | 1 | Full Conversion | INR | [40 empty] | #VALUE! | #VALUE! | #VALUE! | 14.46 | 15mm nominal bore | 12 | each
14.47 | Providing and fixing C.P. Brass extension nipple (size 15mmx50mm) of approved make and quality as per direction of Engineer-in-charge. |  | 20 | each | 53.7 |  |  | Excess(+) | 1 | Full Conversion | INR | [40 empty] | #VALUE! | #VALUE! | #VALUE! | 14.47 | Providing and fixing C.P. Brass extension nipple (size 15mmx50mm) of approved make and quality as per direction of Engineer-in-charge. | 20 | each
14.48 | Providing and fixing enclosed type water meter (bulk type) conforming to IS : 2373 and tested by Municipal Board complete with bolts, nuts, rubber insertions etc. (The tail pieces if required will be paid separately) : | [53 empty] | 14.48 | Providing and fixing enclosed type water meter (bulk type) conforming to IS : 2373 and tested by Municipal Board complete with bolts, nuts, rubber insertions etc. (The tail pieces if required will be paid separately) :
14.49 | 80 mm dia nominal bore |  | 1 | each | 3135.55 |  |  | Excess(+) | 1 | Full Conversion | INR | [40 empty] | #VALUE! | #VALUE! | #VALUE! | 14.49 | 80 mm dia nominal bore | 1 | each
14.5 | Cutting holes up to 30x30 cm in walls including making good the same: | [53 empty] | 14.5 | Cutting holes up to 30x30 cm in walls including making good the same:
14.51 | With common burnt clay F.P.S. (non modular) bricks |  | 8 | each | 286.94 |  |  | Excess(+) | 1 | Full Conversion | INR | [40 empty] | #VALUE! | #VALUE! | #VALUE! | 14.51 | With common burnt clay F.P.S. (non modular) bricks | 8 | each
14.52 | Making chases up to 7.5x7.5 cm in walls including making good and finishing with matching surface after housing G.I. pipe etc. |  | 10 | metre | 135.16 |  |  | Excess(+) | 1 | Full Conversion | INR | [40 empty] | #VALUE! | #VALUE! | #VALUE! | 14.52 | Making chases up to 7.5x7.5 cm in walls including making good and finishing with matching surface after housing G.I. pipe etc. | 10 | metre
15 | DRAINAGE | [53 empty] | 15 | DRAINAGE
15.01 | Providing, laying and jointing glazed stoneware pipes class SP-1 with stiff mixture of cement mortar in the proportion of 1:1 (1 cement : 1 fine sand) including testing of joints etc. complete : | [53 empty] | 15.01 | Providing, laying and jointing glazed stoneware pipes class SP-1 with stiff mixture of cement mortar in the proportion of 1:1 (1 cement : 1 fine sand) including testing of joints etc. complete :
15.02 | 100 mm diameter |  | 1.5 | metre | 277.99 |  |  | Excess(+) | 1 | Full Conversion | INR | [40 empty] | #VALUE! | #VALUE! | #VALUE! | 15.02 | 100 mm diameter | 1.5 | metre
15.03 | Providing and laying cement concrete 1:5:10 (1 cement : 5 coarse sand : 10 graded stone aggregate 40 mm nominal size) all-round S.W. pipes including bed concrete as per standard design : | [53 empty] | 15.03 | Providing and laying cement concrete 1:5:10 (1 cement : 5 coarse sand : 10 graded stone aggregate 40 mm nominal size) all-round S.W. pipes including bed concrete as per standard design :
15.04 | 100 mm diameter S.W. pipe |  | 1.5 | metre | 716.35 |  |  | Excess(+) | 1 | Full Conversion | INR | [40 empty] | #VALUE! | #VALUE! | #VALUE! | 15.04 | 100 mm diameter S.W. pipe | 1.5 | metre
15.05 | Providing and fixing square-mouth S.W. gully trap class SP-1 complete with C.I. grating brick masonry chamber with water tight C.I. cover with frame of 300 x300 mm size (inside) the weight of cover to be not less than 4.50 kg and frame to be not less than 2.70 kg as per standard design: | [53 empty] | 1505 | Providing and fixing square-mouth S.W. gully trap class SP-1 complete with C.I. grating brick masonry chamber with water tight C.I. cover with frame of 300 x300 mm size (inside) the weight of cover to be not less than 4.50 kg and frame to be not less than 2.70 kg as per standard design:
15.06 | 100x100 mm size P type | [53 empty] | 15.06 | 100x100 mm size P type
15.07 | With common burnt clay F.P.S. (non modular) bricks of class designation 7.5 |  | 4 | each | 2022.8 |  |  | Excess(+) | 1 | Full Conversion | INR | [40 empty] | #VALUE! | #VALUE! | #VALUE! | 15.07 | With common burnt clay F.P.S. (non modular) bricks of class designation 7.5 | 4 | each
15.08 | Making connection of drain or sewer line with existing manhole including breaking into and making good the walls, floors with cement concrete 1:2:4 mix (1 cement : 2 coarse sand : 4 graded stone aggregate 20 mm nominal size) cement plastered on both sides with cement mortar 1:3 (1 cement : 3 coarse sand), finished with a floating coat of neat cement and making necessary channels for the drain etc. complete : | [53 empty] | 15.08 | Making connection of drain or sewer line with existing manhole including breaking into and making good the walls, floors with cement concrete 1:2:4 mix (1 cement : 2 coarse sand : 4 graded stone aggregate 20 mm nominal size) cement plastered on both sides with cement mortar 1:3 (1 cement : 3 coarse sand), finished with a floating coat of neat cement and making necessary channels for the drain etc. complete :
15.19 | For pipes 100 to 250 mm diameter |  | 1 | each | 456.69 |  |  | Excess(+) | 1 | Full Conversion | INR | [40 empty] | #VALUE! | #VALUE! | #VALUE! | 15.19 | For pipes 100 to 250 mm diameter | 1 | each
16 | WATER PROOFING | [53 empty] | 16 | WATER PROOFING
16.01 | Providing and laying integral cement based water proofing treatment including preparation of surface as required for treatment of roofs, balconies, terraces etc consisting of following operations: (a) Applying a slurry coat of neat cement using 2.75 kg/sqm of cement admixed with water proofing compound conforming to IS. 2645 and approved by Engineer-in-charge over the RCC slab including adjoining walls upto 300 mm height including cleaning the surface before treatment. (b) Laying brick bats with mortar using broken bricks/brick bats 25 mm to 115 mm size with 50% of cement mortar 1:5 (1 cement : 5 coarse sand) admixed with water proofing compound conforming to IS : 2645 and approved by Engineer-in-charge over 20 mm thick layer of cement mortar of mix 1:5 (1 cement :5 coarse sand ) admixed with water proofing compound conforming to IS : 2645 and approved by Engineer-in-charge to required slope and treating similarly the adjoining walls upto 300 mm height including rounding of junctions of walls and slabs. (c) After two days of proper curing applying a second coat of cement slurry using 2.75 kg/ sqm of cement admixed with water proofing compound conforming to IS : 2645 and approved by Engineer-in-charge. (d) Finishing the surface with 20 mm thick jointless cement mortar of mix 1:4 (1 cement :4 coarse sand) admixed with water proofing compound conforming to IS : 2645 and approved by Engineer-in-charge including laying glass fibre cloth of approved quality in top layer of plaster and finally finishing the surface with trowel with neat cement slurry and making pattern of 300x300 mm square 3 mm deep. (e) The whole terrace so finished shall be flooded with water for a minimum period of two weeks for curing and for final test.“All above operations to be done in order and as directed and specified by the Engineer-in-Charge : | [53 empty] | 16.01 | Providing and laying integral cement based water proofing treatment including preparation of surface as required for treatment of roofs, balconies, terraces etc consisting of following operations: (a) Applying a slurry coat of neat cement using 2.75 kg/sqm of cement admixed with water proofing compound conforming to IS. 2645 and approved by Engineer-in-charge over the RCC slab including adjoining walls upto 300 mm height including cleaning the surface before treatment. (b) Laying brick bats with mortar using broken bricks/brick bats 25 mm to 115 mm size with 50% of cement mortar 1:5 (1 cement : 5 coarse sand) admixed with water proofing compound conforming to IS : 2645 and approved by Engineer-in-charge over 20 mm thick layer of cement mortar of mix 1:5 (1 cement :5 coarse sand ) admixed with water proofing compound conforming to IS : 2645 and approved by Engineer-in-charge to required slope and treating similarly the adjoining walls upto 300 mm height including rounding of junctions of walls and slabs. (c) After two days of proper curing applying a second coat of cement slurry using 2.75 kg/ sqm of cement admixed with water proofing compound conforming to IS : 2645 and approved by Engineer-in-charge. (d) Finishing the surface with 20 mm thick jointless cement mortar of mix 1:4 (1 cement :4 coarse sand) admixed with water proofing compound conforming to IS : 2645 and approved by Engineer-in-charge including laying glass fibre cloth of approved quality in top layer of plaster and finally finishing the surface with trowel with neat cement slurry and making pattern of 300x300 mm square 3 mm deep. (e) The whole terrace so finished shall be flooded with water for a minimum period of two weeks for curing and for final test.“All above operations to be done in order and as directed and specified by the Engineer-in-Charge :
16.02 | With average thickness of 120 mm and minimum thickness at khurra as 65 mm. |  | 140 | sqm | 1226.22 |  |  | Excess(+) | 1 | Full Conversion | INR | [40 empty] | #VALUE! | #VALUE! | #VALUE! | 16.02 | With average thickness of 120 mm and minimum thickness at khurra as 65 mm. | 140 | sqm
17 | NEW TECHNOLOGIES AND MATERIALS | [53 empty] | 17 | NEW TECHNOLOGIES AND MATERIALS
17.01 | Providing, mixing and applying bonding coat of approved adhesive on chipped portion of RCC as per specifications and direction of Engineer-In-charge complete in all respect. | [53 empty] | 17.01 | Providing, mixing and applying bonding coat of approved adhesive on chipped portion of RCC as per specifications and direction of Engineer-In-charge complete in all respect.
17.02 | Epoxy bonding adhesive having coverage 2.20 sqm/kg of approved make |  | 4 | sqm | 340.64 |  |  | Excess(+) | 1 | Full Conversion | INR | [40 empty] | #VALUE! | #VALUE! | #VALUE! | 17.02 | Epoxy bonding adhesive having coverage 2.20 sqm/kg of approved make | 4 | sqm
18 | MINOR CIVIL MAINTENANCE WORK | [53 empty] | 18 | MINOR CIVIL MAINTENANCE WORK
18.01 | Providing and laying cement concrete of specified grade i/c the cost of centring and shuttering, All work upto plinth level. (1 cement :5 coarse sand : 10 graded brick aggregate 40 mm nominal size). |  | 18 | Cum | 4455.55 |  |  | Excess(+) | 1 | Full Conversion | INR | [40 empty] | #VALUE! | #VALUE! | #VALUE! | 18.01 | Providing and laying cement concrete of specified grade i/c the cost of centring and shuttering, All work upto plinth level. (1 cement :5 coarse sand : 10 graded brick aggregate 40 mm nominal size). | 18 | Cum
18.02 | P/F C.P brass towel rod complete with two C.P.brass brackets fixed to wooden cleats with C.P. brass screws of approved quality size of 600 x 20 mm. |  | 2 | Each | 422.32 |  |  | Excess(+) | 1 | Full Conversion | INR | [40 empty] | #VALUE! | #VALUE! | #VALUE! | 18.02 | P/F C.P brass towel rod complete with two C.P.brass brackets fixed to wooden cleats with C.P. brass screws of approved quality size of 600 x 20 mm. | 2 | Each
18.03 | Providing and fixing C.P. grating with or without hole for waste pipe for floor/ nahani trap 100 mm dia. weight not less than 100 grams. |  | 10 | Each | 58.66 |  |  | Excess(+) | 1 | Full Conversion | INR | [40 empty] | #VALUE! | #VALUE! | #VALUE! | 18.03 | Providing and fixing C.P. grating with or without hole for waste pipe for floor/ nahani trap 100 mm dia. weight not less than 100 grams. | 10 | Each
18.04 | Providing and fixing C.P flange for C.P bib cock/C.P angle stop cock. |  | 20 | Each | 29.33 |  |  | Excess(+) | 1 | Full Conversion | INR | [40 empty] | #VALUE! | #VALUE! | #VALUE! | 18.04 | Providing and fixing C.P flange for C.P bib cock/C.P angle stop cock. | 20 | Each
18.05 | Providing and fixing C.P Brass shower rose with 15 mm or 20 mm inlet (a) 75 mm dia fancy type. |  | 2 | Each | 504.44 |  |  | Excess(+) | 1 | Full Conversion | INR | [40 empty] | #VALUE! | #VALUE! | #VALUE! | 18.05 | Providing and fixing C.P Brass shower rose with 15 mm or 20 mm inlet (a) 75 mm dia fancy type. | 2 | Each
18.06 | Providing and fixing of CP brass Wash basin Mixture all complete. |  | 2 | Each | 1629.46 |  |  | Excess(+) | 1 | Full Conversion | INR | [40 empty] | #VALUE! | #VALUE! | #VALUE! | 18.06 | Providing and fixing of CP brass Wash basin Mixture all complete. | 2 | Each
18.07 | P/F moduler kitchen in the kitchen of Type IV house 1.(I)Base Unit (Perforated Cutlery)500mm 420 x 485 x 100 mm (1.0each)(Everyday) (II)Drawer Basket 420 x 485 x100mm (1.0 each)(Everyday (III)Thali Basket 420x485x140mm (1.0 each)(Everyday) 2.Base Unit(Bottle P.O. 2 S)300mm 200 x 485 x 420 mm (1.0 each)(Everyday) 3.(I) Base Unit (Drawer500mm) 420x500x86mm (1.0 each) (Hettich) (II) Drawer Basket 420x485x100mm (1.0 each) (Everyday (III) Drawer Basket 420X485X140mm (1.0 each) (Everyday) 4.Base Unit(Drawwer Basket 600mm) 520 x 400 x 140 mm (2.0 each)(Everyday) 5.Base Unit (Corner1095mm) (1.0 each) Blank 6.Base Unit (Drawer Basket 600 mm) 520 x 400 x 140 mm (2.0 each)(Sparkletop) 7.(I)Base Unit (Drawwer Basket 600mm) 520 X 400 X 140 mm (2.0 each)(Sparkletop) (II)Base Unit (Drawwer Basket 840mm)Blank 8.Base Unit (Drawwer Basket 550mm) 470 x 485 x 140 mm (2.0 each)(Everyday) 9.(I)Base Unit(Rack 870mm) 100x485x420mm (1.0 each) (Everyday) (II)Base Unit(Rack 500mm)Blank (III)Base Unit(Rack 500mm)Blank 10.Wall Unit (Glass & Plate Rack including Drip Tray 600 x 300 x 600) 560x230x25/65mm (1.0 each) (Everyday) 11.Marble (As per site) (32.0 each)(As per site) 12.Full extention ball bering sliding telescopic (15.0 set) (Hettich) 13.Solid Shutters (6.20 sqm)(Dynasty) 14.Glass Shutter (0.40 sqm)(Dynasty) 15.Auto Closing Concealed Hinges (8.0)(Hettich) 16.Auto Closing Concealed Special Corner Hinges(1.0 each)(Hettich) 17.Handles (24.0 each) 18.Hardware (Screws counter sunk,Connect Fastners, Tags) (L.S.)As per site requirement 19.Fixing & lnstallation of the complete modular Kitchen(L.S.) |  | 1 | Each | 130289.99 |  |  | Excess(+) | 1 | Full Conversion | INR | [40 empty] | #VALUE! | #VALUE! | #VALUE! | 18.07 | P/F moduler kitchen in the kitchen of Type IV house 1.(I)Base Unit (Perforated Cutlery)500mm 420 x 485 x 100 mm (1.0each)(Everyday) (II)Drawer Basket 420 x 485 x100mm (1.0 each)(Everyday (III)Thali Basket 420x485x140mm (1.0 each)(Everyday) 2.Base Unit(Bottle P.O. 2 S)300mm 200 x 485 x 420 mm (1.0 each)(Everyday) 3.(I) Base Unit (Drawer500mm) 420x500x86mm (1.0 each) (Hettich) (II) Drawer Basket 420x485x100mm (1.0 each) (Everyday (III) Drawer Basket 420X485X140mm (1.0 each) (Everyday) 4.Base Unit(Drawwer Basket 600mm) 520 x 400 x 140 mm (2.0 each)(Everyday) 5.Base Unit (Corner1095mm) (1.0 each) Blank 6.Base Unit (Drawer Basket 600 mm) 520 x 400 x 140 mm (2.0 each)(Sparkletop) 7.(I)Base Unit (Drawwer Basket 600mm) 520 X 400 X 140 mm (2.0 each)(Sparkletop) (II)Base Unit (Drawwer Basket 840mm)Blank 8.Base Unit (Drawwer Basket 550mm) 470 x 485 x 140 mm (2.0 each)(Everyday) 9.(I)Base Unit(Rack 870mm) 100x485x420mm (1.0 each) (Everyday) (II)Base Unit(Rack 500mm)Blank (III)Base Unit(Rack 500mm)Blank 10.Wall Unit (Glass & Plate Rack including Drip Tray 600 x 300 x 600) 560x230x25/65mm (1.0 each) (Everyday) 11.Marble (As per site) (32.0 each)(As per site) 12.Full extention ball bering sliding telescopic (15.0 set) (Hettich) 13.Solid Shutters (6.20 sqm)(Dynasty) 14.Glass Shutter (0.40 sqm)(Dynasty) 15.Auto Closing Concealed Hinges (8.0)(Hettich) 16.Auto Closing Concealed Special Corner Hinges(1.0 each)(Hettich) 17.Handles (24.0 each) 18.Hardware (Screws counter sunk,Connect Fastners, Tags) (L.S.)As per site requirement 19.Fixing & lnstallation of the complete modular Kitchen(L.S.) | 1 | Each
Total in Figures | [51 empty] | #VALUE! | #VALUE! | #VALUE!
Quoted Rate in Figures |  |  |  | Select | [47 empty] | 0 | 0 | #VALUE!
Quoted Rate in Words |  | #VALUE!
Note on K15: gepadmin: 1. If you choose "Full Conversion" then Column BA (AMOUNT) and Column BB (TAXES) BOTH values will be convert based on selected Currency in (Column L). 2. If you choose "Partial Conversion" then Column BA (AMOUNT) only will be converted based on selected currency (Column L) and Column BB (TAXES) value (INR) will be added to the converted values.
Note on K18: gepadmin: 1. If you choose "Full Conversion" then Column BA (AMOUNT) and Column BB (TAXES) BOTH values will be convert based on selected Currency in (Column L). 2. If you choose "Partial Conversion" then Column BA (AMOUNT) only will be converted based on selected currency (Column L) and Column BB (TAXES) value (INR) will be added to the converted values.
Note on K19: gepadmin: 1. If you choose "Full Conversion" then Column BA (AMOUNT) and Column BB (TAXES) BOTH values will be convert based on selected Currency in (Column L). 2. If you choose "Partial Conversion" then Column BA (AMOUNT) only will be converted based on selected currency (Column L) and Column BB (TAXES) value (INR) will be added to the converted values.
Note on K22: gepadmin: 1. If you choose "Full Conversion" then Column BA (AMOUNT) and Column BB (TAXES) BOTH values will be convert based on selected Currency in (Column L). 2. If you choose "Partial Conversion" then Column BA (AMOUNT) only will be converted based on selected currency (Column L) and Column BB (TAXES) value (INR) will be added to the converted values.
Note on K24: gepadmin: 1. If you choose "Full Conversion" then Column BA (AMOUNT) and Column BB (TAXES) BOTH values will be convert based on selected Currency in (Column L). 2. If you choose "Partial Conversion" then Column BA (AMOUNT) only will be converted based on selected currency (Column L) and Column BB (TAXES) value (INR) will be added to the converted values.
Note on K25: gepadmin: 1. If you choose "Full Conversion" then Column BA (AMOUNT) and Column BB (TAXES) BOTH values will be convert based on selected Currency in (Column L). 2. If you choose "Partial Conversion" then Column BA (AMOUNT) only will be converted based on selected currency (Column L) and Column BB (TAXES) value (INR) will be added to the converted values.
Note on K28: gepadmin: 1. If you choose "Full Conversion" then Column BA (AMOUNT) and Column BB (TAXES) BOTH values will be convert based on selected Currency in (Column L). 2. If you choose "Partial Conversion" then Column BA (AMOUNT) only will be converted based on selected currency (Column L) and Column BB (TAXES) value (INR) will be added to the converted values.
Note on K29: gepadmin: 1. If you choose "Full Conversion" then Column BA (AMOUNT) and Column BB (TAXES) BOTH values will be convert based on selected Currency in (Column L). 2. If you choose "Partial Conversion" then Column BA (AMOUNT) only will be converted based on selected currency (Column L) and Column BB (TAXES) value (INR) will be added to the converted values.
Note on K31: gepadmin: 1. If you choose "Full Conversion" then Column BA (AMOUNT) and Column BB (TAXES) BOTH values will be convert based on selected Currency in (Column L). 2. If you choose "Partial Conversion" then Column BA (AMOUNT) only will be converted based on selected currency (Column L) and Column BB (TAXES) value (INR) will be added to the converted values.
Note on K32: gepadmin: 1. If you choose "Full Conversion" then Column BA (AMOUNT) and Column BB (TAXES) BOTH values will be convert based on selected Currency in (Column L). 2. If you choose "Partial Conversion" then Column BA (AMOUNT) only will be converted based on selected currency (Column L) and Column BB (TAXES) value (INR) will be added to the converted values.
Note on K33: gepadmin: 1. If you choose "Full Conversion" then Column BA (AMOUNT) and Column BB (TAXES) BOTH values will be convert based on selected Currency in (Column L). 2. If you choose "Partial Conversion" then Column BA (AMOUNT) only will be converted based on selected currency (Column L) and Column BB (TAXES) value (INR) will be added to the converted values.
Note on K34: gepadmin: 1. If you choose "Full Conversion" then Column BA (AMOUNT) and Column BB (TAXES) BOTH values will be convert based on selected Currency in (Column L). 2. If you choose "Partial Conversion" then Column BA (AMOUNT) only will be converted based on selected currency (Column L) and Column BB (TAXES) value (INR) will be added to the converted values.
Note on K35: gepadmin: 1. If you choose "Full Conversion" then Column BA (AMOUNT) and Column BB (TAXES) BOTH values will be convert based on selected Currency in (Column L). 2. If you choose "Partial Conversion" then Column BA (AMOUNT) only will be converted based on selected currency (Column L) and Column BB (TAXES) value (INR) will be added to the converted values.
Note on K37: gepadmin: 1. If you choose "Full Conversion" then Column BA (AMOUNT) and Column BB (TAXES) BOTH values will be convert based on selected Currency in (Column L). 2. If you choose "Partial Conversion" then Column BA (AMOUNT) only will be converted based on selected currency (Column L) and Column BB (TAXES) value (INR) will be added to the converted values.
Note on K39: gepadmin: 1. If you choose "Full Conversion" then Column BA (AMOUNT) and Column BB (TAXES) BOTH values will be convert based on selected Currency in (Column L). 2. If you choose "Partial Conversion" then Column BA (AMOUNT) only will be converted based on selected currency (Column L) and Column BB (TAXES) value (INR) will be added to the converted values.
Note on K40: gepadmin: 1. If you choose "Full Conversion" then Column BA (AMOUNT) and Column BB (TAXES) BOTH values will be convert based on selected Currency in (Column L). 2. If you choose "Partial Conversion" then Column BA (AMOUNT) only will be converted based on selected currency (Column L) and Column BB (TAXES) value (INR) will be added to the converted values.
Note on K43: gepadmin: 1. If you choose "Full Conversion" then Column BA (AMOUNT) and Column BB (TAXES) BOTH values will be convert based on selected Currency in (Column L). 2. If you choose "Partial Conversion" then Column BA (AMOUNT) only will be converted based on selected currency (Column L) and Column BB (TAXES) value (INR) will be added to the converted values.
Note on K45: gepadmin: 1. If you choose "Full Conversion" then Column BA (AMOUNT) and Column BB (TAXES) BOTH values will be convert based on selected Currency in (Column L). 2. If you choose "Partial Conversion" then Column BA (AMOUNT) only will be converted based on selected currency (Column L) and Column BB (TAXES) value (INR) will be added to the converted values.
Note on K47: gepadmin: 1. If you choose "Full Conversion" then Column BA (AMOUNT) and Column BB (TAXES) BOTH values will be convert based on selected Currency in (Column L). 2. If you choose "Partial Conversion" then Column BA (AMOUNT) only will be converted based on selected currency (Column L) and Column BB (TAXES) value (INR) will be added to the converted values.
Note on K48: gepadmin: 1. If you choose "Full Conversion" then Column BA (AMOUNT) and Column BB (TAXES) BOTH values will be convert based on selected Currency in (Column L). 2. If you choose "Partial Conversion" then Column BA (AMOUNT) only will be converted based on selected currency (Column L) and Column BB (TAXES) value (INR) will be added to the converted values.
Note on K52: gepadmin: 1. If you choose "Full Conversion" then Column BA (AMOUNT) and Column BB (TAXES) BOTH values will be convert based on selected Currency in (Column L). 2. If you choose "Partial Conversion" then Column BA (AMOUNT) only will be converted based on selected currency (Column L) and Column BB (TAXES) value (INR) will be added to the converted values.
Note on K54: gepadmin: 1. If you choose "Full Conversion" then Column BA (AMOUNT) and Column BB (TAXES) BOTH values will be convert based on selected Currency in (Column L). 2. If you choose "Partial Conversion" then Column BA (AMOUNT) only will be converted based on selected currency (Column L) and Column BB (TAXES) value (INR) will be added to the converted values.
Note on K55: gepadmin: 1. If you choose "Full Conversion" then Column BA (AMOUNT) and Column BB (TAXES) BOTH values will be convert based on selected Currency in (Column L). 2. If you choose "Partial Conversion" then Column BA (AMOUNT) only will be converted based on selected currency (Column L) and Column BB (TAXES) value (INR) will be added to the converted values.
Note on K56: gepadmin: 1. If you choose "Full Conversion" then Column BA (AMOUNT) and Column BB (TAXES) BOTH values will be convert based on selected Currency in (Column L). 2. If you choose "Partial Conversion" then Column BA (AMOUNT) only will be converted based on selected currency (Column L) and Column BB (TAXES) value (INR) will be added to the converted values.
Note on K59: gepadmin: 1. If you choose "Full Conversion" then Column BA (AMOUNT) and Column BB (TAXES) BOTH values will be convert based on selected Currency in (Column L). 2. If you choose "Partial Conversion" then Column BA (AMOUNT) only will be converted based on selected currency (Column L) and Column BB (TAXES) value (INR) will be added to the converted values.
Note on K62: gepadmin: 1. If you choose "Full Conversion" then Column BA (AMOUNT) and Column BB (TAXES) BOTH values will be convert based on selected Currency in (Column L). 2. If you choose "Partial Conversion" then Column BA (AMOUNT) only will be converted based on selected currency (Column L) and Column BB (TAXES) value (INR) will be added to the converted values.
Note on K63: gepadmin: 1. If you choose "Full Conversion" then Column BA (AMOUNT) and Column BB (TAXES) BOTH values will be convert based on selected Currency in (Column L). 2. If you choose "Partial Conversion" then Column BA (AMOUNT) only will be converted based on selected currency (Column L) and Column BB (TAXES) value (INR) will be added to the converted values.
Note on K65: gepadmin: 1. If you choose "Full Conversion" then Column BA (AMOUNT) and Column BB (TAXES) BOTH values will be convert based on selected Currency in (Column L). 2. If you choose "Partial Conversion" then Column BA (AMOUNT) only will be converted based on selected currency (Column L) and Column BB (TAXES) value (INR) will be added to the converted values.
Note on K67: gepadmin: 1. If you choose "Full Conversion" then Column BA (AMOUNT) and Column BB (TAXES) BOTH values will be convert based on selected Currency in (Column L). 2. If you choose "Partial Conversion" then Column BA (AMOUNT) only will be converted based on selected currency (Column L) and Column BB (TAXES) value (INR) will be added to the converted values.
Note on K69: gepadmin: 1. If you choose "Full Conversion" then Column BA (AMOUNT) and Column BB (TAXES) BOTH values will be convert based on selected Currency in (Column L). 2. If you choose "Partial Conversion" then Column BA (AMOUNT) only will be converted based on selected currency (Column L) and Column BB (TAXES) value (INR) will be added to the converted values.
Note on K71: gepadmin: 1. If you choose "Full Conversion" then Column BA (AMOUNT) and Column BB (TAXES) BOTH values will be convert based on selected Currency in (Column L). 2. If you choose "Partial Conversion" then Column BA (AMOUNT) only will be converted based on selected currency (Column L) and Column BB (TAXES) value (INR) will be added to the converted values.
Note on K73: gepadmin: 1. If you choose "Full Conversion" then Column BA (AMOUNT) and Column BB (TAXES) BOTH values will be convert based on selected Currency in (Column L). 2. If you choose "Partial Conversion" then Column BA (AMOUNT) only will be converted based on selected currency (Column L) and Column BB (TAXES) value (INR) will be added to the converted values.
Note on K74: gepadmin: 1. If you choose "Full Conversion" then Column BA (AMOUNT) and Column BB (TAXES) BOTH values will be convert based on selected Currency in (Column L). 2. If you choose "Partial Conversion" then Column BA (AMOUNT) only will be converted based on selected currency (Column L) and Column BB (TAXES) value (INR) will be added to the converted values.
Note on K75: gepadmin: 1. If you choose "Full Conversion" then Column BA (AMOUNT) and Column BB (TAXES) BOTH values will be convert based on selected Currency in (Column L). 2. If you choose "Partial Conversion" then Column BA (AMOUNT) only will be converted based on selected currency (Column L) and Column BB (TAXES) value (INR) will be added to the converted values.
Note on K77: gepadmin: 1. If you choose "Full Conversion" then Column BA (AMOUNT) and Column BB (TAXES) BOTH values will be convert based on selected Currency in (Column L). 2. If you choose "Partial Conversion" then Column BA (AMOUNT) only will be converted based on selected currency (Column L) and Column BB (TAXES) value (INR) will be added to the converted values.
Note on K78: gepadmin: 1. If you choose "Full Conversion" then Column BA (AMOUNT) and Column BB (TAXES) BOTH values will be convert based on selected Currency in (Column L). 2. If you choose "Partial Conversion" then Column BA (AMOUNT) only will be converted based on selected currency (Column L) and Column BB (TAXES) value (INR) will be added to the converted values.
Note on K80: gepadmin: 1. If you choose "Full Conversion" then Column BA (AMOUNT) and Column BB (TAXES) BOTH values will be convert based on selected Currency in (Column L). 2. If you choose "Partial Conversion" then Column BA (AMOUNT) only will be converted based on selected currency (Column L) and Column BB (TAXES) value (INR) will be added to the converted values.
Note on K82: gepadmin: 1. If you choose "Full Conversion" then Column BA (AMOUNT) and Column BB (TAXES) BOTH values will be convert based on selected Currency in (Column L). 2. If you choose "Partial Conversion" then Column BA (AMOUNT) only will be converted based on selected currency (Column L) and Column BB (TAXES) value (INR) will be added to the converted values.
Note on K84: gepadmin: 1. If you choose "Full Conversion" then Column BA (AMOUNT) and Column BB (TAXES) BOTH values will be convert based on selected Currency in (Column L). 2. If you choose "Partial Conversion" then Column BA (AMOUNT) only will be converted based on selected currency (Column L) and Column BB (TAXES) value (INR) will be added to the converted values.
Note on K88: gepadmin: 1. If you choose "Full Conversion" then Column BA (AMOUNT) and Column BB (TAXES) BOTH values will be convert based on selected Currency in (Column L). 2. If you choose "Partial Conversion" then Column BA (AMOUNT) only will be converted based on selected currency (Column L) and Column BB (TAXES) value (INR) will be added to the converted values.
Note on K90: gepadmin: 1. If you choose "Full Conversion" then Column BA (AMOUNT) and Column BB (TAXES) BOTH values will be convert based on selected Currency in (Column L). 2. If you choose "Partial Conversion" then Column BA (AMOUNT) only will be converted based on selected currency (Column L) and Column BB (TAXES) value (INR) will be added to the converted values.
Note on K92: gepadmin: 1. If you choose "Full Conversion" then Column BA (AMOUNT) and Column BB (TAXES) BOTH values will be convert based on selected Currency in (Column L). 2. If you choose "Partial Conversion" then Column BA (AMOUNT) only will be converted based on selected currency (Column L) and Column BB (TAXES) value (INR) will be added to the converted values.
Note on K94: gepadmin: 1. If you choose "Full Conversion" then Column BA (AMOUNT) and Column BB (TAXES) BOTH values will be convert based on selected Currency in (Column L). 2. If you choose "Partial Conversion" then Column BA (AMOUNT) only will be converted based on selected currency (Column L) and Column BB (TAXES) value (INR) will be added to the converted values.
Note on K96: gepadmin: 1. If you choose "Full Conversion" then Column BA (AMOUNT) and Column BB (TAXES) BOTH values will be convert based on selected Currency in (Column L). 2. If you choose "Partial Conversion" then Column BA (AMOUNT) only will be converted based on selected currency (Column L) and Column BB (TAXES) value (INR) will be added to the converted values.
Note on K98: gepadmin: 1. If you choose "Full Conversion" then Column BA (AMOUNT) and Column BB (TAXES) BOTH values will be convert based on selected Currency in (Column L). 2. If you choose "Partial Conversion" then Column BA (AMOUNT) only will be converted based on selected currency (Column L) and Column BB (TAXES) value (INR) will be added to the converted values.
Note on K101: gepadmin: 1. If you choose "Full Conversion" then Column BA (AMOUNT) and Column BB (TAXES) BOTH values will be convert based on selected Currency in (Column L). 2. If you choose "Partial Conversion" then Column BA (AMOUNT) only will be converted based on selected currency (Column L) and Column BB (TAXES) value (INR) will be added to the converted values.
Note on K103: gepadmin: 1. If you choose "Full Conversion" then Column BA (AMOUNT) and Column BB (TAXES) BOTH values will be convert based on selected Currency in (Column L). 2. If you choose "Partial Conversion" then Column BA (AMOUNT) only will be converted based on selected currency (Column L) and Column BB (TAXES) value (INR) will be added to the converted values.
Note on K105: gepadmin: 1. If you choose "Full Conversion" then Column BA (AMOUNT) and Column BB (TAXES) BOTH values will be convert based on selected Currency in (Column L). 2. If you choose "Partial Conversion" then Column BA (AMOUNT) only will be converted based on selected currency (Column L) and Column BB (TAXES) value (INR) will be added to the converted values.
Note on K106: gepadmin: 1. If you choose "Full Conversion" then Column BA (AMOUNT) and Column BB (TAXES) BOTH values will be convert based on selected Currency in (Column L). 2. If you choose "Partial Conversion" then Column BA (AMOUNT) only will be converted based on selected currency (Column L) and Column BB (TAXES) value (INR) will be added to the converted values.
Note on K108: gepadmin: 1. If you choose "Full Conversion" then Column BA (AMOUNT) and Column BB (TAXES) BOTH values will be convert based on selected Currency in (Column L). 2. If you choose "Partial Conversion" then Column BA (AMOUNT) only will be converted based on selected currency (Column L) and Column BB (TAXES) value (INR) will be added to the converted values.
Note on K110: gepadmin: 1. If you choose "Full Conversion" then Column BA (AMOUNT) and Column BB (TAXES) BOTH values will be convert based on selected Currency in (Column L). 2. If you choose "Partial Conversion" then Column BA (AMOUNT) only will be converted based on selected currency (Column L) and Column BB (TAXES) value (INR) will be added to the converted values.
Note on K111: gepadmin: 1. If you choose "Full Conversion" then Column BA (AMOUNT) and Column BB (TAXES) BOTH values will be convert based on selected Currency in (Column L). 2. If you choose "Partial Conversion" then Column BA (AMOUNT) only will be converted based on selected currency (Column L) and Column BB (TAXES) value (INR) will be added to the converted values.
Note on K112: gepadmin: 1. If you choose "Full Conversion" then Column BA (AMOUNT) and Column BB (TAXES) BOTH values will be convert based on selected Currency in (Column L). 2. If you choose "Partial Conversion" then Column BA (AMOUNT) only will be converted based on selected currency (Column L) and Column BB (TAXES) value (INR) will be added to the converted values.
Note on K115: gepadmin: 1. If you choose "Full Conversion" then Column BA (AMOUNT) and Column BB (TAXES) BOTH values will be convert based on selected Currency in (Column L). 2. If you choose "Partial Conversion" then Column BA (AMOUNT) only will be converted based on selected currency (Column L) and Column BB (TAXES) value (INR) will be added to the converted values.
Note on K116: gepadmin: 1. If you choose "Full Conversion" then Column BA (AMOUNT) and Column BB (TAXES) BOTH values will be convert based on selected Currency in (Column L). 2. If you choose "Partial Conversion" then Column BA (AMOUNT) only will be converted based on selected currency (Column L) and Column BB (TAXES) value (INR) will be added to the converted values.
Note on K118: gepadmin: 1. If you choose "Full Conversion" then Column BA (AMOUNT) and Column BB (TAXES) BOTH values will be convert based on selected Currency in (Column L). 2. If you choose "Partial Conversion" then Column BA (AMOUNT) only will be converted based on selected currency (Column L) and Column BB (TAXES) value (INR) will be added to the converted values.
Note on K119: gepadmin: 1. If you choose "Full Conversion" then Column BA (AMOUNT) and Column BB (TAXES) BOTH values will be convert based on selected Currency in (Column L). 2. If you choose "Partial Conversion" then Column BA (AMOUNT) only will be converted based on selected currency (Column L) and Column BB (TAXES) value (INR) will be added to the converted values.
Note on K121: gepadmin: 1. If you choose "Full Conversion" then Column BA (AMOUNT) and Column BB (TAXES) BOTH values will be convert based on selected Currency in (Column L). 2. If you choose "Partial Conversion" then Column BA (AMOUNT) only will be converted based on selected currency (Column L) and Column BB (TAXES) value (INR) will be added to the converted values.
Note on K124: gepadmin: 1. If you choose "Full Conversion" then Column BA (AMOUNT) and Column BB (TAXES) BOTH values will be convert based on selected Currency in (Column L). 2. If you choose "Partial Conversion" then Column BA (AMOUNT) only will be converted based on selected currency (Column L) and Column BB (TAXES) value (INR) will be added to the converted values.
Note on K126: gepadmin: 1. If you choose "Full Conversion" then Column BA (AMOUNT) and Column BB (TAXES) BOTH values will be convert based on selected Currency in (Column L). 2. If you choose "Partial Conversion" then Column BA (AMOUNT) only will be converted based on selected currency (Column L) and Column BB (TAXES) value (INR) will be added to the converted values.
Note on K128: gepadmin: 1. If you choose "Full Conversion" then Column BA (AMOUNT) and Column BB (TAXES) BOTH values will be convert based on selected Currency in (Column L). 2. If you choose "Partial Conversion" then Column BA (AMOUNT) only will be converted based on selected currency (Column L) and Column BB (TAXES) value (INR) will be added to the converted values.
Note on K130: gepadmin: 1. If you choose "Full Conversion" then Column BA (AMOUNT) and Column BB (TAXES) BOTH values will be convert based on selected Currency in (Column L). 2. If you choose "Partial Conversion" then Column BA (AMOUNT) only will be converted based on selected currency (Column L) and Column BB (TAXES) value (INR) will be added to the converted values.
Note on K132: gepadmin: 1. If you choose "Full Conversion" then Column BA (AMOUNT) and Column BB (TAXES) BOTH values will be convert based on selected Currency in (Column L). 2. If you choose "Partial Conversion" then Column BA (AMOUNT) only will be converted based on selected currency (Column L) and Column BB (TAXES) value (INR) will be added to the converted values.
Note on K134: gepadmin: 1. If you choose "Full Conversion" then Column BA (AMOUNT) and Column BB (TAXES) BOTH values will be convert based on selected Currency in (Column L). 2. If you choose "Partial Conversion" then Column BA (AMOUNT) only will be converted based on selected currency (Column L) and Column BB (TAXES) value (INR) will be added to the converted values.
Note on K136: gepadmin: 1. If you choose "Full Conversion" then Column BA (AMOUNT) and Column BB (TAXES) BOTH values will be convert based on selected Currency in (Column L). 2. If you choose "Partial Conversion" then Column BA (AMOUNT) only will be converted based on selected currency (Column L) and Column BB (TAXES) value (INR) will be added to the converted values.
Note on K138: gepadmin: 1. If you choose "Full Conversion" then Column BA (AMOUNT) and Column BB (TAXES) BOTH values will be convert based on selected Currency in (Column L). 2. If you choose "Partial Conversion" then Column BA (AMOUNT) only will be converted based on selected currency (Column L) and Column BB (TAXES) value (INR) will be added to the converted values.
Note on K139: gepadmin: 1. If you choose "Full Conversion" then Column BA (AMOUNT) and Column BB (TAXES) BOTH values will be convert based on selected Currency in (Column L). 2. If you choose "Partial Conversion" then Column BA (AMOUNT) only will be converted based on selected currency (Column L) and Column BB (TAXES) value (INR) will be added to the converted values.
Note on K141: gepadmin: 1. If you choose "Full Conversion" then Column BA (AMOUNT) and Column BB (TAXES) BOTH values will be convert based on selected Currency in (Column L). 2. If you choose "Partial Conversion" then Column BA (AMOUNT) only will be converted based on selected currency (Column L) and Column BB (TAXES) value (INR) will be added to the converted values.
Note on K142: gepadmin: 1. If you choose "Full Conversion" then Column BA (AMOUNT) and Column BB (TAXES) BOTH values will be convert based on selected Currency in (Column L). 2. If you choose "Partial Conversion" then Column BA (AMOUNT) only will be converted based on selected currency (Column L) and Column BB (TAXES) value (INR) will be added to the converted values.
Note on K144: gepadmin: 1. If you choose "Full Conversion" then Column BA (AMOUNT) and Column BB (TAXES) BOTH values will be convert based on selected Currency in (Column L). 2. If you choose "Partial Conversion" then Column BA (AMOUNT) only will be converted based on selected currency (Column L) and Column BB (TAXES) value (INR) will be added to the converted values.
Note on K146: gepadmin: 1. If you choose "Full Conversion" then Column BA (AMOUNT) and Column BB (TAXES) BOTH values will be convert based on selected Currency in (Column L). 2. If you choose "Partial Conversion" then Column BA (AMOUNT) only will be converted based on selected currency (Column L) and Column BB (TAXES) value (INR) will be added to the converted values.
Note on K149: gepadmin: 1. If you choose "Full Conversion" then Column BA (AMOUNT) and Column BB (TAXES) BOTH values will be convert based on selected Currency in (Column L). 2. If you choose "Partial Conversion" then Column BA (AMOUNT) only will be converted based on selected currency (Column L) and Column BB (TAXES) value (INR) will be added to the converted values.
Note on K151: gepadmin: 1. If you choose "Full Conversion" then Column BA (AMOUNT) and Column BB (TAXES) BOTH values will be convert based on selected Currency in (Column L). 2. If you choose "Partial Conversion" then Column BA (AMOUNT) only will be converted based on selected currency (Column L) and Column BB (TAXES) value (INR) will be added to the converted values.
Note on K152: gepadmin: 1. If you choose "Full Conversion" then Column BA (AMOUNT) and Column BB (TAXES) BOTH values will be convert based on selected Currency in (Column L). 2. If you choose "Partial Conversion" then Column BA (AMOUNT) only will be converted based on selected currency (Column L) and Column BB (TAXES) value (INR) will be added to the converted values.
Note on K154: gepadmin: 1. If you choose "Full Conversion" then Column BA (AMOUNT) and Column BB (TAXES) BOTH values will be convert based on selected Currency in (Column L). 2. If you choose "Partial Conversion" then Column BA (AMOUNT) only will be converted based on selected currency (Column L) and Column BB (TAXES) value (INR) will be added to the converted values.
Note on K156: gepadmin: 1. If you choose "Full Conversion" then Column BA (AMOUNT) and Column BB (TAXES) BOTH values will be convert based on selected Currency in (Column L). 2. If you choose "Partial Conversion" then Column BA (AMOUNT) only will be converted based on selected currency (Column L) and Column BB (TAXES) value (INR) will be added to the converted values.
Note on K157: gepadmin: 1. If you choose "Full Conversion" then Column BA (AMOUNT) and Column BB (TAXES) BOTH values will be convert based on selected Currency in (Column L). 2. If you choose "Partial Conversion" then Column BA (AMOUNT) only will be converted based on selected currency (Column L) and Column BB (TAXES) value (INR) will be added to the converted values.
Note on K158: gepadmin: 1. If you choose "Full Conversion" then Column BA (AMOUNT) and Column BB (TAXES) BOTH values will be convert based on selected Currency in (Column L). 2. If you choose "Partial Conversion" then Column BA (AMOUNT) only will be converted based on selected currency (Column L) and Column BB (TAXES) value (INR) will be added to the converted values.
Note on K160: gepadmin: 1. If you choose "Full Conversion" then Column BA (AMOUNT) and Column BB (TAXES) BOTH values will be convert based on selected Currency in (Column L). 2. If you choose "Partial Conversion" then Column BA (AMOUNT) only will be converted based on selected currency (Column L) and Column BB (TAXES) value (INR) will be added to the converted values.
Note on K162: gepadmin: 1. If you choose "Full Conversion" then Column BA (AMOUNT) and Column BB (TAXES) BOTH values will be convert based on selected Currency in (Column L). 2. If you choose "Partial Conversion" then Column BA (AMOUNT) only will be converted based on selected currency (Column L) and Column BB (TAXES) value (INR) will be added to the converted values.
Note on K164: gepadmin: 1. If you choose "Full Conversion" then Column BA (AMOUNT) and Column BB (TAXES) BOTH values will be convert based on selected Currency in (Column L). 2. If you choose "Partial Conversion" then Column BA (AMOUNT) only will be converted based on selected currency (Column L) and Column BB (TAXES) value (INR) will be added to the converted values.
Note on K165: gepadmin: 1. If you choose "Full Conversion" then Column BA (AMOUNT) and Column BB (TAXES) BOTH values will be convert based on selected Currency in (Column L). 2. If you choose "Partial Conversion" then Column BA (AMOUNT) only will be converted based on selected currency (Column L) and Column BB (TAXES) value (INR) will be added to the converted values.
Note on K166: gepadmin: 1. If you choose "Full Conversion" then Column BA (AMOUNT) and Column BB (TAXES) BOTH values will be convert based on selected Currency in (Column L). 2. If you choose "Partial Conversion" then Column BA (AMOUNT) only will be converted based on selected currency (Column L) and Column BB (TAXES) value (INR) will be added to the converted values.
Note on K169: gepadmin: 1. If you choose "Full Conversion" then Column BA (AMOUNT) and Column BB (TAXES) BOTH values will be convert based on selected Currency in (Column L). 2. If you choose "Partial Conversion" then Column BA (AMOUNT) only will be converted based on selected currency (Column L) and Column BB (TAXES) value (INR) will be added to the converted values.
Note on K171: gepadmin: 1. If you choose "Full Conversion" then Column BA (AMOUNT) and Column BB (TAXES) BOTH values will be convert based on selected Currency in (Column L). 2. If you choose "Partial Conversion" then Column BA (AMOUNT) only will be converted based on selected currency (Column L) and Column BB (TAXES) value (INR) will be added to the converted values.
Note on K173: gepadmin: 1. If you choose "Full Conversion" then Column BA (AMOUNT) and Column BB (TAXES) BOTH values will be convert based on selected Currency in (Column L). 2. If you choose "Partial Conversion" then Column BA (AMOUNT) only will be converted based on selected currency (Column L) and Column BB (TAXES) value (INR) will be added to the converted values.
Note on K176: gepadmin: 1. If you choose "Full Conversion" then Column BA (AMOUNT) and Column BB (TAXES) BOTH values will be convert based on selected Currency in (Column L). 2. If you choose "Partial Conversion" then Column BA (AMOUNT) only will be converted based on selected currency (Column L) and Column BB (TAXES) value (INR) will be added to the converted values.
Note on K177: gepadmin: 1. If you choose "Full Conversion" then Column BA (AMOUNT) and Column BB (TAXES) BOTH values will be convert based on selected Currency in (Column L). 2. If you choose "Partial Conversion" then Column BA (AMOUNT) only will be converted based on selected currency (Column L) and Column BB (TAXES) value (INR) will be added to the converted values.
Note on K178: gepadmin: 1. If you choose "Full Conversion" then Column BA (AMOUNT) and Column BB (TAXES) BOTH values will be convert based on selected Currency in (Column L). 2. If you choose "Partial Conversion" then Column BA (AMOUNT) only will be converted based on selected currency (Column L) and Column BB (TAXES) value (INR) will be added to the converted values.
Note on K179: gepadmin: 1. If you choose "Full Conversion" then Column BA (AMOUNT) and Column BB (TAXES) BOTH values will be convert based on selected Currency in (Column L). 2. If you choose "Partial Conversion" then Column BA (AMOUNT) only will be converted based on selected currency (Column L) and Column BB (TAXES) value (INR) will be added to the converted values.
Note on K180: gepadmin: 1. If you choose "Full Conversion" then Column BA (AMOUNT) and Column BB (TAXES) BOTH values will be convert based on selected Currency in (Column L). 2. If you choose "Partial Conversion" then Column BA (AMOUNT) only will be converted based on selected currency (Column L) and Column BB (TAXES) value (INR) will be added to the converted values.
Note on K183: gepadmin: 1. If you choose "Full Conversion" then Column BA (AMOUNT) and Column BB (TAXES) BOTH values will be convert based on selected Currency in (Column L). 2. If you choose "Partial Conversion" then Column BA (AMOUNT) only will be converted based on selected currency (Column L) and Column BB (TAXES) value (INR) will be added to the converted values.
Note on K186: gepadmin: 1. If you choose "Full Conversion" then Column BA (AMOUNT) and Column BB (TAXES) BOTH values will be convert based on selected Currency in (Column L). 2. If you choose "Partial Conversion" then Column BA (AMOUNT) only will be converted based on selected currency (Column L) and Column BB (TAXES) value (INR) will be added to the converted values.
Note on K189: gepadmin: 1. If you choose "Full Conversion" then Column BA (AMOUNT) and Column BB (TAXES) BOTH values will be convert based on selected Currency in (Column L). 2. If you choose "Partial Conversion" then Column BA (AMOUNT) only will be converted based on selected currency (Column L) and Column BB (TAXES) value (INR) will be added to the converted values.
Note on K192: gepadmin: 1. If you choose "Full Conversion" then Column BA (AMOUNT) and Column BB (TAXES) BOTH values will be convert based on selected Currency in (Column L). 2. If you choose "Partial Conversion" then Column BA (AMOUNT) only will be converted based on selected currency (Column L) and Column BB (TAXES) value (INR) will be added to the converted values.
Note on K194: gepadmin: 1. If you choose "Full Conversion" then Column BA (AMOUNT) and Column BB (TAXES) BOTH values will be convert based on selected Currency in (Column L). 2. If you choose "Partial Conversion" then Column BA (AMOUNT) only will be converted based on selected currency (Column L) and Column BB (TAXES) value (INR) will be added to the converted values.
Note on K197: gepadmin: 1. If you choose "Full Conversion" then Column BA (AMOUNT) and Column BB (TAXES) BOTH values will be convert based on selected Currency in (Column L). 2. If you choose "Partial Conversion" then Column BA (AMOUNT) only will be converted based on selected currency (Column L) and Column BB (TAXES) value (INR) will be added to the converted values.
Note on K200: gepadmin: 1. If you choose "Full Conversion" then Column BA (AMOUNT) and Column BB (TAXES) BOTH values will be convert based on selected Currency in (Column L). 2. If you choose "Partial Conversion" then Column BA (AMOUNT) only will be converted based on selected currency (Column L) and Column BB (TAXES) value (INR) will be added to the converted values.
Note on K201: gepadmin: 1. If you choose "Full Conversion" then Column BA (AMOUNT) and Column BB (TAXES) BOTH values will be convert based on selected Currency in (Column L). 2. If you choose "Partial Conversion" then Column BA (AMOUNT) only will be converted based on selected currency (Column L) and Column BB (TAXES) value (INR) will be added to the converted values.
Note on K203: gepadmin: 1. If you choose "Full Conversion" then Column BA (AMOUNT) and Column BB (TAXES) BOTH values will be convert based on selected Currency in (Column L). 2. If you choose "Partial Conversion" then Column BA (AMOUNT) only will be converted based on selected currency (Column L) and Column BB (TAXES) value (INR) will be added to the converted values.
Note on K205: gepadmin: 1. If you choose "Full Conversion" then Column BA (AMOUNT) and Column BB (TAXES) BOTH values will be convert based on selected Currency in (Column L). 2. If you choose "Partial Conversion" then Column BA (AMOUNT) only will be converted based on selected currency (Column L) and Column BB (TAXES) value (INR) will be added to the converted values.
Note on K206: gepadmin: 1. If you choose "Full Conversion" then Column BA (AMOUNT) and Column BB (TAXES) BOTH values will be convert based on selected Currency in (Column L). 2. If you choose "Partial Conversion" then Column BA (AMOUNT) only will be converted based on selected currency (Column L) and Column BB (TAXES) value (INR) will be added to the converted values.
Note on K207: gepadmin: 1. If you choose "Full Conversion" then Column BA (AMOUNT) and Column BB (TAXES) BOTH values will be convert based on selected Currency in (Column L). 2. If you choose "Partial Conversion" then Column BA (AMOUNT) only will be converted based on selected currency (Column L) and Column BB (TAXES) value (INR) will be added to the converted values.
Note on K208: gepadmin: 1. If you choose "Full Conversion" then Column BA (AMOUNT) and Column BB (TAXES) BOTH values will be convert based on selected Currency in (Column L). 2. If you choose "Partial Conversion" then Column BA (AMOUNT) only will be converted based on selected currency (Column L) and Column BB (TAXES) value (INR) will be added to the converted values.
Note on K210: gepadmin: 1. If you choose "Full Conversion" then Column BA (AMOUNT) and Column BB (TAXES) BOTH values will be convert based on selected Currency in (Column L). 2. If you choose "Partial Conversion" then Column BA (AMOUNT) only will be converted based on selected currency (Column L) and Column BB (TAXES) value (INR) will be added to the converted values.
Note on K212: gepadmin: 1. If you choose "Full Conversion" then Column BA (AMOUNT) and Column BB (TAXES) BOTH values will be convert based on selected Currency in (Column L). 2. If you choose "Partial Conversion" then Column BA (AMOUNT) only will be converted based on selected currency (Column L) and Column BB (TAXES) value (INR) will be added to the converted values.
Note on K214: gepadmin: 1. If you choose "Full Conversion" then Column BA (AMOUNT) and Column BB (TAXES) BOTH values will be convert based on selected Currency in (Column L). 2. If you choose "Partial Conversion" then Column BA (AMOUNT) only will be converted based on selected currency (Column L) and Column BB (TAXES) value (INR) will be added to the converted values.
Note on K216: gepadmin: 1. If you choose "Full Conversion" then Column BA (AMOUNT) and Column BB (TAXES) BOTH values will be convert based on selected Currency in (Column L). 2. If you choose "Partial Conversion" then Column BA (AMOUNT) only will be converted based on selected currency (Column L) and Column BB (TAXES) value (INR) will be added to the converted values.
Note on K219: gepadmin: 1. If you choose "Full Conversion" then Column BA (AMOUNT) and Column BB (TAXES) BOTH values will be convert based on selected Currency in (Column L). 2. If you choose "Partial Conversion" then Column BA (AMOUNT) only will be converted based on selected currency (Column L) and Column BB (TAXES) value (INR) will be added to the converted values.
Note on K221: gepadmin: 1. If you choose "Full Conversion" then Column BA (AMOUNT) and Column BB (TAXES) BOTH values will be convert based on selected Currency in (Column L). 2. If you choose "Partial Conversion" then Column BA (AMOUNT) only will be converted based on selected currency (Column L) and Column BB (TAXES) value (INR) will be added to the converted values.
Note on K223: gepadmin: 1. If you choose "Full Conversion" then Column BA (AMOUNT) and Column BB (TAXES) BOTH values will be convert based on selected Currency in (Column L). 2. If you choose "Partial Conversion" then Column BA (AMOUNT) only will be converted based on selected currency (Column L) and Column BB (TAXES) value (INR) will be added to the converted values.
Note on K224: gepadmin: 1. If you choose "Full Conversion" then Column BA (AMOUNT) and Column BB (TAXES) BOTH values will be convert based on selected Currency in (Column L). 2. If you choose "Partial Conversion" then Column BA (AMOUNT) only will be converted based on selected currency (Column L) and Column BB (TAXES) value (INR) will be added to the converted values.
Note on K225: gepadmin: 1. If you choose "Full Conversion" then Column BA (AMOUNT) and Column BB (TAXES) BOTH values will be convert based on selected Currency in (Column L). 2. If you choose "Partial Conversion" then Column BA (AMOUNT) only will be converted based on selected currency (Column L) and Column BB (TAXES) value (INR) will be added to the converted values.
Note on K226: gepadmin: 1. If you choose "Full Conversion" then Column BA (AMOUNT) and Column BB (TAXES) BOTH values will be convert based on selected Currency in (Column L). 2. If you choose "Partial Conversion" then Column BA (AMOUNT) only will be converted based on selected currency (Column L) and Column BB (TAXES) value (INR) will be added to the converted values.
Note on K228: gepadmin: 1. If you choose "Full Conversion" then Column BA (AMOUNT) and Column BB (TAXES) BOTH values will be convert based on selected Currency in (Column L). 2. If you choose "Partial Conversion" then Column BA (AMOUNT) only will be converted based on selected currency (Column L) and Column BB (TAXES) value (INR) will be added to the converted values.
Note on K229: gepadmin: 1. If you choose "Full Conversion" then Column BA (AMOUNT) and Column BB (TAXES) BOTH values will be convert based on selected Currency in (Column L). 2. If you choose "Partial Conversion" then Column BA (AMOUNT) only will be converted based on selected currency (Column L) and Column BB (TAXES) value (INR) will be added to the converted values.
Note on K230: gepadmin: 1. If you choose "Full Conversion" then Column BA (AMOUNT) and Column BB (TAXES) BOTH values will be convert based on selected Currency in (Column L). 2. If you choose "Partial Conversion" then Column BA (AMOUNT) only will be converted based on selected currency (Column L) and Column BB (TAXES) value (INR) will be added to the converted values.
Note on K231: gepadmin: 1. If you choose "Full Conversion" then Column BA (AMOUNT) and Column BB (TAXES) BOTH values will be convert based on selected Currency in (Column L). 2. If you choose "Partial Conversion" then Column BA (AMOUNT) only will be converted based on selected currency (Column L) and Column BB (TAXES) value (INR) will be added to the converted values.
Note on K233: gepadmin: 1. If you choose "Full Conversion" then Column BA (AMOUNT) and Column BB (TAXES) BOTH values will be convert based on selected Currency in (Column L). 2. If you choose "Partial Conversion" then Column BA (AMOUNT) only will be converted based on selected currency (Column L) and Column BB (TAXES) value (INR) will be added to the converted values.
Note on K234: gepadmin: 1. If you choose "Full Conversion" then Column BA (AMOUNT) and Column BB (TAXES) BOTH values will be convert based on selected Currency in (Column L). 2. If you choose "Partial Conversion" then Column BA (AMOUNT) only will be converted based on selected currency (Column L) and Column BB (TAXES) value (INR) will be added to the converted values.
Note on K235: gepadmin: 1. If you choose "Full Conversion" then Column BA (AMOUNT) and Column BB (TAXES) BOTH values will be convert based on selected Currency in (Column L). 2. If you choose "Partial Conversion" then Column BA (AMOUNT) only will be converted based on selected currency (Column L) and Column BB (TAXES) value (INR) will be added to the converted values.
Note on K236: gepadmin: 1. If you choose "Full Conversion" then Column BA (AMOUNT) and Column BB (TAXES) BOTH values will be convert based on selected Currency in (Column L). 2. If you choose "Partial Conversion" then Column BA (AMOUNT) only will be converted based on selected currency (Column L) and Column BB (TAXES) value (INR) will be added to the converted values.
Note on K238: gepadmin: 1. If you choose "Full Conversion" then Column BA (AMOUNT) and Column BB (TAXES) BOTH values will be convert based on selected Currency in (Column L). 2. If you choose "Partial Conversion" then Column BA (AMOUNT) only will be converted based on selected currency (Column L) and Column BB (TAXES) value (INR) will be added to the converted values.
Note on K240: gepadmin: 1. If you choose "Full Conversion" then Column BA (AMOUNT) and Column BB (TAXES) BOTH values will be convert based on selected Currency in (Column L). 2. If you choose "Partial Conversion" then Column BA (AMOUNT) only will be converted based on selected currency (Column L) and Column BB (TAXES) value (INR) will be added to the converted values.
Note on K242: gepadmin: 1. If you choose "Full Conversion" then Column BA (AMOUNT) and Column BB (TAXES) BOTH values will be convert based on selected Currency in (Column L). 2. If you choose "Partial Conversion" then Column BA (AMOUNT) only will be converted based on selected currency (Column L) and Column BB (TAXES) value (INR) will be added to the converted values.
Note on K244: gepadmin: 1. If you choose "Full Conversion" then Column BA (AMOUNT) and Column BB (TAXES) BOTH values will be convert based on selected Currency in (Column L). 2. If you choose "Partial Conversion" then Column BA (AMOUNT) only will be converted based on selected currency (Column L) and Column BB (TAXES) value (INR) will be added to the converted values.
Note on K245: gepadmin: 1. If you choose "Full Conversion" then Column BA (AMOUNT) and Column BB (TAXES) BOTH values will be convert based on selected Currency in (Column L). 2. If you choose "Partial Conversion" then Column BA (AMOUNT) only will be converted based on selected currency (Column L) and Column BB (TAXES) value (INR) will be added to the converted values.
Note on K247: gepadmin: 1. If you choose "Full Conversion" then Column BA (AMOUNT) and Column BB (TAXES) BOTH values will be convert based on selected Currency in (Column L). 2. If you choose "Partial Conversion" then Column BA (AMOUNT) only will be converted based on selected currency (Column L) and Column BB (TAXES) value (INR) will be added to the converted values.
Note on K249: gepadmin: 1. If you choose "Full Conversion" then Column BA (AMOUNT) and Column BB (TAXES) BOTH values will be convert based on selected Currency in (Column L). 2. If you choose "Partial Conversion" then Column BA (AMOUNT) only will be converted based on selected currency (Column L) and Column BB (TAXES) value (INR) will be added to the converted values.
Note on K250: gepadmin: 1. If you choose "Full Conversion" then Column BA (AMOUNT) and Column BB (TAXES) BOTH values will be convert based on selected Currency in (Column L). 2. If you choose "Partial Conversion" then Column BA (AMOUNT) only will be converted based on selected currency (Column L) and Column BB (TAXES) value (INR) will be added to the converted values.
Note on K253: gepadmin: 1. If you choose "Full Conversion" then Column BA (AMOUNT) and Column BB (TAXES) BOTH values will be convert based on selected Currency in (Column L). 2. If you choose "Partial Conversion" then Column BA (AMOUNT) only will be converted based on selected currency (Column L) and Column BB (TAXES) value (INR) will be added to the converted values.
Note on K255: gepadmin: 1. If you choose "Full Conversion" then Column BA (AMOUNT) and Column BB (TAXES) BOTH values will be convert based on selected Currency in (Column L). 2. If you choose "Partial Conversion" then Column BA (AMOUNT) only will be converted based on selected currency (Column L) and Column BB (TAXES) value (INR) will be added to the converted values.
Note on K258: gepadmin: 1. If you choose "Full Conversion" then Column BA (AMOUNT) and Column BB (TAXES) BOTH values will be convert based on selected Currency in (Column L). 2. If you choose "Partial Conversion" then Column BA (AMOUNT) only will be converted based on selected currency (Column L) and Column BB (TAXES) value (INR) will be added to the converted values.
Note on K260: gepadmin: 1. If you choose "Full Conversion" then Column BA (AMOUNT) and Column BB (TAXES) BOTH values will be convert based on selected Currency in (Column L). 2. If you choose "Partial Conversion" then Column BA (AMOUNT) only will be converted based on selected currency (Column L) and Column BB (TAXES) value (INR) will be added to the converted values.
Note on K263: gepadmin: 1. If you choose "Full Conversion" then Column BA (AMOUNT) and Column BB (TAXES) BOTH values will be convert based on selected Currency in (Column L). 2. If you choose "Partial Conversion" then Column BA (AMOUNT) only will be converted based on selected currency (Column L) and Column BB (TAXES) value (INR) will be added to the converted values.
Note on K266: gepadmin: 1. If you choose "Full Conversion" then Column BA (AMOUNT) and Column BB (TAXES) BOTH values will be convert based on selected Currency in (Column L). 2. If you choose "Partial Conversion" then Column BA (AMOUNT) only will be converted based on selected currency (Column L) and Column BB (TAXES) value (INR) will be added to the converted values.
Note on K268: gepadmin: 1. If you choose "Full Conversion" then Column BA (AMOUNT) and Column BB (TAXES) BOTH values will be convert based on selected Currency in (Column L). 2. If you choose "Partial Conversion" then Column BA (AMOUNT) only will be converted based on selected currency (Column L) and Column BB (TAXES) value (INR) will be added to the converted values.
Note on K269: gepadmin: 1. If you choose "Full Conversion" then Column BA (AMOUNT) and Column BB (TAXES) BOTH values will be convert based on selected Currency in (Column L). 2. If you choose "Partial Conversion" then Column BA (AMOUNT) only will be converted based on selected currency (Column L) and Column BB (TAXES) value (INR) will be added to the converted values.
Note on K270: gepadmin: 1. If you choose "Full Conversion" then Column BA (AMOUNT) and Column BB (TAXES) BOTH values will be convert based on selected Currency in (Column L). 2. If you choose "Partial Conversion" then Column BA (AMOUNT) only will be converted based on selected currency (Column L) and Column BB (TAXES) value (INR) will be added to the converted values.
Note on K271: gepadmin: 1. If you choose "Full Conversion" then Column BA (AMOUNT) and Column BB (TAXES) BOTH values will be convert based on selected Currency in (Column L). 2. If you choose "Partial Conversion" then Column BA (AMOUNT) only will be converted based on selected currency (Column L) and Column BB (TAXES) value (INR) will be added to the converted values.
Note on K272: gepadmin: 1. If you choose "Full Conversion" then Column BA (AMOUNT) and Column BB (TAXES) BOTH values will be convert based on selected Currency in (Column L). 2. If you choose "Partial Conversion" then Column BA (AMOUNT) only will be converted based on selected currency (Column L) and Column BB (TAXES) value (INR) will be added to the converted values.
Note on K273: gepadmin: 1. If you choose "Full Conversion" then Column BA (AMOUNT) and Column BB (TAXES) BOTH values will be convert based on selected Currency in (Column L). 2. If you choose "Partial Conversion" then Column BA (AMOUNT) only will be converted based on selected currency (Column L) and Column BB (TAXES) value (INR) will be added to the converted values.
Note on K274: gepadmin: 1. If you choose "Full Conversion" then Column BA (AMOUNT) and Column BB (TAXES) BOTH values will be convert based on selected Currency in (Column L). 2. If you choose "Partial Conversion" then Column BA (AMOUNT) only will be converted based on selected currency (Column L) and Column BB (TAXES) value (INR) will be added to the converted values.
Validate
Print
Help

## Macros
Please Enable Macros to View BoQ information