## BoQ1 (hidden)
Percentage BoQ
BoQ_Ver3.1 | Percentage | Normal | INR Only | INR
Select, At Par, Excess (+), Less (-) |  | IOCL
Tender Inviting Authority: Superintending Engineer, IWD, IIT, Kanpur
Name of Work: Setting right of vacant house no. 174, 1004 & 1038, Type-I and providing & laying glazed tile on wall & floor of bathroom after replacement of supply as well as disposal line, providing tile, kota stone & steel sink in kitchen and internal white washing & painting of house no. Q-5 SBRA
Contract No: 01/C/D1/2020-21/01
Name of the Bidder/ Bidding Firm / Company :
PRICE SCHEDULE (This BOQ template must not be modified/replaced by the bidder and the same should be uploaded after filling the relevant columns, else the bidder is liable to be rejected for this tender. Bidders are allowed to enter the Bidder Name and Values only )
NUMBER # | TEXT # | TEXT # | NUMBER # | TEXT # | NUMBER | NUMBER | TEXT | TEXT # | NUMBER # | TEXT# | TEXT # | NUMBER # | NUMBER | NUMBER | NUMBER | NUMBER | TEXT | TEXT | NUMBER | NUMBER | NUMBER | NUMBER | TEXT | TEXT | NUMBER | NUMBER | NUMBER | NUMBER | TEXT | TEXT | NUMBER | NUMBER | NUMBER | NUMBER | TEXT | TEXT | NUMBER | NUMBER | NUMBER | NUMBER | TEXT | TEXT | NUMBER | NUMBER | NUMBER # | NUMBER # | TEXT | TEXT | NUMBER # | NUMBER # | DATE | NUMBER # | NUMBER # | TEXT #
Sl. No. | Item Description | Item Code / Make | Quantity | Units | Estimated Rate in Rs. P |  |  | Addition / Deduction | Addition / Deduction Values | Currency Convertion against each Item | Quoted Currency in INR / Other Currency | BASIC RATE In Figures To be entered by the Bidder Rs. P | Excise Duty | VAT | Freight Charges ( Unloading & Stacking) | Any Other Taxes/Duties/Levies |  |  | Other Taxes 2 | IIIrd Party i.e DGS&D / RITES etc Inspection Charges @0.34%+Service Tax | Less for Cenvat Credit,if any respect of Supplies Under full Excise Duty Category | [30 empty] | TOTAL AMOUNT Without Taxes in Rs. P | TOTAL AMOUNT With Taxes | TOTAL AMOUNT In Words
1 | 2 | 3 | 4 | 5 | 6 | 7 | 8 | 9 | 10 | 11 | 12 | 13 | 14 | 15 | 16 | 17 | 18 | 19 | 20 | 21 | 22 | 23 | 24 | 25 | 26 | 27 | 28 | 29 | 30 | 31 | 32 | 33 | 34 | 35 | 36 | 37 | 38 | 39 | 40 | 41 | 42 | 43 | 44 | 45 | 46 | 47 | 48 | 49 | 50 | 51 | 52 | 7 | 54 | 8
1 | CONCRETE WORK | [53 empty] | 1 | CONCRETE WORK |  |  | Construction of chamber for 100mm sluices valve | item1 | 10 | 1 Nos
1.01 | Providing and laying in position cement concrete of specified grade excluding the cost of centering and shuttering - All work up to plinth level : | [53 empty] | 1.01 | Providing and laying in position cement concrete of specified grade excluding the cost of centering and shuttering - All work up to plinth level :
1.02 | 1:2:4 (1 cement : 2 coarse sand (zone-III) derived from natural sources: 4 graded stone aggregate 20 mm nominal size derived from natural sources). |  | 2.25 | cum | 5952.3 |  |  | Excess(+) | 1 | Full Conversion | INR | [40 empty] | #VALUE! | #VALUE! | #VALUE! | 1.02 | 1:2:4 (1 cement : 2 coarse sand (zone-III) derived from natural sources: 4 graded stone aggregate 20 mm nominal size derived from natural sources). | 2.25 | cum
1.03 | Making plinth protection 50mm thick of cement concrete 1:3:6 (1 cement : 3 coarse sand derived from natural sources : 6 graded stone aggregate 20 mm nominal size derived from natural sources) over 75mm thick bed of dry brick ballast 40 mm nominal size, well rammed and consolidated and grouted with fine sand, including necessary excavation, levelling & dressing & finishing the top smooth. |  | 1 | sqm | 538.4 |  |  | Excess(+) | 1 | Full Conversion | INR | [40 empty] | #VALUE! | #VALUE! | #VALUE! | 1.03 | Making plinth protection 50mm thick of cement concrete 1:3:6 (1 cement : 3 coarse sand derived from natural sources : 6 graded stone aggregate 20 mm nominal size derived from natural sources) over 75mm thick bed of dry brick ballast 40 mm nominal size, well rammed and consolidated and grouted with fine sand, including necessary excavation, levelling & dressing & finishing the top smooth. | 1 | sqm
2 | REINFORCED CEMENT CONCRETE | [53 empty] | 2 | REINFORCED CEMENT CONCRETE
2.01 | Reinforced cement concrete work in beams, suspended floors, roofs having slope up to 15° landings, balconies, shelves, chajjas, lintels, bands, plain window sills, staircases and spiral stair cases above plinth level up to floor five level, excluding the cost of centering, shuttering, finishing and reinforcement, with 1:1.5:3 (1 cement: 1.5 coarse sand (zone-III)derived from natural sources: 3 graded stone aggregate 20 mm nominal size derived from natural sources). |  | 0.65 | cum | 8560.98 |  |  | Excess(+) | 1 | Full Conversion | INR | [40 empty] | #VALUE! | #VALUE! | #VALUE! | 2.01 | Reinforced cement concrete work in beams, suspended floors, roofs having slope up to 15° landings, balconies, shelves, chajjas, lintels, bands, plain window sills, staircases and spiral stair cases above plinth level up to floor five level, excluding the cost of centering, shuttering, finishing and reinforcement, with 1:1.5:3 (1 cement: 1.5 coarse sand (zone-III)derived from natural sources: 3 graded stone aggregate 20 mm nominal size derived from natural sources). | 0.65 | cum
2.02 | Centering and shuttering including strutting, propping etc. and removal of form for | [53 empty] | 2.02 | Centering and shuttering including strutting, propping etc. and removal of form for
2.03 | Shelves (Cast in situ) |  | 13.25 | sqm | 607.67 |  |  | Excess(+) | 1 | Full Conversion | INR | [40 empty] | #VALUE! | #VALUE! | #VALUE! | 2.03 | Shelves (Cast in situ) | 13.25 | sqm
2.04 | Providing, hoisting and fixing up to floor five level precast reinforced cement concrete in small lintels not exceeding 1.5m clear span up to floor five level, including the cost of required centering, shuttering but , excluding the cost of reinforcement, with 1:1.5:3 (1 cement : 1.5 coarse sand (zone-III)derived from natural sources : 3 graded stone aggregate 20 mm nominal size derived from natural sources). |  | 0.05 | cum | 10928.76 |  |  | Excess(+) | 1 | Full Conversion | INR | [40 empty] | #VALUE! | #VALUE! | #VALUE! | 2.04 | Providing, hoisting and fixing up to floor five level precast reinforced cement concrete in small lintels not exceeding 1.5m clear span up to floor five level, including the cost of required centering, shuttering but , excluding the cost of reinforcement, with 1:1.5:3 (1 cement : 1.5 coarse sand (zone-III)derived from natural sources : 3 graded stone aggregate 20 mm nominal size derived from natural sources). | 0.05 | cum
2.05 | Steel reinforcement for R.C.C. work including straightening, cutting, bending, placing in position and binding all complete above plinth level. | [53 empty] | 2.05 | Steel reinforcement for R.C.C. work including straightening, cutting, bending, placing in position and binding all complete above plinth level.
2.06 | Thermo-Mechanically Treated bars of grade Fe-500D or more. |  | 80 | kg | 73.21 |  |  | Excess(+) | 1 | Full Conversion | INR | [40 empty] | #VALUE! | #VALUE! | #VALUE! | 2.06 | Thermo-Mechanically Treated bars of grade Fe-500D or more. | 80 | kg
3 | MASONRY WORK | [53 empty] | 3 | MASONRY WORK
3.01 | Brick work with common burnt clay F.P.S. (non modular) bricks of class designation 7.5 in superstructure above plinth level up to floor V level in all shapes and sizes in : | [53 empty] | 3.01 | Brick work with common burnt clay F.P.S. (non modular) bricks of class designation 7.5 in superstructure above plinth level up to floor V level in all shapes and sizes in :
3.02 | Cement mortar 1:6 (1 cement : 6 coarse sand) |  | 0.6 | cum | 6655.37 |  |  | Excess(+) | 1 | Full Conversion | INR | [40 empty] | #VALUE! | #VALUE! | #VALUE! | 3.02 | Cement mortar 1:6 (1 cement : 6 coarse sand) | 0.6 | cum
3.03 | Half brick masonry with common burnt clay F.P.S. (non modular) bricks of class designation 7.5 in superstructure above plinth level up to floor V level. | [53 empty] | 3.03 | Half brick masonry with common burnt clay F.P.S. (non modular) bricks of class designation 7.5 in superstructure above plinth level up to floor V level.
3.04 | Cement mortar 1:4 (1 cement :4 coarse sand) |  | 4 | sqm | 817.27 |  |  | Excess(+) | 1 | Full Conversion | INR | [40 empty] | #VALUE! | #VALUE! | #VALUE! | 3.04 | Cement mortar 1:4 (1 cement :4 coarse sand) | 4 | sqm
3.05 | Brick edging 7cm wide 11.4 cm deep to plinth protection with common burnt clay F.P.S. (non modular) bricks of class designation 7.5 including grouting with cement mortar 1:4 (1 cement : 4 fine sand). |  | 1 | metre | 45.59 |  |  | Excess(+) | 1 | Full Conversion | INR | [40 empty] | #VALUE! | #VALUE! | #VALUE! | 3.05 | Brick edging 7cm wide 11.4 cm deep to plinth protection with common burnt clay F.P.S. (non modular) bricks of class designation 7.5 including grouting with cement mortar 1:4 (1 cement : 4 fine sand). | 1 | metre
4 | CLADDING WORK | [53 empty] | 4 | CLADDING WORK
4.01 | Providing and fixing 18 mm thick gang saw cut, mirror polished, premoulded and prepolished, machine cut for kitchen platforms, vanity counters, window sills, facias and similar locations of required size, approved shade, colour and texture laid over 20 mm thick base cement mortar 1:4 (1 cement : 4 coarse sand), joints treated with white cement, mixed with matching pigment, epoxy touch ups, including rubbing, curing, moulding and polishing to edges to give high gloss finish etc. complete at all levels. | [53 empty] | 4.01 | Providing and fixing 18 mm thick gang saw cut, mirror polished, premoulded and prepolished, machine cut for kitchen platforms, vanity counters, window sills, facias and similar locations of required size, approved shade, colour and texture laid over 20 mm thick base cement mortar 1:4 (1 cement : 4 coarse sand), joints treated with white cement, mixed with matching pigment, epoxy touch ups, including rubbing, curing, moulding and polishing to edges to give high gloss finish etc. complete at all levels.
4.02 | Raj Nagar Plain white marble/ Udaipur green marble/ Zebra black marble | [53 empty] | 4.02 | Raj Nagar Plain white marble/ Udaipur green marble/ Zebra black marble
4.03 | Area of slab over 0.50 sqm |  | 3.8 | sqm | 2238.19 |  |  | Excess(+) | 1 | Full Conversion | INR | [40 empty] | #VALUE! | #VALUE! | #VALUE! | 4.03 | Area of slab over 0.50 sqm | 3.8 | sqm
4.04 | Providing edge moulding to 18 mm thick marble stone counters, Vanities etc., including machine polishing to edge to give high gloss finish etc. complete as per design approved by Engineer-in-Charge. | [53 empty] | 4.04 | Providing edge moulding to 18 mm thick marble stone counters, Vanities etc., including machine polishing to edge to give high gloss finish etc. complete as per design approved by Engineer-in-Charge.
4.05 | Marble work |  | 3.2 | metre | 193.2 |  |  | Excess(+) | 1 | Full Conversion | INR | [40 empty] | #VALUE! | #VALUE! | #VALUE! | 4.05 | Marble work | 3.2 | metre
4.06 | Extra for providing opening of required size & shape for wash basin/ kitchen sink in kitchen platform, vanity counter and similar location in marble/ Granite/ stone work, including necessary holes for pillar taps etc. including moulding, rubbing and polishing of cut edges etc. complete. |  | 1 | each | 644.06 |  |  | Excess(+) | 1 | Full Conversion | INR | [40 empty] | #VALUE! | #VALUE! | #VALUE! | 4.06 | Extra for providing opening of required size & shape for wash basin/ kitchen sink in kitchen platform, vanity counter and similar location in marble/ Granite/ stone work, including necessary holes for pillar taps etc. including moulding, rubbing and polishing of cut edges etc. complete. | 1 | each
4.07 | Providing and fixing Ist quality ceramic glazed wall tiles conforming to IS: 15622 (thickness to be specified by the manufacturer), of approved make, in all colours, shades except burgundy, bottle green, black of any size as approved by Engineer-in-Charge, in skirting, risers of steps and dados, over 12 mm thick bed of cement mortar 1:3 (1 cement : 3 coarse sand) and jointing with grey cement slurry @ 3.3kg per sqm, including pointing in white cement mixed with pigment of matching shade complete. |  | 59 | sqm | 903.38 |  |  | Excess(+) | 1 | Full Conversion | INR | [40 empty] | #VALUE! | #VALUE! | #VALUE! | 4.07 | Providing and fixing Ist quality ceramic glazed wall tiles conforming to IS: 15622 (thickness to be specified by the manufacturer), of approved make, in all colours, shades except burgundy, bottle green, black of any size as approved by Engineer-in-Charge, in skirting, risers of steps and dados, over 12 mm thick bed of cement mortar 1:3 (1 cement : 3 coarse sand) and jointing with grey cement slurry @ 3.3kg per sqm, including pointing in white cement mixed with pigment of matching shade complete. | 59 | sqm
5 | WOOD AND PVC WORK | [53 empty] | 5 | WOOD AND PVC WORK
5.01 | Providing wood work in frames of doors, windows, clerestory windows and other frames, wrought framed and fixed in position with hold fast lugs or with dash fasteners of required dia & length (hold fast lugs or dash fastener shall be paid for separately). | [53 empty] | 5.01 | Providing wood work in frames of doors, windows, clerestory windows and other frames, wrought framed and fixed in position with hold fast lugs or with dash fasteners of required dia & length (hold fast lugs or dash fastener shall be paid for separately).
5.02 | Sal wood |  | 0.25 | cum | 92351 |  |  | Excess(+) | 1 | Full Conversion | INR | [40 empty] | #VALUE! | #VALUE! | #VALUE! | 5.02 | Sal wood | 0.25 | cum
5.03 | Providing and fixing glazed shutters for doors, windows and clerestory windows using 4 mm thick float glass panes, including ISI marked M.S. pressed butt hinges bright finished of required size with necessary screws. | [53 empty] | 5.03 | Providing and fixing glazed shutters for doors, windows and clerestory windows using 4 mm thick float glass panes, including ISI marked M.S. pressed butt hinges bright finished of required size with necessary screws.
5.04 | Second class teak wood | [53 empty] | 5.04 | Second class teak wood
5.05 | 35 mm thick |  | 5.25 | sqm | 3817.4 |  |  | Excess(+) | 1 | Full Conversion | INR | [40 empty] | #VALUE! | #VALUE! | #VALUE! | 5.05 | 35 mm thick | 5.25 | sqm
5.06 | Extra for providing frosted glass panes 4 mm thick instead of ordinary float glass panes 4 mm thick in doors, windows and clerestory window shutters. (Area of opening for glass panes excluding portion inside rebate shall be measured). |  | 1.5 | sqm | 187.68 |  |  | Excess(+) | 1 | Full Conversion | INR | [40 empty] | #VALUE! | #VALUE! | #VALUE! | 5.06 | Extra for providing frosted glass panes 4 mm thick instead of ordinary float glass panes 4 mm thick in doors, windows and clerestory window shutters. (Area of opening for glass panes excluding portion inside rebate shall be measured). | 1.5 | sqm
5.07 | Providing and fixing M.S. grills of required pattern in frames of windows etc. with M.S. flats, square or round bars etc. including priming coat with approved steel primer all complete. | [53 empty] | 5.07 | Providing and fixing M.S. grills of required pattern in frames of windows etc. with M.S. flats, square or round bars etc. including priming coat with approved steel primer all complete.
5.08 | Fixed to openings /wooden frames with rawl plugs screws etc. |  | 50 | kg | 160.89 |  |  | Excess(+) | 1 | Full Conversion | INR | [40 empty] | #VALUE! | #VALUE! | #VALUE! | 5.08 | Fixed to openings /wooden frames with rawl plugs screws etc. | 50 | kg
5.09 | Providing 40x5 mm flat iron hold fast 40 cm long including fixing to frame with 10 mm diameter bolts, nuts and wooden plugs and embedding in cement concrete block 30x10x15cm 1:3:6 mix (1 cement : 3 coarse sand : 6 graded stone aggregate 20mm nominal size). |  | 16 | each | 157.12 |  |  | Excess(+) | 1 | Full Conversion | INR | [40 empty] | #VALUE! | #VALUE! | #VALUE! | 5.09 | Providing 40x5 mm flat iron hold fast 40 cm long including fixing to frame with 10 mm diameter bolts, nuts and wooden plugs and embedding in cement concrete block 30x10x15cm 1:3:6 mix (1 cement : 3 coarse sand : 6 graded stone aggregate 20mm nominal size). | 16 | each
5.1 | Providing and fixing ISI marked oxidised M.S. sliding door bolts with nuts and screws etc. complete : | [53 empty] | 5.1 | Providing and fixing ISI marked oxidised M.S. sliding door bolts with nuts and screws etc. complete :
5.11 | 250x16 mm |  | 6 | each | 149.06 |  |  | Excess(+) | 1 | Full Conversion | INR | [40 empty] | #VALUE! | #VALUE! | #VALUE! | 5.11 | 250x16 mm | 6 | each
5.12 | Providing and fixing ISI marked oxidised M.S. tower bolt black finish, (Barrel type) with necessary screws etc. complete : | [53 empty] | 5.12 | Providing and fixing ISI marked oxidised M.S. tower bolt black finish, (Barrel type) with necessary screws etc. complete :
5.13 | 200x10 mm |  | 12 | each | 53.09 |  |  | Excess(+) | 1 | Full Conversion | INR | [40 empty] | #VALUE! | #VALUE! | #VALUE! | 5.13 | 200x10 mm | 12 | each
5.14 | 150x10 mm |  | 46 | each | 46.08 |  |  | Excess(+) | 1 | Full Conversion | INR | [40 empty] | #VALUE! | #VALUE! | #VALUE! | 5.14 | 150x10 mm | 46 | each
5.15 | Providing and fixing ISI marked oxidised M.S. handles conforming to IS:4992 with necessary screws etc. complete : | [53 empty] | 5.15 | Providing and fixing ISI marked oxidised M.S. handles conforming to IS:4992 with necessary screws etc. complete :
5.16 | 125 mm |  | 12 | each | 30.56 |  |  | Excess(+) | 1 | Full Conversion | INR | [40 empty] | #VALUE! | #VALUE! | #VALUE! | 5.16 | 125 mm | 12 | each
5.17 | 100 mm |  | 34 | each | 24.51 |  |  | Excess(+) | 1 | Full Conversion | INR | [40 empty] | #VALUE! | #VALUE! | #VALUE! | 5.17 | 100 mm | 34 | each
5.18 | Providing and fixing oxidised M.S. casement stays (straight peg type) with necessary screws etc. complete. | [53 empty] | 5.18 | Providing and fixing oxidised M.S. casement stays (straight peg type) with necessary screws etc. complete.
5.19 | 300 mm weighing not less than 200 gms |  | 1 | each | 51.56 |  |  | Excess(+) | 1 | Full Conversion | INR | [40 empty] | #VALUE! | #VALUE! | #VALUE! | 5.19 | 300 mm weighing not less than 200 gms | 1 | each
5.2 | Providing and fixing aluminium tower bolts, ISI marked, anodised (anodic coating not less than grade AC 10 as per IS : 1868 ) transparent or dyed to required colour or shade, with necessary screws etc. complete : | [53 empty] | 5.2 | Providing and fixing aluminium tower bolts, ISI marked, anodised (anodic coating not less than grade AC 10 as per IS : 1868 ) transparent or dyed to required colour or shade, with necessary screws etc. complete :
5.23 | 200x10 mm |  | 14 | each | 78.91 |  |  | Excess(+) | 1 | Full Conversion | INR | [40 empty] | #VALUE! | #VALUE! | #VALUE! | 5.23 | 200x10 mm | 14 | each
5.24 | Providing and fixing aluminium handles, ISI marked, anodised (anodic coating not less than grade AC 10 as per IS : 1868) transparent or dyed to required colour or shade, with necessary screws etc. complete : | [53 empty] | 5.24 | Providing and fixing aluminium handles, ISI marked, anodised (anodic coating not less than grade AC 10 as per IS : 1868) transparent or dyed to required colour or shade, with necessary screws etc. complete :
5.25 | 125 mm |  | 14 | each | 52.3 |  |  | Excess(+) | 1 | Full Conversion | INR | [40 empty] | #VALUE! | #VALUE! | #VALUE! | 5.25 | 125 mm | 14 | each
5.26 | Providing and fixing aluminium hanging floor door stopper, ISI marked, anodised (anodic coating not less than grade AC 10 as per IS : 1868) transparent or dyed to required colour and shade, with necessary screws etc. complete. | [53 empty] | 5.26 | Providing and fixing aluminium hanging floor door stopper, ISI marked, anodised (anodic coating not less than grade AC 10 as per IS : 1868) transparent or dyed to required colour and shade, with necessary screws etc. complete.
5.27 | Twin rubber stopper |  | 18 | each | 54.41 |  |  | Excess(+) | 1 | Full Conversion | INR | [40 empty] | #VALUE! | #VALUE! | #VALUE! | 5.27 | Twin rubber stopper | 18 | each
5.28 | Providing and fixing factory made uPVC door frame made of uPVC extruded sections having an overall dimension as below (tolerance ±1mm), with wall thickness 2.0 mm (± 0.2 mm), corners of the door frame to be Jointed with galvanized brackets and stainless steel screws, joints mitred and Plastic welded. The hinge side vertical of the frames reinforced by galvanized M.S. tube of size 19 X 19 mm and 1mm (± 0.1 mm) wall thickness and 3 nos. stainless steel hinges fixed to the frame complete as per manufacturer’s specification and direction of Engineer- in-charge | [53 empty] | 5.28 | Providing and fixing factory made uPVC door frame made of uPVC extruded sections having an overall dimension as below (tolerance ±1mm), with wall thickness 2.0 mm (± 0.2 mm), corners of the door frame to be Jointed with galvanized brackets and stainless steel screws, joints mitred and Plastic welded. The hinge side vertical of the frames reinforced by galvanized M.S. tube of size 19 X 19 mm and 1mm (± 0.1 mm) wall thickness and 3 nos. stainless steel hinges fixed to the frame complete as per manufacturer’s specification and direction of Engineer- in-charge
5.29 | Extruded section profile size 48x40 mm |  | 35 | metre | 194.34 |  |  | Excess(+) | 1 | Full Conversion | INR | [40 empty] | #VALUE! | #VALUE! | #VALUE! | 5.29 | Extruded section profile size 48x40 mm | 35 | metre
5.3 | Providing and fixing to existing door frames. | [53 empty] | 5.3 | Providing and fixing to existing door frames.
5.31 | 24 mm thick factory made PVC door shutters made of styles and rails of a uPVC hollow section of size 59x24 mm and wall thickness 2 mm (± 0.2 mm) with inbuilt edging on both sides. The styles and rails mitred and joint at the corners by means of M.S. galvanised/ plastic brackets of size 75x220 mm having wall thickness 1.0 mm and stainless steel screws. The styles of the shutter reinforced by inserting galvanised M.S. tube of size 20x20 mm and 1 mm (± 0.1 mm) wall thickness. The lock rail made up of 'H' section, a uPVC hollow section of size 100x24 mm and 2 mm (± 0.2 mm) wall thickness, fixed to the shutter styles by means of plastic/galvanised M.S. 'U' cleats. The shutter frame filled with a uPVC multi-chambered single panel of size not less than 620 mm, having over all thickness of 20 mm and 1 mm (± 0.1 mm) wall thickness. The panels filled vertically and tie bar at two places by inserting horizontally 6 mm galvanised M.S. rod and fastened with nuts and washers, complete as per manufacturer's specification and direction of Engineer-in-charge. (For W.C. and bathroom door shutter). |  | 10.5 | sqm | 1543.8 |  |  | Excess(+) | 1 | Full Conversion | INR | [40 empty] | #VALUE! | #VALUE! | #VALUE! | 5.31 | 24 mm thick factory made PVC door shutters made of styles and rails of a uPVC hollow section of size 59x24 mm and wall thickness 2 mm (± 0.2 mm) with inbuilt edging on both sides. The styles and rails mitred and joint at the corners by means of M.S. galvanised/ plastic brackets of size 75x220 mm having wall thickness 1.0 mm and stainless steel screws. The styles of the shutter reinforced by inserting galvanised M.S. tube of size 20x20 mm and 1 mm (± 0.1 mm) wall thickness. The lock rail made up of 'H' section, a uPVC hollow section of size 100x24 mm and 2 mm (± 0.2 mm) wall thickness, fixed to the shutter styles by means of plastic/galvanised M.S. 'U' cleats. The shutter frame filled with a uPVC multi-chambered single panel of size not less than 620 mm, having over all thickness of 20 mm and 1 mm (± 0.1 mm) wall thickness. The panels filled vertically and tie bar at two places by inserting horizontally 6 mm galvanised M.S. rod and fastened with nuts and washers, complete as per manufacturer's specification and direction of Engineer-in-charge. (For W.C. and bathroom door shutter). | 10.5 | sqm
5.32 | Providing and fixing wire gauge shutters using stainless steel grade 304 wire gauge with wire of dia 0.5 mm and average width of aperture 1.4 mm in both directions for doors, windows and clerestory windows with necessary screws : | [53 empty] | 5.32 | Providing and fixing wire gauge shutters using stainless steel grade 304 wire gauge with wire of dia 0.5 mm and average width of aperture 1.4 mm in both directions for doors, windows and clerestory windows with necessary screws :
5.33 | 35 mm thick shutters | [53 empty] | 5.33 | 35 mm thick shutters
5.34 | with ISI marked M.S. pressed butt hinges bright finished of required size | [53 empty] | 5.34 | with ISI marked M.S. pressed butt hinges bright finished of required size
5.35 | Second class teak wood |  | 13.4 | sqm | 3816.05 |  |  | Excess(+) | 1 | Full Conversion | INR | [40 empty] | #VALUE! | #VALUE! | #VALUE! | 5.35 | Second class teak wood | 13.4 | sqm
6 | STEEL WORK | [53 empty] | 6 | STEEL WORK
6.01 | Providing and fixing factory made ISI marked steel glazed doors, windows and ventilators, side /top /centre hung, with beading and all members such as F7D,F4B, K11 B and K12 B etc. complete of standard rolled steel sections, joints mitred and flash butt welded and sash bars tenoned and riveted, including providing and fixing of hinges, pivots, including priming coat of approved steel primer, but excluding the cost of other fittings, complete all as per approved design, (sectional weight of only steel members shall be measured for payment). | [53 empty] | 6.01 | Providing and fixing factory made ISI marked steel glazed doors, windows and ventilators, side /top /centre hung, with beading and all members such as F7D,F4B, K11 B and K12 B etc. complete of standard rolled steel sections, joints mitred and flash butt welded and sash bars tenoned and riveted, including providing and fixing of hinges, pivots, including priming coat of approved steel primer, but excluding the cost of other fittings, complete all as per approved design, (sectional weight of only steel members shall be measured for payment).
6.02 | Fixing with 15x3 mm lugs 10 cm long embedded in cement concrete block 15x10x10 cm of C.C. 1:3:6 (1 Cement : 3 coarse sand : 6 graded stone aggregate 20 mm nominal size) |  | 15 | kg | 145.99 |  |  | Excess(+) | 1 | Full Conversion | INR | [40 empty] | #VALUE! | #VALUE! | #VALUE! | 6.02 | Fixing with 15x3 mm lugs 10 cm long embedded in cement concrete block 15x10x10 cm of C.C. 1:3:6 (1 Cement : 3 coarse sand : 6 graded stone aggregate 20 mm nominal size) | 15 | kg
6.03 | Providing and fixing T-iron frames for doors, windows and ventilators of mild steel Tee-sections, joints mitred and welded, including fixing of necessary butt hinges and screws and applying a priming coat of approved steel primer. | [53 empty] | 6.03 | Providing and fixing T-iron frames for doors, windows and ventilators of mild steel Tee-sections, joints mitred and welded, including fixing of necessary butt hinges and screws and applying a priming coat of approved steel primer.
6.04 | Fixing with 15x3 mm lugs 10 cm long embedded in cement concrete block 15x10x10 cm of C.C. 1:3:6 (1 Cement : 3 coarse sand : 6 graded stone aggregate 20 mm nominal size). |  | 50 | kg | 93.34 |  |  | Excess(+) | 1 | Full Conversion | INR | [40 empty] | #VALUE! | #VALUE! | #VALUE! | 6.04 | Fixing with 15x3 mm lugs 10 cm long embedded in cement concrete block 15x10x10 cm of C.C. 1:3:6 (1 Cement : 3 coarse sand : 6 graded stone aggregate 20 mm nominal size). | 50 | kg
6.05 | Providing & fixing glass panes with putty and glazing clips in steel doors, windows, clerestory windows, all complete with : | [53 empty] | 6.05 | Providing & fixing glass panes with putty and glazing clips in steel doors, windows, clerestory windows, all complete with :
6.06 | 4.0 mm thick glass panes |  | 0.5 | sqm | 789.61 |  |  | Excess(+) | 1 | Full Conversion | INR | [40 empty] | #VALUE! | #VALUE! | #VALUE! | 6.06 | 4.0 mm thick glass panes | 0.5 | sqm
7 | FLOORING | [53 empty] | 7 | FLOORING
7.01 | Kota stone slab flooring over 20 mm (average) thick base laid over and jointed with grey cement slurry mixed with pigment to match the shade of the slab, including rubbing and polishing complete with base of cement mortar 1 : 4 (1 cement : 4 coarse sand) : | [53 empty] | 7.01 | Kota stone slab flooring over 20 mm (average) thick base laid over and jointed with grey cement slurry mixed with pigment to match the shade of the slab, including rubbing and polishing complete with base of cement mortar 1 : 4 (1 cement : 4 coarse sand) :
7.02 | 25 mm thick |  | 4 | sqm | 1343.14 |  |  | Excess(+) | 1 | Full Conversion | INR | [40 empty] | #VALUE! | #VALUE! | #VALUE! | 7.02 | 25 mm thick | 4 | sqm
7.03 | Providing and laying Ceramic glazed floor tiles of size 300x300 mm (thickness to be specified by the manufacturer) of 1st quality conforming to IS : 15622 of approved make in colours such as White, Ivory, Grey, Fume Red Brown, laid on 20 mm thick cement mortar 1:4 (1 Cement : 4 Coarse sand), Jointing with grey cement slurry @ 3.3 kg/sqm including pointing the joints with white cement and matching pigment etc., complete. |  | 11.2 | sqm | 812.71 |  |  | Excess(+) | 1 | Full Conversion | INR | [40 empty] | #VALUE! | #VALUE! | #VALUE! | 7.03 | Providing and laying Ceramic glazed floor tiles of size 300x300 mm (thickness to be specified by the manufacturer) of 1st quality conforming to IS : 15622 of approved make in colours such as White, Ivory, Grey, Fume Red Brown, laid on 20 mm thick cement mortar 1:4 (1 Cement : 4 Coarse sand), Jointing with grey cement slurry @ 3.3 kg/sqm including pointing the joints with white cement and matching pigment etc., complete. | 11.2 | sqm
7.04 | Providing and laying Vitrified tiles in different sizes (thickness to be specified by manufacturer), with water absorption less than 0.08 % and conforming to I.S. 15622, of approved make, in all colours & shade, in skirting, riser of steps, over 12 mm thick bed of cement mortar 1:3 (1 cement: 3 coarse sand), jointing with grey cement slurry @ 3.3 kg/ sqm including grouting the joint with white cement & matching pigments etc. complete. | [53 empty] | 7.04 | Providing and laying Vitrified tiles in different sizes (thickness to be specified by manufacturer), with water absorption less than 0.08 % and conforming to I.S. 15622, of approved make, in all colours & shade, in skirting, riser of steps, over 12 mm thick bed of cement mortar 1:3 (1 cement: 3 coarse sand), jointing with grey cement slurry @ 3.3 kg/ sqm including grouting the joint with white cement & matching pigments etc. complete.
7.05 | Size of Tile 600x600 mm |  | 16.5 | sqm | 1355.41 |  |  | Excess(+) | 1 | Full Conversion | INR | [40 empty] | #VALUE! | #VALUE! | #VALUE! | 7.05 | Size of Tile 600x600 mm | 16.5 | sqm
7.06 | Providing and laying Vitrified tiles in floor with different sizes (thickness to be specified by the manufacturer), with water absorption less than 0.08% and conforming to IS:15622, of approved brand & manufacturer, in all colours and shade, laid with cement based high polymer modified quick set tile adhesive (water based) conforming to IS : 15477, in average 6 mm thickness, including grouting of joints (Payment for grouting of joints to be made separately). | [53 empty] | 7.06 | Providing and laying Vitrified tiles in floor with different sizes (thickness to be specified by the manufacturer), with water absorption less than 0.08% and conforming to IS:15622, of approved brand & manufacturer, in all colours and shade, laid with cement based high polymer modified quick set tile adhesive (water based) conforming to IS : 15477, in average 6 mm thickness, including grouting of joints (Payment for grouting of joints to be made separately).
7.07 | Size of Tile 600x600 mm |  | 135 | sqm | 1411.62 |  |  | Excess(+) | 1 | Full Conversion | INR | [40 empty] | #VALUE! | #VALUE! | #VALUE! | 7.07 | Size of Tile 600x600 mm | 135 | sqm
8 | ROOFING | [53 empty] | 8 | ROOFING
8.01 | Making khurras 45x45 cm with average minimum thickness of 5 cm cement concrete 1:2:4 (1 cement : 2 coarse sand : 4 graded stone aggregate of 20 mm nominal size) over P.V.C. sheet 1 m x1 m x 400 micron, finished with 12 mm cement plaster 1:3 (1 cement : 3 coarse sand) and a coat of neat cement, rounding the edges and making and finishing the outlet complete. |  | 6 | each | 213.99 |  |  | Excess(+) | 1 | Full Conversion | INR | [40 empty] | #VALUE! | #VALUE! | #VALUE! | 8.01 | Making khurras 45x45 cm with average minimum thickness of 5 cm cement concrete 1:2:4 (1 cement : 2 coarse sand : 4 graded stone aggregate of 20 mm nominal size) over P.V.C. sheet 1 m x1 m x 400 micron, finished with 12 mm cement plaster 1:3 (1 cement : 3 coarse sand) and a coat of neat cement, rounding the edges and making and finishing the outlet complete. | 6 | each
8.02 | Providing and fixing on wall face unplasticised Rigid PVC rain water pipes conforming to IS : 13592 Type A, including jointing with seal ring conforming to IS : 5382, leaving 10 mm gap for thermal expansion, (i) Single socketed pipes. | [53 empty] | 8.02 | Providing and fixing on wall face unplasticised Rigid PVC rain water pipes conforming to IS : 13592 Type A, including jointing with seal ring conforming to IS : 5382, leaving 10 mm gap for thermal expansion, (i) Single socketed pipes.
8.03 | 110 mm diameter |  | 14 | metre | 267.47 |  |  | Excess(+) | 1 | Full Conversion | INR | [40 empty] | #VALUE! | #VALUE! | #VALUE! | 8.03 | 110 mm diameter | 14 | metre
8.04 | Providing and fixing on wall face unplasticised - PVC moulded fittings/ accessories for unplasticised Rigid PVC rain water pipes conforming to IS : 13592 Type A, including jointing with seal ring conforming to IS : 5382, leaving 10 mm gap for thermal expansion. | [53 empty] | 8.04 | Providing and fixing on wall face unplasticised - PVC moulded fittings/ accessories for unplasticised Rigid PVC rain water pipes conforming to IS : 13592 Type A, including jointing with seal ring conforming to IS : 5382, leaving 10 mm gap for thermal expansion.
8.05 | Single tee without door | [53 empty] | 8.05 | Single tee without door
8.06 | 110x110x110 mm |  | 2 | each | 165.32 |  |  | Excess(+) | 1 | Full Conversion | INR | [40 empty] | #VALUE! | #VALUE! | #VALUE! | 8.06 | 110x110x110 mm | 2 | each
8.07 | Shoe (Plain) | [53 empty] | 8.07 | Shoe (Plain)
8.08 | 110 mm Shoe |  | 2 | each | 99.78 |  |  | Excess(+) | 1 | Full Conversion | INR | [40 empty] | #VALUE! | #VALUE! | #VALUE! | 8.08 | 110 mm Shoe | 2 | each
8.09 | Providing and fixing unplasticised -PVC pipe clips of approved design to unplasticised - PVC rain water pipes by means of 50x50x50 mm hard wood plugs, screwed with M.S. screws of required length, including cutting brick work and fixing in cement mortar 1:4 (1 cement : 4 coarse sand) and making good the wall etc. complete. | [53 empty] | 8.09 | Providing and fixing unplasticised -PVC pipe clips of approved design to unplasticised - PVC rain water pipes by means of 50x50x50 mm hard wood plugs, screwed with M.S. screws of required length, including cutting brick work and fixing in cement mortar 1:4 (1 cement : 4 coarse sand) and making good the wall etc. complete.
8.1 | 110 mm |  | 6 | each | 253.22 |  |  | Excess(+) | 1 | Full Conversion | INR | [40 empty] | #VALUE! | #VALUE! | #VALUE! | 8.1 | 110 mm | 6 | each
9 | FINISHING | [53 empty] | 9 | FINISHING
9.01 | 15 mm cement plaster on rough side of single or half brick wall of mix: | [53 empty] | 9.01 | 15 mm cement plaster on rough side of single or half brick wall of mix:
9.02 | 1:6 (1 cement: 6 coarse sand) |  | 37.5 | sqm | 266.46 |  |  | Excess(+) | 1 | Full Conversion | INR | [40 empty] | #VALUE! | #VALUE! | #VALUE! | 9.02 | 1:6 (1 cement: 6 coarse sand) | 37.5 | sqm
9.03 | 6 mm cement plaster of mix : | [53 empty] | 9.03 | 6 mm cement plaster of mix :
9.04 | 1:3 (1 cement : 3 fine sand) |  | 12.5 | sqm | 199.34 |  |  | Excess(+) | 1 | Full Conversion | INR | [40 empty] | #VALUE! | #VALUE! | #VALUE! | 9.04 | 1:3 (1 cement : 3 fine sand) | 12.5 | sqm
9.05 | Distempering with 1st quality acrylic distemper (ready mixed) having VOC content less than 50 gms/litre, of approved manufacturer, of required shade and colour complete, as per manufacturer's specification. | [53 empty] | 9.05 | Distempering with 1st quality acrylic distemper (ready mixed) having VOC content less than 50 gms/litre, of approved manufacturer, of required shade and colour complete, as per manufacturer's specification.
9.06 | Two or more coats on new work |  | 652 | sqm | 76.41 |  |  | Excess(+) | 1 | Full Conversion | INR | [40 empty] | #VALUE! | #VALUE! | #VALUE! | 9.06 | Two or more coats on new work | 652 | sqm
9.07 | Painting with synthetic enamel paint of approved brand and manufacture to give an even shade : | [53 empty] | 9.07 | Painting with synthetic enamel paint of approved brand and manufacture to give an even shade :
9.08 | Two or more coats on new work |  | 30 | sqm | 106.58 |  |  | Excess(+) | 1 | Full Conversion | INR | [40 empty] | #VALUE! | #VALUE! | #VALUE! | 9.08 | Two or more coats on new work | 30 | sqm
9.09 | Painting with synthetic enamel paint of approved brand and manufacture of required colour to give an even shade : | [53 empty] | 9.09 | Painting with synthetic enamel paint of approved brand and manufacture of required colour to give an even shade :
9.1 | Two or more coats on new work over an under coat of suitable shade with ordinary paint of approved brand and manufacture |  | 46 | sqm | 155.33 |  |  | Excess(+) | 1 | Full Conversion | INR | [40 empty] | #VALUE! | #VALUE! | #VALUE! | 9.1 | Two or more coats on new work over an under coat of suitable shade with ordinary paint of approved brand and manufacture | 46 | sqm
9.11 | Providing and applying white cement based putty of average thickness 1 mm, of approved brand and manufacturer, over the plastered wall surface to prepare the surface even and smooth complete. |  | 330 | sqm | 100.96 |  |  | Excess(+) | 1 | Full Conversion | INR | [40 empty] | #VALUE! | #VALUE! | #VALUE! | 9.11 | Providing and applying white cement based putty of average thickness 1 mm, of approved brand and manufacturer, over the plastered wall surface to prepare the surface even and smooth complete. | 330 | sqm
9.12 | White washing with lime to give an even shade : | [53 empty] | 9.12 | White washing with lime to give an even shade :
9.13 | Old work (two or more coats) |  | 190 | sqm | 14.69 |  |  | Excess(+) | 1 | Full Conversion | INR | [40 empty] | #VALUE! | #VALUE! | #VALUE! | 9.13 | Old work (two or more coats) | 190 | sqm
9.14 | Removing dry or oil bound distemper, water proofing cement paint and the like by scrapping, sand papering and preparing the surface smooth including necessary repairs to scratches etc. complete. |  | 330 | sqm | 16 |  |  | Excess(+) | 1 | Full Conversion | INR | [40 empty] | #VALUE! | #VALUE! | #VALUE! | 9.14 | Removing dry or oil bound distemper, water proofing cement paint and the like by scrapping, sand papering and preparing the surface smooth including necessary repairs to scratches etc. complete. | 330 | sqm
9.15 | Painting with synthetic enamel paint of approved brand and manufacture of required colour to give an even shade : | [53 empty] | 9.15 | Painting with synthetic enamel paint of approved brand and manufacture of required colour to give an even shade :
9.16 | One or more coats on old work |  | 180 | sqm | 70.1 |  |  | Excess(+) | 1 | Full Conversion | INR | [40 empty] | #VALUE! | #VALUE! | #VALUE! | 9.16 | One or more coats on old work | 180 | sqm
9.17 | Finishing walls with Acrylic Smooth exterior paint of required shade : | [53 empty] | 9.17 | Finishing walls with Acrylic Smooth exterior paint of required shade :
9.18 | Old work (Two or more coat applied @ 1.67 ltr/ 10 sqm) on existing cement paint surface |  | 50 | sqm | 87.59 |  |  | Excess(+) | 1 | Full Conversion | INR | [40 empty] | #VALUE! | #VALUE! | #VALUE! | 9.18 | Old work (Two or more coat applied @ 1.67 ltr/ 10 sqm) on existing cement paint surface | 50 | sqm
9.19 | REPAIRS TO BUILDING | [53 empty] | 9.19 | REPAIRS TO BUILDING
9.2 | Repairs to plaster of thickness 12 mm to 20 mm in patches of area 2.5 sq.meters and under, including cutting the patch in proper shape, raking out joints and preparing and plastering the surface of the walls complete, including disposal of rubbish to the dumping ground, all complete as per direction of Engineer-in-Charge. | [53 empty] | 9.2 | Repairs to plaster of thickness 12 mm to 20 mm in patches of area 2.5 sq.meters and under, including cutting the patch in proper shape, raking out joints and preparing and plastering the surface of the walls complete, including disposal of rubbish to the dumping ground, all complete as per direction of Engineer-in-Charge.
9.21 | With cement mortar 1:4 (1cement: 4 coarse sand) |  | 30 | sqm | 376.68 |  |  | Excess(+) | 1 | Full Conversion | INR | [40 empty] | #VALUE! | #VALUE! | #VALUE! | 9.21 | With cement mortar 1:4 (1cement: 4 coarse sand) | 30 | sqm
9.22 | Fixing chowkhats in existing opening including embedding chowkhats in floors or walls cutting masonry for holdfasts, embedding hold fasts in cement concrete blocks of size 15 x 10 x 10 cm with cement concrete 1:3:6 (1 cement : 3 coarse sand : 6 graded stone aggregate 20 mm nominal size), painting two coats of approved wood preservative to sides of chowkhats and making good the damages to walls and floors as required complete, including disposal of rubbish to the dumping ground, all complete as per direction of Engineer-in-Charge. | [53 empty] | 9.22 | Fixing chowkhats in existing opening including embedding chowkhats in floors or walls cutting masonry for holdfasts, embedding hold fasts in cement concrete blocks of size 15 x 10 x 10 cm with cement concrete 1:3:6 (1 cement : 3 coarse sand : 6 graded stone aggregate 20 mm nominal size), painting two coats of approved wood preservative to sides of chowkhats and making good the damages to walls and floors as required complete, including disposal of rubbish to the dumping ground, all complete as per direction of Engineer-in-Charge.
9.23 | Door chowkhats |  | 5 | each | 1198.47 |  |  | Excess(+) | 1 | Full Conversion | INR | [40 empty] | #VALUE! | #VALUE! | #VALUE! | 9.23 | Door chowkhats | 5 | each
9.24 | Cutting holes of required size in brick masonry wall for fixing of exhaust fan including providing and fixing 300 mm dia PVC pipe conforming BIS-12818 and making good the same etc. complete as per direction of Engineer-in-charge. |  | 6 | each | 193.25 |  |  | Excess(+) | 1 | Full Conversion | INR | [40 empty] | #VALUE! | #VALUE! | #VALUE! | 9.24 | Cutting holes of required size in brick masonry wall for fixing of exhaust fan including providing and fixing 300 mm dia PVC pipe conforming BIS-12818 and making good the same etc. complete as per direction of Engineer-in-charge. | 6 | each
9.25 | Hacking of CC flooring including cleaning for surface etc. complete as per direction of the Engineer-in-Charge. |  | 135 | sqm | 2.19 |  |  | Excess(+) | 1 | Full Conversion | INR | [40 empty] | #VALUE! | #VALUE! | #VALUE! | 9.25 | Hacking of CC flooring including cleaning for surface etc. complete as per direction of the Engineer-in-Charge. | 135 | sqm
9.26 | Taking out existing wooden door shutter, repair by cutting, painting etc. and refixing of repaired door shutters to existing door frames, including replacement of hinges with screws, etc. as required, all complete as per the direction of the Engineer-in-charge. |  | 11 | each | 261.16 |  |  | Excess(+) | 1 | Full Conversion | INR | [40 empty] | #VALUE! | #VALUE! | #VALUE! | 9.26 | Taking out existing wooden door shutter, repair by cutting, painting etc. and refixing of repaired door shutters to existing door frames, including replacement of hinges with screws, etc. as required, all complete as per the direction of the Engineer-in-charge. | 11 | each
9.27 | DISMANTLING AND DEMOLISHING | [53 empty] | 9.27 | DISMANTLING AND DEMOLISHING
9.28 | Demolishing lime concrete manually/ by mechanical means and disposal of material within 50 metres lead as per direction of Engineer- in-charge. |  | 25.3 | cum | 532.66 |  |  | Excess(+) | 1 | Full Conversion | INR | [40 empty] | #VALUE! | #VALUE! | #VALUE! | 9.28 | Demolishing lime concrete manually/ by mechanical means and disposal of material within 50 metres lead as per direction of Engineer- in-charge. | 25.3 | cum
9.29 | Demolishing cement concrete manually/ by mechanical means including disposal of material within 50 metres lead as per direction of Engineer - in - charge. | [53 empty] | 9.29 | Demolishing cement concrete manually/ by mechanical means including disposal of material within 50 metres lead as per direction of Engineer - in - charge.
9.3 | Nominal concrete 1:3:6 or richer mix (i/c equivalent design mix) |  | 1.75 | cum | 1523.41 |  |  | Excess(+) | 1 | Full Conversion | INR | [40 empty] | #VALUE! | #VALUE! | #VALUE! | 9.3 | Nominal concrete 1:3:6 or richer mix (i/c equivalent design mix) | 1.75 | cum
9.31 | Demolishing R.C.C. work manually/ by mechanical means including stacking of steel bars and disposal of unserviceable material within 50 metres lead as per direction of Engineer - in- charge. |  | 0.85 | cum | 2222.45 |  |  | Excess(+) | 1 | Full Conversion | INR | [40 empty] | #VALUE! | #VALUE! | #VALUE! | 9.31 | Demolishing R.C.C. work manually/ by mechanical means including stacking of steel bars and disposal of unserviceable material within 50 metres lead as per direction of Engineer - in- charge. | 0.85 | cum
9.32 | Extra for cutting reinforcement bars manually/ by mechanical means in R.C.C. or R.B. work (Payment shall be made on the cross sectional area of R.C.C. or R.B. work) as per direction of Engineer-in-charge. |  | 0.25 | sqm | 756.99 |  |  | Excess(+) | 1 | Full Conversion | INR | [40 empty] | #VALUE! | #VALUE! | #VALUE! | 9.32 | Extra for cutting reinforcement bars manually/ by mechanical means in R.C.C. or R.B. work (Payment shall be made on the cross sectional area of R.C.C. or R.B. work) as per direction of Engineer-in-charge. | 0.25 | sqm
9.33 | Demolishing brick work manually/ by mechanical means including stacking of serviceable material and disposal of unserviceable material within 50 metres lead as per direction of Engineer-in-charge. | [53 empty] | 9.33 | Demolishing brick work manually/ by mechanical means including stacking of serviceable material and disposal of unserviceable material within 50 metres lead as per direction of Engineer-in-charge.
9.34 | In cement mortar |  | 3.5 | cum | 1288.82 |  |  | Excess(+) | 1 | Full Conversion | INR | [40 empty] | #VALUE! | #VALUE! | #VALUE! | 9.34 | In cement mortar | 3.5 | cum
9.35 | Dismantling doors, windows and clerestory windows (steel or wood) shutter including chowkhats, architrave, holdfasts etc. complete and stacking within 50 metres lead : | [53 empty] | 9.35 | Dismantling doors, windows and clerestory windows (steel or wood) shutter including chowkhats, architrave, holdfasts etc. complete and stacking within 50 metres lead :
9.36 | Of area 3 sq. metres and below |  | 10 | each | 240.68 |  |  | Excess(+) | 1 | Full Conversion | INR | [40 empty] | #VALUE! | #VALUE! | #VALUE! | 9.36 | Of area 3 sq. metres and below | 10 | each
9.37 | Taking out doors, windows and clerestory window shutters (steel or wood) including stacking within 50 metres lead : | [53 empty] | 9.37 | Taking out doors, windows and clerestory window shutters (steel or wood) including stacking within 50 metres lead :
9.38 | Of area 3 sq. metres and below |  | 8 | each | 93.42 |  |  | Excess(+) | 1 | Full Conversion | INR | [40 empty] | #VALUE! | #VALUE! | #VALUE! | 9.38 | Of area 3 sq. metres and below | 8 | each
9.39 | Dismantling old plaster or skirting raking out joints and cleaning the surface for plaster including disposal of rubbish to the dumping ground within 50 metres lead. |  | 95 | sqm | 34.2 |  |  | Excess(+) | 1 | Full Conversion | INR | [40 empty] | #VALUE! | #VALUE! | #VALUE! | 9.39 | Dismantling old plaster or skirting raking out joints and cleaning the surface for plaster including disposal of rubbish to the dumping ground within 50 metres lead. | 95 | sqm
9.4 | Disposal of building rubbish / malba / similar unserviceable, dismantled or waste materials by mechanical means, including loading, transporting, unloading to approved municipal dumping ground or as approved by Engineer-in-charge, beyond 50 m initial lead, for all leads including all lifts involved. |  | 31 | cum | 121.74 |  |  | Excess(+) | 1 | Full Conversion | INR | [40 empty] | #VALUE! | #VALUE! | #VALUE! | 9.4 | Disposal of building rubbish / malba / similar unserviceable, dismantled or waste materials by mechanical means, including loading, transporting, unloading to approved municipal dumping ground or as approved by Engineer-in-charge, beyond 50 m initial lead, for all leads including all lifts involved. | 31 | cum
10 | SANITARY INSTALLATIONS | [53 empty] | 10 | SANITARY INSTALLATIONS
10.01 | Providing and fixing water closet squatting pan (Indian type W.C. pan ) with 100 mm sand cast Iron P or S trap, 10 litre low level white P.V.C. flushing cistern, including flush pipe, with manually controlled device (handle lever) conforming to IS : 7231, with all fittings and fixtures complete, including cutting and making good the walls and floors wherever required: | [53 empty] | 10.01 | Providing and fixing water closet squatting pan (Indian type W.C. pan ) with 100 mm sand cast Iron P or S trap, 10 litre low level white P.V.C. flushing cistern, including flush pipe, with manually controlled device (handle lever) conforming to IS : 7231, with all fittings and fixtures complete, including cutting and making good the walls and floors wherever required:
10.02 | White Vitreous china Orissa pattern W.C. pan of size 580x440 mm with integral type foot rests |  | 2 | each | 4753.62 |  |  | Excess(+) | 1 | Full Conversion | INR | [40 empty] | #VALUE! | #VALUE! | #VALUE! | 10.02 | White Vitreous china Orissa pattern W.C. pan of size 580x440 mm with integral type foot rests | 2 | each
10.03 | Providing and fixing white vitreous china pedestal type water closet (European type W.C. pan) with seat and lid, 10 litre low level white P.V.C. flushing cistern, including flush pipe, with manually controlled device (handle lever), conforming to IS : 7231, with all fittings and fixtures complete, including cutting and making good the walls and floors wherever required : | [53 empty] | 10.03 | Providing and fixing white vitreous china pedestal type water closet (European type W.C. pan) with seat and lid, 10 litre low level white P.V.C. flushing cistern, including flush pipe, with manually controlled device (handle lever), conforming to IS : 7231, with all fittings and fixtures complete, including cutting and making good the walls and floors wherever required :
10.04 | W.C. pan with ISI marked white solid plastic seat and lid |  | 1 | each | 4612.85 |  |  | Excess(+) | 1 | Full Conversion | INR | [40 empty] | #VALUE! | #VALUE! | #VALUE! | 10.04 | W.C. pan with ISI marked white solid plastic seat and lid | 1 | each
10.05 | Providing and fixing wash basin with C.I. brackets, 15 mm C.P. brass pillar taps, 32 mm C.P. brass waste of standard pattern, including painting of fittings and brackets, cutting and making good the walls wherever require: | [53 empty] | 10.05 | Providing and fixing wash basin with C.I. brackets, 15 mm C.P. brass pillar taps, 32 mm C.P. brass waste of standard pattern, including painting of fittings and brackets, cutting and making good the walls wherever require:
10.06 | White Vitreous China Flat back wash basin size 550x 400 mm with single 15 mm C.P. brass pillar tap |  | 3 | each | 2201.18 |  |  | Excess(+) | 1 | Full Conversion | INR | [40 empty] | #VALUE! | #VALUE! | #VALUE! | 10.06 | White Vitreous China Flat back wash basin size 550x 400 mm with single 15 mm C.P. brass pillar tap | 3 | each
10.07 | Providing and fixing Stainless Steel A ISI 304 (18/8) kitchen sink as per IS:13983 with C.I. brackets and stainless steel plug 40 mm, including painting of fittings and brackets, cutting and making good the walls wherever required : | [53 empty] | 10.07 | Providing and fixing Stainless Steel A ISI 304 (18/8) kitchen sink as per IS:13983 with C.I. brackets and stainless steel plug 40 mm, including painting of fittings and brackets, cutting and making good the walls wherever required :
10.08 | Kitchen sink with drain board | [53 empty] | 10.08 | Kitchen sink with drain board
10.09 | 510x1040 mm bowl depth 225 mm |  | 1 | each | 5130.82 |  |  | Excess(+) | 1 | Full Conversion | INR | [40 empty] | #VALUE! | #VALUE! | #VALUE! | 10.09 | 510x1040 mm bowl depth 225 mm | 1 | each
10.1 | Kitchen sink without drain board | [53 empty] | 10.1 | Kitchen sink without drain board
10.11 | 610x510 mm bowl depth 200 mm |  | 1 | each | 3184.17 |  |  | Excess(+) | 1 | Full Conversion | INR | [40 empty] | #VALUE! | #VALUE! | #VALUE! | 10.11 | 610x510 mm bowl depth 200 mm | 1 | each
10.12 | Providing and fixing 8 mm dia C.P. / S.S. Jet with flexible tube upto 1 metre long with S.S. triangular plate to Eureopean type W.C. of quality and make as approved by Engineer - in - charge. |  | 1 | each | 260.89 |  |  | Excess(+) | 1 | Full Conversion | INR | [40 empty] | #VALUE! | #VALUE! | #VALUE! | 10.12 | Providing and fixing 8 mm dia C.P. / S.S. Jet with flexible tube upto 1 metre long with S.S. triangular plate to Eureopean type W.C. of quality and make as approved by Engineer - in - charge. | 1 | each
10.13 | Providing and fixing P.V.C. waste pipe for sink or wash basin including P.V.C. waste fittings complete. | [53 empty] | 10.13 | Providing and fixing P.V.C. waste pipe for sink or wash basin including P.V.C. waste fittings complete.
10.14 | Flexible pipe | [53 empty] | 10.14 | Flexible pipe
10.15 | 32 mm dia |  | 5 | each | 88.65 |  |  | Excess(+) | 1 | Full Conversion | INR | [40 empty] | #VALUE! | #VALUE! | #VALUE! | 10.15 | 32 mm dia | 5 | each
10.16 | Providing and fixing 600x450 mm beveled edge mirror of superior glass (of approved quality) complete with 6 mm thick hard board ground fixed to wooden cleats with C.P. brass screws and washers complete. |  | 4 | each | 1124.99 |  |  | Excess(+) | 1 | Full Conversion | INR | [40 empty] | #VALUE! | #VALUE! | #VALUE! | 10.16 | Providing and fixing 600x450 mm beveled edge mirror of superior glass (of approved quality) complete with 6 mm thick hard board ground fixed to wooden cleats with C.P. brass screws and washers complete. | 4 | each
10.17 | Providing and fixing soil, waste and vent pipes : | [53 empty] | 10.17 | Providing and fixing soil, waste and vent pipes :
10.18 | 100 mm dia | [53 empty] | 10.18 | 100 mm dia
10.19 | Sand cast iron S&S pipe as per IS: 1729 |  | 33.5 | metre | 884 |  |  | Excess(+) | 1 | Full Conversion | INR | [40 empty] | #VALUE! | #VALUE! | #VALUE! | 10.19 | Sand cast iron S&S pipe as per IS: 1729 | 33.5 | metre
10.2 | 75 mm diameter : | [53 empty] | 10.2 | 75 mm diameter :
10.21 | Sand cast iron S&S pipe as per IS: 1729 |  | 4.5 | metre | 809.51 |  |  | Excess(+) | 1 | Full Conversion | INR | [40 empty] | #VALUE! | #VALUE! | #VALUE! | 10.21 | Sand cast iron S&S pipe as per IS: 1729 | 4.5 | metre
10.22 | Providing and fixing M.S. holder-bat clamps of approved design to Sand Cast iron/cast iron (spun) pipe embedded in and including cement concrete blocks 10x10x10 cm of 1:2:4 mix (1 cement : 2 coarse sand : 4 graded stone aggregate 20 mm nominal size), including cost of cutting holes and making good the walls etc. : | [53 empty] | 10.22 | Providing and fixing M.S. holder-bat clamps of approved design to Sand Cast iron/cast iron (spun) pipe embedded in and including cement concrete blocks 10x10x10 cm of 1:2:4 mix (1 cement : 2 coarse sand : 4 graded stone aggregate 20 mm nominal size), including cost of cutting holes and making good the walls etc. :
10.23 | For 100 mm dia pipe |  | 16 | each | 252.04 |  |  | Excess(+) | 1 | Full Conversion | INR | [40 empty] | #VALUE! | #VALUE! | #VALUE! | 10.23 | For 100 mm dia pipe | 16 | each
10.24 | Providing and fixing plain bend of required degree. | [53 empty] | 10.24 | Providing and fixing plain bend of required degree.
10.25 | 100 mm dia | [53 empty] | 10.25 | 100 mm dia
10.26 | Sand cast iron S&S as per IS - 1729 |  | 5 | each | 334.37 |  |  | Excess(+) | 1 | Full Conversion | INR | [40 empty] | #VALUE! | #VALUE! | #VALUE! | 10.26 | Sand cast iron S&S as per IS - 1729 | 5 | each
10.27 | Providing and fixing single equal plain junction of required degree with access door, insertion rubber washer 3 mm thick, bolts and nuts complete. | [53 empty] | 10.27 | Providing and fixing single equal plain junction of required degree with access door, insertion rubber washer 3 mm thick, bolts and nuts complete.
10.28 | 100x100x100 mm | [53 empty] | 10.28 | 100x100x100 mm
10.29 | Sand cast iron S&S as per IS - 1729 |  | 4 | each | 527.97 |  |  | Excess(+) | 1 | Full Conversion | INR | [40 empty] | #VALUE! | #VALUE! | #VALUE! | 10.29 | Sand cast iron S&S as per IS - 1729 | 4 | each
10.3 | Providing and fixing terminal guard : | [53 empty] | 10.3 | Providing and fixing terminal guard :
10.31 | 100 mm | [53 empty] | 10.31 | 100 mm
10.32 | Sand cast iron S&S as per IS - 1729 |  | 4 | each | 312.1 |  |  | Excess(+) | 1 | Full Conversion | INR | [40 empty] | #VALUE! | #VALUE! | #VALUE! | 10.32 | Sand cast iron S&S as per IS - 1729 | 4 | each
10.33 | Providing and fixing collar : | [53 empty] | 10.33 | Providing and fixing collar :
10.34 | 100 mm | [53 empty] | 10.34 | 100 mm
10.35 | Sand cast iron S&S as per IS - 1729 |  | 6 | each | 320.3 |  |  | Excess(+) | 1 | Full Conversion | INR | [40 empty] | #VALUE! | #VALUE! | #VALUE! | 10.35 | Sand cast iron S&S as per IS - 1729 | 6 | each
10.36 | Providing lead caulked joints to sand cast iron/centrifugally cast (spun) iron pipes and fittings of diameter : | [53 empty] | 10.36 | Providing lead caulked joints to sand cast iron/centrifugally cast (spun) iron pipes and fittings of diameter :
10.37 | 100 mm |  | 37 | each | 422.14 |  |  | Excess(+) | 1 | Full Conversion | INR | [40 empty] | #VALUE! | #VALUE! | #VALUE! | 10.37 | 100 mm | 37 | each
10.38 | 75 mm |  | 3 | each | 357.65 |  |  | Excess(+) | 1 | Full Conversion | INR | [40 empty] | #VALUE! | #VALUE! | #VALUE! | 10.38 | 75 mm | 3 | each
10.39 | Providing and fixing trap of self cleansing design with screwed down or hinged grating with or without vent arm complete, including cost of cutting and making good the walls and floors : | [53 empty] | 10.39 | Providing and fixing trap of self cleansing design with screwed down or hinged grating with or without vent arm complete, including cost of cutting and making good the walls and floors :
10.4 | 100 mm inlet and 100 mm outlet | [53 empty] | 10.4 | 100 mm inlet and 100 mm outlet
10.41 | Sand Cast Iron S&S as per IS: 1729 |  | 2 | each | 1116.22 |  |  | Excess(+) | 1 | Full Conversion | INR | [40 empty] | #VALUE! | #VALUE! | #VALUE! | 10.41 | Sand Cast Iron S&S as per IS: 1729 | 2 | each
10.42 | 100 mm inlet and 75 mm outlet | [53 empty] | 10.42 | 100 mm inlet and 75 mm outlet
10.43 | Sand Cast Iron S&S as per IS- 1729 |  | 3 | each | 1054.06 |  |  | Excess(+) | 1 | Full Conversion | INR | [40 empty] | #VALUE! | #VALUE! | #VALUE! | 10.43 | Sand Cast Iron S&S as per IS- 1729 | 3 | each
11 | WATER SUPPLY | [53 empty] | 11 | WATER SUPPLY
11.01 | Providing and fixing G.I. pipes complete with G.I. fittings and clamps, i/c cutting and making good the walls etc. Internal work - Exposed on wall | [53 empty] | 11.01 | Providing and fixing G.I. pipes complete with G.I. fittings and clamps, i/c cutting and making good the walls etc. Internal work - Exposed on wall
11.02 | 15 mm dia nominal bore |  | 6 | metre | 249.8 |  |  | Excess(+) | 1 | Full Conversion | INR | [40 empty] | #VALUE! | #VALUE! | #VALUE! | 11.02 | 15 mm dia nominal bore | 6 | metre
11.03 | 20 mm dia nominal bore |  | 11 | metre | 301.71 |  |  | Excess(+) | 1 | Full Conversion | INR | [40 empty] | #VALUE! | #VALUE! | #VALUE! | 11.03 | 20 mm dia nominal bore | 11 | metre
11.04 | Providing and fixing G.I. Pipes complete with G.I. fittings and clamps, i/c making good the walls etc. concealed pipe, including painting with anti corrosive bitumastic paint, cutting chases and making good the wall : | [53 empty] | 11.04 | Providing and fixing G.I. Pipes complete with G.I. fittings and clamps, i/c making good the walls etc. concealed pipe, including painting with anti corrosive bitumastic paint, cutting chases and making good the wall :
11.05 | 15 mm dia nominal bore |  | 50 | metre | 392.46 |  |  | Excess(+) | 1 | Full Conversion | INR | [40 empty] | #VALUE! | #VALUE! | #VALUE! | 11.05 | 15 mm dia nominal bore | 50 | metre
11.06 | Providing and fixing gun metal gate valve with C.I. wheel of approved quality (screwed end) : | [53 empty] | 11.06 | Providing and fixing gun metal gate valve with C.I. wheel of approved quality (screwed end) :
11.07 | 20 mm nominal bore |  | 4 | each | 403.51 |  |  | Excess(+) | 1 | Full Conversion | INR | [40 empty] | #VALUE! | #VALUE! | #VALUE! | 11.07 | 20 mm nominal bore | 4 | each
11.08 | Providing and fixing uplasticised PVC connection pipe with brass unions : | [53 empty] | 11.08 | Providing and fixing uplasticised PVC connection pipe with brass unions :
11.09 | 45 cm length | [53 empty] | 11.09 | 45 cm length
11.1 | 15 mm nominal bore |  | 8 | each | 72.78 |  |  | Excess(+) | 1 | Full Conversion | INR | [40 empty] | #VALUE! | #VALUE! | #VALUE! | 11.1 | 15 mm nominal bore | 8 | each
11.11 | Providing and fixing G.I. Union in G.I. pipe including cutting and threading the pipe and making long screws etc. complete (New work) : | [53 empty] | 11.11 | Providing and fixing G.I. Union in G.I. pipe including cutting and threading the pipe and making long screws etc. complete (New work) :
11.12 | 15 mm nominal bore |  | 8 | each | 206.98 |  |  | Excess(+) | 1 | Full Conversion | INR | [40 empty] | #VALUE! | #VALUE! | #VALUE! | 11.12 | 15 mm nominal bore | 8 | each
11.13 | 20 mm nominal bore |  | 8 | each | 228.98 |  |  | Excess(+) | 1 | Full Conversion | INR | [40 empty] | #VALUE! | #VALUE! | #VALUE! | 11.13 | 20 mm nominal bore | 8 | each
11.14 | Providing and fixing C.P. brass bib cock of approved quality conforming to IS:8931 : | [53 empty] | 11.14 | Providing and fixing C.P. brass bib cock of approved quality conforming to IS:8931 :
11.15 | 15 mm nominal bore |  | 3 | each | 367.34 |  |  | Excess(+) | 1 | Full Conversion | INR | [40 empty] | #VALUE! | #VALUE! | #VALUE! | 11.15 | 15 mm nominal bore | 3 | each
11.16 | Providing and fixing C.P. brass long body bib cock of approved quality conforming to IS standards and weighing not less than 690 gms. | [53 empty] | 11.16 | Providing and fixing C.P. brass long body bib cock of approved quality conforming to IS standards and weighing not less than 690 gms.
11.17 | 15 mm nominal bore |  | 8 | each | 484.31 |  |  | Excess(+) | 1 | Full Conversion | INR | [40 empty] | #VALUE! | #VALUE! | #VALUE! | 11.17 | 15 mm nominal bore | 8 | each
11.18 | Providing and fixing C.P. brass stop cock (concealed) of standard design and of approved make conforming to IS:8931. | [53 empty] | 11.18 | Providing and fixing C.P. brass stop cock (concealed) of standard design and of approved make conforming to IS:8931.
11.19 | 15 mm nominal bore |  | 4 | each | 531.57 |  |  | Excess(+) | 1 | Full Conversion | INR | [40 empty] | #VALUE! | #VALUE! | #VALUE! | 11.19 | 15 mm nominal bore | 4 | each
11.2 | Providing and fixing C.P. brass angle valve for basin mixer and geyser points of approved quality conforming to IS:8931 | [53 empty] | 11.2 | Providing and fixing C.P. brass angle valve for basin mixer and geyser points of approved quality conforming to IS:8931
11.21 | 15mm nominal bore |  | 12 | each | 466.46 |  |  | Excess(+) | 1 | Full Conversion | INR | [40 empty] | #VALUE! | #VALUE! | #VALUE! | 11.21 | 15mm nominal bore | 12 | each
11.22 | Providing and fixing C.P. Brass extension nipple (size 15mmx50mm) of approved make and quality as per direction of Engineer-in-charge. |  | 27 | each | 53.7 |  |  | Excess(+) | 1 | Full Conversion | INR | [40 empty] | #VALUE! | #VALUE! | #VALUE! | 11.22 | Providing and fixing C.P. Brass extension nipple (size 15mmx50mm) of approved make and quality as per direction of Engineer-in-charge. | 27 | each
11.23 | Cutting holes up to 15x15 cm in R.C.C. floors and roofs for passing drain pipe etc. and repairing the hole after insertion of drain pipe etc. with cement concrete 1:2:4 (1 cement : 2 coarse sand : 4 graded stone aggregate 20 mm nominal size), including finishing complete so as to make it leak proof. |  | 10 | each | 302.15 |  |  | Excess(+) | 1 | Full Conversion | INR | [40 empty] | #VALUE! | #VALUE! | #VALUE! | 11.23 | Cutting holes up to 15x15 cm in R.C.C. floors and roofs for passing drain pipe etc. and repairing the hole after insertion of drain pipe etc. with cement concrete 1:2:4 (1 cement : 2 coarse sand : 4 graded stone aggregate 20 mm nominal size), including finishing complete so as to make it leak proof. | 10 | each
11.24 | Making chases up to 7.5x7.5 cm in walls including making good and finishing with matching surface after housing G.I. pipe etc. |  | 20 | metre | 135.16 |  |  | Excess(+) | 1 | Full Conversion | INR | [40 empty] | #VALUE! | #VALUE! | #VALUE! | 11.24 | Making chases up to 7.5x7.5 cm in walls including making good and finishing with matching surface after housing G.I. pipe etc. | 20 | metre
11.25 | DRAINAGE | [53 empty] | 11.25 | DRAINAGE
11.26 | Making connection of drain or sewer line with existing manhole including breaking into and making good the walls, floors with cement concrete 1:2:4 mix (1 cement : 2 coarse sand : 4 graded stone aggregate 20 mm nominal size) cement plastered on both sides with cement mortar 1:3 (1 cement : 3 coarse sand), finished with a floating coat of neat cement and making necessary channels for the drain etc. complete : | [53 empty] | 11.26 | Making connection of drain or sewer line with existing manhole including breaking into and making good the walls, floors with cement concrete 1:2:4 mix (1 cement : 2 coarse sand : 4 graded stone aggregate 20 mm nominal size) cement plastered on both sides with cement mortar 1:3 (1 cement : 3 coarse sand), finished with a floating coat of neat cement and making necessary channels for the drain etc. complete :
11.27 | For pipes 100 to 250 mm diameter |  | 2 | each | 546.69 |  |  | Excess(+) | 1 | Full Conversion | INR | [40 empty] | #VALUE! | #VALUE! | #VALUE! | 11.27 | For pipes 100 to 250 mm diameter | 2 | each
12 | WATER PROOFING | [53 empty] | 12 | WATER PROOFING
12.01 | Providing and laying water proofing treatment in sunken portion of WCs, bathroom etc., by applying cement slurry mixed with water proofing cement compound consisting of applying : (a) First layer of slurry of cement @ 0.488 kg/sqm mixed with water proofing cement compound @ 0.253 kg/ sqm. This layer will be allowed to air cure for 4 hours. (b) Second layer of slurry of cement @ 0.242 kg/sqm mixed with water proofing cement compound @ 0.126 kg/sqm. This layer will be allowed to air cure for 4 hours followed with water curing for 48 hours. The rate includes preparation of surface, treatment and sealing of all joints, corners, junctions of pipes and masonry with polymer mixed slurry. |  | 17.5 | sqm | 408.24 |  |  | Excess(+) | 1 | Full Conversion | INR | [40 empty] | #VALUE! | #VALUE! | #VALUE! | 12.01 | Providing and laying water proofing treatment in sunken portion of WCs, bathroom etc., by applying cement slurry mixed with water proofing cement compound consisting of applying : (a) First layer of slurry of cement @ 0.488 kg/sqm mixed with water proofing cement compound @ 0.253 kg/ sqm. This layer will be allowed to air cure for 4 hours. (b) Second layer of slurry of cement @ 0.242 kg/sqm mixed with water proofing cement compound @ 0.126 kg/sqm. This layer will be allowed to air cure for 4 hours followed with water curing for 48 hours. The rate includes preparation of surface, treatment and sealing of all joints, corners, junctions of pipes and masonry with polymer mixed slurry. | 17.5 | sqm
12.02 | Providing and laying integral cement based water proofing treatment including preparation of surface as required for treatment of roofs, balconies, terraces etc consisting of following operations: (a) Applying a slurry coat of neat cement using 2.75 kg/sqm of cement admixed with water proofing compound conforming to IS. 2645 and approved by Engineer-in-charge over the RCC slab including adjoining walls upto 300 mm height including cleaning the surface before treatment. (b) Laying brick bats with mortar using broken bricks/brick bats 25 mm to 115 mm size with 50% of cement mortar 1:5 (1 cement : 5 coarse sand) admixed with water proofing compound conforming to IS : 2645 and approved by Engineer-in-charge over 20 mm thick layer of cement mortar of mix 1:5 (1 cement :5 coarse sand ) admixed with water proofing compound conforming to IS : 2645 and approved by Engineer-in-charge to required slope and treating similarly the adjoining walls upto 300 mm height including rounding of junctions of walls and slabs. (c) After two days of proper curing applying a second coat of cement slurry using 2.75 kg/ sqm of cement admixed with water proofing compound conforming to IS : 2645 and approved by Engineer-in-charge. (d) Finishing the surface with 20 mm thick jointless cement mortar of mix 1:4 (1 cement :4 coarse sand) admixed with water proofing compound conforming to IS : 2645 and approved by Engineer-in-charge including laying glass fibre cloth of approved quality in top layer of plaster and finally finishing the surface with trowel with neat cement slurry and making pattern of 300x300 mm square 3 mm deep. (e) The whole terrace so finished shall be flooded with water for a minimum period of two weeks for curing and for final test.“All above operations to be done in order and as directed and specified by the Engineer-in-Charge : | [53 empty] | 12.02 | Providing and laying integral cement based water proofing treatment including preparation of surface as required for treatment of roofs, balconies, terraces etc consisting of following operations: (a) Applying a slurry coat of neat cement using 2.75 kg/sqm of cement admixed with water proofing compound conforming to IS. 2645 and approved by Engineer-in-charge over the RCC slab including adjoining walls upto 300 mm height including cleaning the surface before treatment. (b) Laying brick bats with mortar using broken bricks/brick bats 25 mm to 115 mm size with 50% of cement mortar 1:5 (1 cement : 5 coarse sand) admixed with water proofing compound conforming to IS : 2645 and approved by Engineer-in-charge over 20 mm thick layer of cement mortar of mix 1:5 (1 cement :5 coarse sand ) admixed with water proofing compound conforming to IS : 2645 and approved by Engineer-in-charge to required slope and treating similarly the adjoining walls upto 300 mm height including rounding of junctions of walls and slabs. (c) After two days of proper curing applying a second coat of cement slurry using 2.75 kg/ sqm of cement admixed with water proofing compound conforming to IS : 2645 and approved by Engineer-in-charge. (d) Finishing the surface with 20 mm thick jointless cement mortar of mix 1:4 (1 cement :4 coarse sand) admixed with water proofing compound conforming to IS : 2645 and approved by Engineer-in-charge including laying glass fibre cloth of approved quality in top layer of plaster and finally finishing the surface with trowel with neat cement slurry and making pattern of 300x300 mm square 3 mm deep. (e) The whole terrace so finished shall be flooded with water for a minimum period of two weeks for curing and for final test.“All above operations to be done in order and as directed and specified by the Engineer-in-Charge :
12.03 | With average thickness of 120 mm and minimum thickness at khurra as 65 mm. |  | 120 | sqm | 1226.22 |  |  | Excess(+) | 1 | Full Conversion | INR | [40 empty] | #VALUE! | #VALUE! | #VALUE! | 12.03 | With average thickness of 120 mm and minimum thickness at khurra as 65 mm. | 120 | sqm
13 | NEW TECHNOLOGIES AND MATERIALS | [53 empty] | 13 | NEW TECHNOLOGIES AND MATERIALS
13.01 | Providing, mixing and applying SBR polymer (of approved make) modified Cement mortar in proportion of 1:4 (1 cement: 4 graded coarse sand with polymer minimum 2% by wt. of cement used) as per specifications and directions of Engineer-in-charge. | [53 empty] | 13.01 | Providing, mixing and applying SBR polymer (of approved make) modified Cement mortar in proportion of 1:4 (1 cement: 4 graded coarse sand with polymer minimum 2% by wt. of cement used) as per specifications and directions of Engineer-in-charge.
13.02 | 12 mm average thickness. |  | 10 | sqm | 266.64 |  |  | Excess(+) | 1 | Full Conversion | INR | [40 empty] | #VALUE! | #VALUE! | #VALUE! | 13.02 | 12 mm average thickness. | 10 | sqm
13.03 | 25 mm average thickness in 2 layers. |  | 10 | sqm | 412.98 |  |  | Excess(+) | 1 | Full Conversion | INR | [40 empty] | #VALUE! | #VALUE! | #VALUE! | 13.03 | 25 mm average thickness in 2 layers. | 10 | sqm
13.04 | Sub-Total | [53 empty] | 13.04 | Sub-Total
14 | MINOR CIVIL MAINTENANCE WORK: | [53 empty] | 14 | MINOR CIVIL MAINTENANCE WORK:
14.01 | "Providing and laying in position cement concrete of specified grade excluding the cost of centering and shuttering - All work up to plinth level : 1:5:10 (1 cement : 5 coarse sand (zone-III) derived from natural sources: 10 graded brick aggregate 40 mm nominal size derived from natural sources) |  | 1 | Cum | 4455.55 |  |  | Excess(+) | 1 | Full Conversion | INR | [40 empty] | #VALUE! | #VALUE! | #VALUE! | 14.01 | "Providing and laying in position cement concrete of specified grade excluding the cost of centering and shuttering - All work up to plinth level : 1:5:10 (1 cement : 5 coarse sand (zone-III) derived from natural sources: 10 graded brick aggregate 40 mm nominal size derived from natural sources) | 1 | Cum
14.02 | "P/F C.P brass towel rod complete with two C.P.brass brackets fixed to wooden cleats with C.P. brass screws of approved quality size of 600 x 20 mm. |  | 2 | Each | 422.32 |  |  | Excess(+) | 1 | Full Conversion | INR | [40 empty] | #VALUE! | #VALUE! | #VALUE! | 14.02 | "P/F C.P brass towel rod complete with two C.P.brass brackets fixed to wooden cleats with C.P. brass screws of approved quality size of 600 x 20 mm. | 2 | Each
14.03 | "Providing and fixing gun metal gate valve with C.I. wheel of approved quality (screwed end) : (a) 15mm nominal bore. |  | 3 | Each | 555.02 |  |  | Excess(+) | 1 | Full Conversion | INR | [40 empty] | #VALUE! | #VALUE! | #VALUE! | 14.03 | "Providing and fixing gun metal gate valve with C.I. wheel of approved quality (screwed end) : (a) 15mm nominal bore. | 3 | Each
14.04 | "Providing and fixing C.P. grating with or without hole for waste pipe for floor/ nahani trap 100 mm dia. weight not less than 100 grams. |  | 8 | Each | 58.66 |  |  | Excess(+) | 1 | Full Conversion | INR | [40 empty] | #VALUE! | #VALUE! | #VALUE! | 14.04 | "Providing and fixing C.P. grating with or without hole for waste pipe for floor/ nahani trap 100 mm dia. weight not less than 100 grams. | 8 | Each
14.05 | "Providing and fixing C.P flange for C.P bib cock/C.P angle stop cock. |  | 28 | Each | 29.33 |  |  | Excess(+) | 1 | Full Conversion | INR | [40 empty] | #VALUE! | #VALUE! | #VALUE! | 14.05 | "Providing and fixing C.P flange for C.P bib cock/C.P angle stop cock. | 28 | Each
14.06 | "Providing and fixing C.P Brass shower rose 15 mm or 20 mm inlet with shower arm (a) 75 mm dia fancy type. |  | 4 | Each | 504.44 |  |  | Excess(+) | 1 | Full Conversion | INR | [40 empty] | #VALUE! | #VALUE! | #VALUE! | 14.06 | "Providing and fixing C.P Brass shower rose 15 mm or 20 mm inlet with shower arm (a) 75 mm dia fancy type. | 4 | Each
14.07 | "Providing and fixing ISI marked flush door shutter non decorative type, core of block board construction with frame of first class hard wood and well matched commercial 3 ply veneering with vertical grains or cross bands and face veneers on both faces of shutters. 35 mm thick including ISI marked M.S butt hinges with necessary screw complete. |  | 9.35 | Sqm | 2019.25 |  |  | Excess(+) | 1 | Full Conversion | INR | [40 empty] | #VALUE! | #VALUE! | #VALUE! | 14.07 | "Providing and fixing ISI marked flush door shutter non decorative type, core of block board construction with frame of first class hard wood and well matched commercial 3 ply veneering with vertical grains or cross bands and face veneers on both faces of shutters. 35 mm thick including ISI marked M.S butt hinges with necessary screw complete. | 9.35 | Sqm
14.08 | "Providing and Fixing M.S handle for steel window. |  | 1 | Each | 29.37 |  |  | Excess(+) | 1 | Full Conversion | INR | [40 empty] | #VALUE! | #VALUE! | #VALUE! | 14.08 | "Providing and Fixing M.S handle for steel window. | 1 | Each
14.09 | "Providing and laying in position cement concrete of specified grade excluding the cost of centering and shuttering - All work up to plinth level : 1:5:10 (1 cement : 5 coarse sand (zone-III) derived from natural sources: 10 graded brick aggregate 40 mm nominal size derived from natural sources). with old available brick aggregate. |  | 0.5 | Cum | 3724.68 |  |  | Excess(+) | 1 | Full Conversion | INR | [40 empty] | #VALUE! | #VALUE! | #VALUE! | 14.09 | "Providing and laying in position cement concrete of specified grade excluding the cost of centering and shuttering - All work up to plinth level : 1:5:10 (1 cement : 5 coarse sand (zone-III) derived from natural sources: 10 graded brick aggregate 40 mm nominal size derived from natural sources). with old available brick aggregate. | 0.5 | Cum
14.1 | Providing and fixing 15 mm nominal bore two way angle valve of make L&K or approved equivalent make. |  | 2 | Each | 1014.91 |  |  | Excess(+) | 1 | Full Conversion | INR | [40 empty] | #VALUE! | #VALUE! | #VALUE! | 14.1 | Providing and fixing 15 mm nominal bore two way angle valve of make L&K or approved equivalent make. | 2 | Each
Total in Figures | [51 empty] | #VALUE! | #VALUE! | #VALUE!
Quoted Rate in Figures |  |  |  | Select | [47 empty] | 0 | 0 | #VALUE!
Quoted Rate in Words |  | #VALUE!
Note on K15: gepadmin: 1. If you choose "Full Conversion" then Column BA (AMOUNT) and Column BB (TAXES) BOTH values will be convert based on selected Currency in (Column L). 2. If you choose "Partial Conversion" then Column BA (AMOUNT) only will be converted based on selected currency (Column L) and Column BB (TAXES) value (INR) will be added to the converted values.
Note on K16: gepadmin: 1. If you choose "Full Conversion" then Column BA (AMOUNT) and Column BB (TAXES) BOTH values will be convert based on selected Currency in (Column L). 2. If you choose "Partial Conversion" then Column BA (AMOUNT) only will be converted based on selected currency (Column L) and Column BB (TAXES) value (INR) will be added to the converted values.
Note on K18: gepadmin: 1. If you choose "Full Conversion" then Column BA (AMOUNT) and Column BB (TAXES) BOTH values will be convert based on selected Currency in (Column L). 2. If you choose "Partial Conversion" then Column BA (AMOUNT) only will be converted based on selected currency (Column L) and Column BB (TAXES) value (INR) will be added to the converted values.
Note on K20: gepadmin: 1. If you choose "Full Conversion" then Column BA (AMOUNT) and Column BB (TAXES) BOTH values will be convert based on selected Currency in (Column L). 2. If you choose "Partial Conversion" then Column BA (AMOUNT) only will be converted based on selected currency (Column L) and Column BB (TAXES) value (INR) will be added to the converted values.
Note on K21: gepadmin: 1. If you choose "Full Conversion" then Column BA (AMOUNT) and Column BB (TAXES) BOTH values will be convert based on selected Currency in (Column L). 2. If you choose "Partial Conversion" then Column BA (AMOUNT) only will be converted based on selected currency (Column L) and Column BB (TAXES) value (INR) will be added to the converted values.
Note on K23: gepadmin: 1. If you choose "Full Conversion" then Column BA (AMOUNT) and Column BB (TAXES) BOTH values will be convert based on selected Currency in (Column L). 2. If you choose "Partial Conversion" then Column BA (AMOUNT) only will be converted based on selected currency (Column L) and Column BB (TAXES) value (INR) will be added to the converted values.
Note on K26: gepadmin: 1. If you choose "Full Conversion" then Column BA (AMOUNT) and Column BB (TAXES) BOTH values will be convert based on selected Currency in (Column L). 2. If you choose "Partial Conversion" then Column BA (AMOUNT) only will be converted based on selected currency (Column L) and Column BB (TAXES) value (INR) will be added to the converted values.
Note on K28: gepadmin: 1. If you choose "Full Conversion" then Column BA (AMOUNT) and Column BB (TAXES) BOTH values will be convert based on selected Currency in (Column L). 2. If you choose "Partial Conversion" then Column BA (AMOUNT) only will be converted based on selected currency (Column L) and Column BB (TAXES) value (INR) will be added to the converted values.
Note on K29: gepadmin: 1. If you choose "Full Conversion" then Column BA (AMOUNT) and Column BB (TAXES) BOTH values will be convert based on selected Currency in (Column L). 2. If you choose "Partial Conversion" then Column BA (AMOUNT) only will be converted based on selected currency (Column L) and Column BB (TAXES) value (INR) will be added to the converted values.
Note on K33: gepadmin: 1. If you choose "Full Conversion" then Column BA (AMOUNT) and Column BB (TAXES) BOTH values will be convert based on selected Currency in (Column L). 2. If you choose "Partial Conversion" then Column BA (AMOUNT) only will be converted based on selected currency (Column L) and Column BB (TAXES) value (INR) will be added to the converted values.
Note on K35: gepadmin: 1. If you choose "Full Conversion" then Column BA (AMOUNT) and Column BB (TAXES) BOTH values will be convert based on selected Currency in (Column L). 2. If you choose "Partial Conversion" then Column BA (AMOUNT) only will be converted based on selected currency (Column L) and Column BB (TAXES) value (INR) will be added to the converted values.
Note on K36: gepadmin: 1. If you choose "Full Conversion" then Column BA (AMOUNT) and Column BB (TAXES) BOTH values will be convert based on selected Currency in (Column L). 2. If you choose "Partial Conversion" then Column BA (AMOUNT) only will be converted based on selected currency (Column L) and Column BB (TAXES) value (INR) will be added to the converted values.
Note on K37: gepadmin: 1. If you choose "Full Conversion" then Column BA (AMOUNT) and Column BB (TAXES) BOTH values will be convert based on selected Currency in (Column L). 2. If you choose "Partial Conversion" then Column BA (AMOUNT) only will be converted based on selected currency (Column L) and Column BB (TAXES) value (INR) will be added to the converted values.
Note on K40: gepadmin: 1. If you choose "Full Conversion" then Column BA (AMOUNT) and Column BB (TAXES) BOTH values will be convert based on selected Currency in (Column L). 2. If you choose "Partial Conversion" then Column BA (AMOUNT) only will be converted based on selected currency (Column L) and Column BB (TAXES) value (INR) will be added to the converted values.
Note on K43: gepadmin: 1. If you choose "Full Conversion" then Column BA (AMOUNT) and Column BB (TAXES) BOTH values will be convert based on selected Currency in (Column L). 2. If you choose "Partial Conversion" then Column BA (AMOUNT) only will be converted based on selected currency (Column L) and Column BB (TAXES) value (INR) will be added to the converted values.
Note on K44: gepadmin: 1. If you choose "Full Conversion" then Column BA (AMOUNT) and Column BB (TAXES) BOTH values will be convert based on selected Currency in (Column L). 2. If you choose "Partial Conversion" then Column BA (AMOUNT) only will be converted based on selected currency (Column L) and Column BB (TAXES) value (INR) will be added to the converted values.
Note on K46: gepadmin: 1. If you choose "Full Conversion" then Column BA (AMOUNT) and Column BB (TAXES) BOTH values will be convert based on selected Currency in (Column L). 2. If you choose "Partial Conversion" then Column BA (AMOUNT) only will be converted based on selected currency (Column L) and Column BB (TAXES) value (INR) will be added to the converted values.
Note on K47: gepadmin: 1. If you choose "Full Conversion" then Column BA (AMOUNT) and Column BB (TAXES) BOTH values will be convert based on selected Currency in (Column L). 2. If you choose "Partial Conversion" then Column BA (AMOUNT) only will be converted based on selected currency (Column L) and Column BB (TAXES) value (INR) will be added to the converted values.
Note on K49: gepadmin: 1. If you choose "Full Conversion" then Column BA (AMOUNT) and Column BB (TAXES) BOTH values will be convert based on selected Currency in (Column L). 2. If you choose "Partial Conversion" then Column BA (AMOUNT) only will be converted based on selected currency (Column L) and Column BB (TAXES) value (INR) will be added to the converted values.
Note on K51: gepadmin: 1. If you choose "Full Conversion" then Column BA (AMOUNT) and Column BB (TAXES) BOTH values will be convert based on selected Currency in (Column L). 2. If you choose "Partial Conversion" then Column BA (AMOUNT) only will be converted based on selected currency (Column L) and Column BB (TAXES) value (INR) will be added to the converted values.
Note on K52: gepadmin: 1. If you choose "Full Conversion" then Column BA (AMOUNT) and Column BB (TAXES) BOTH values will be convert based on selected Currency in (Column L). 2. If you choose "Partial Conversion" then Column BA (AMOUNT) only will be converted based on selected currency (Column L) and Column BB (TAXES) value (INR) will be added to the converted values.
Note on K54: gepadmin: 1. If you choose "Full Conversion" then Column BA (AMOUNT) and Column BB (TAXES) BOTH values will be convert based on selected Currency in (Column L). 2. If you choose "Partial Conversion" then Column BA (AMOUNT) only will be converted based on selected currency (Column L) and Column BB (TAXES) value (INR) will be added to the converted values.
Note on K55: gepadmin: 1. If you choose "Full Conversion" then Column BA (AMOUNT) and Column BB (TAXES) BOTH values will be convert based on selected Currency in (Column L). 2. If you choose "Partial Conversion" then Column BA (AMOUNT) only will be converted based on selected currency (Column L) and Column BB (TAXES) value (INR) will be added to the converted values.
Note on K57: gepadmin: 1. If you choose "Full Conversion" then Column BA (AMOUNT) and Column BB (TAXES) BOTH values will be convert based on selected Currency in (Column L). 2. If you choose "Partial Conversion" then Column BA (AMOUNT) only will be converted based on selected currency (Column L) and Column BB (TAXES) value (INR) will be added to the converted values.
Note on K59: gepadmin: 1. If you choose "Full Conversion" then Column BA (AMOUNT) and Column BB (TAXES) BOTH values will be convert based on selected Currency in (Column L). 2. If you choose "Partial Conversion" then Column BA (AMOUNT) only will be converted based on selected currency (Column L) and Column BB (TAXES) value (INR) will be added to the converted values.
Note on K61: gepadmin: 1. If you choose "Full Conversion" then Column BA (AMOUNT) and Column BB (TAXES) BOTH values will be convert based on selected Currency in (Column L). 2. If you choose "Partial Conversion" then Column BA (AMOUNT) only will be converted based on selected currency (Column L) and Column BB (TAXES) value (INR) will be added to the converted values.
Note on K63: gepadmin: 1. If you choose "Full Conversion" then Column BA (AMOUNT) and Column BB (TAXES) BOTH values will be convert based on selected Currency in (Column L). 2. If you choose "Partial Conversion" then Column BA (AMOUNT) only will be converted based on selected currency (Column L) and Column BB (TAXES) value (INR) will be added to the converted values.
Note on K65: gepadmin: 1. If you choose "Full Conversion" then Column BA (AMOUNT) and Column BB (TAXES) BOTH values will be convert based on selected Currency in (Column L). 2. If you choose "Partial Conversion" then Column BA (AMOUNT) only will be converted based on selected currency (Column L) and Column BB (TAXES) value (INR) will be added to the converted values.
Note on K67: gepadmin: 1. If you choose "Full Conversion" then Column BA (AMOUNT) and Column BB (TAXES) BOTH values will be convert based on selected Currency in (Column L). 2. If you choose "Partial Conversion" then Column BA (AMOUNT) only will be converted based on selected currency (Column L) and Column BB (TAXES) value (INR) will be added to the converted values.
Note on K71: gepadmin: 1. If you choose "Full Conversion" then Column BA (AMOUNT) and Column BB (TAXES) BOTH values will be convert based on selected Currency in (Column L). 2. If you choose "Partial Conversion" then Column BA (AMOUNT) only will be converted based on selected currency (Column L) and Column BB (TAXES) value (INR) will be added to the converted values.
Note on K74: gepadmin: 1. If you choose "Full Conversion" then Column BA (AMOUNT) and Column BB (TAXES) BOTH values will be convert based on selected Currency in (Column L). 2. If you choose "Partial Conversion" then Column BA (AMOUNT) only will be converted based on selected currency (Column L) and Column BB (TAXES) value (INR) will be added to the converted values.
Note on K76: gepadmin: 1. If you choose "Full Conversion" then Column BA (AMOUNT) and Column BB (TAXES) BOTH values will be convert based on selected Currency in (Column L). 2. If you choose "Partial Conversion" then Column BA (AMOUNT) only will be converted based on selected currency (Column L) and Column BB (TAXES) value (INR) will be added to the converted values.
Note on K78: gepadmin: 1. If you choose "Full Conversion" then Column BA (AMOUNT) and Column BB (TAXES) BOTH values will be convert based on selected Currency in (Column L). 2. If you choose "Partial Conversion" then Column BA (AMOUNT) only will be converted based on selected currency (Column L) and Column BB (TAXES) value (INR) will be added to the converted values.
Note on K81: gepadmin: 1. If you choose "Full Conversion" then Column BA (AMOUNT) and Column BB (TAXES) BOTH values will be convert based on selected Currency in (Column L). 2. If you choose "Partial Conversion" then Column BA (AMOUNT) only will be converted based on selected currency (Column L) and Column BB (TAXES) value (INR) will be added to the converted values.
Note on K82: gepadmin: 1. If you choose "Full Conversion" then Column BA (AMOUNT) and Column BB (TAXES) BOTH values will be convert based on selected Currency in (Column L). 2. If you choose "Partial Conversion" then Column BA (AMOUNT) only will be converted based on selected currency (Column L) and Column BB (TAXES) value (INR) will be added to the converted values.
Note on K84: gepadmin: 1. If you choose "Full Conversion" then Column BA (AMOUNT) and Column BB (TAXES) BOTH values will be convert based on selected Currency in (Column L). 2. If you choose "Partial Conversion" then Column BA (AMOUNT) only will be converted based on selected currency (Column L) and Column BB (TAXES) value (INR) will be added to the converted values.
Note on K86: gepadmin: 1. If you choose "Full Conversion" then Column BA (AMOUNT) and Column BB (TAXES) BOTH values will be convert based on selected Currency in (Column L). 2. If you choose "Partial Conversion" then Column BA (AMOUNT) only will be converted based on selected currency (Column L) and Column BB (TAXES) value (INR) will be added to the converted values.
Note on K88: gepadmin: 1. If you choose "Full Conversion" then Column BA (AMOUNT) and Column BB (TAXES) BOTH values will be convert based on selected Currency in (Column L). 2. If you choose "Partial Conversion" then Column BA (AMOUNT) only will be converted based on selected currency (Column L) and Column BB (TAXES) value (INR) will be added to the converted values.
Note on K90: gepadmin: 1. If you choose "Full Conversion" then Column BA (AMOUNT) and Column BB (TAXES) BOTH values will be convert based on selected Currency in (Column L). 2. If you choose "Partial Conversion" then Column BA (AMOUNT) only will be converted based on selected currency (Column L) and Column BB (TAXES) value (INR) will be added to the converted values.
Note on K93: gepadmin: 1. If you choose "Full Conversion" then Column BA (AMOUNT) and Column BB (TAXES) BOTH values will be convert based on selected Currency in (Column L). 2. If you choose "Partial Conversion" then Column BA (AMOUNT) only will be converted based on selected currency (Column L) and Column BB (TAXES) value (INR) will be added to the converted values.
Note on K95: gepadmin: 1. If you choose "Full Conversion" then Column BA (AMOUNT) and Column BB (TAXES) BOTH values will be convert based on selected Currency in (Column L). 2. If you choose "Partial Conversion" then Column BA (AMOUNT) only will be converted based on selected currency (Column L) and Column BB (TAXES) value (INR) will be added to the converted values.
Note on K97: gepadmin: 1. If you choose "Full Conversion" then Column BA (AMOUNT) and Column BB (TAXES) BOTH values will be convert based on selected Currency in (Column L). 2. If you choose "Partial Conversion" then Column BA (AMOUNT) only will be converted based on selected currency (Column L) and Column BB (TAXES) value (INR) will be added to the converted values.
Note on K100: gepadmin: 1. If you choose "Full Conversion" then Column BA (AMOUNT) and Column BB (TAXES) BOTH values will be convert based on selected Currency in (Column L). 2. If you choose "Partial Conversion" then Column BA (AMOUNT) only will be converted based on selected currency (Column L) and Column BB (TAXES) value (INR) will be added to the converted values.
Note on K102: gepadmin: 1. If you choose "Full Conversion" then Column BA (AMOUNT) and Column BB (TAXES) BOTH values will be convert based on selected Currency in (Column L). 2. If you choose "Partial Conversion" then Column BA (AMOUNT) only will be converted based on selected currency (Column L) and Column BB (TAXES) value (INR) will be added to the converted values.
Note on K104: gepadmin: 1. If you choose "Full Conversion" then Column BA (AMOUNT) and Column BB (TAXES) BOTH values will be convert based on selected Currency in (Column L). 2. If you choose "Partial Conversion" then Column BA (AMOUNT) only will be converted based on selected currency (Column L) and Column BB (TAXES) value (INR) will be added to the converted values.
Note on K106: gepadmin: 1. If you choose "Full Conversion" then Column BA (AMOUNT) and Column BB (TAXES) BOTH values will be convert based on selected Currency in (Column L). 2. If you choose "Partial Conversion" then Column BA (AMOUNT) only will be converted based on selected currency (Column L) and Column BB (TAXES) value (INR) will be added to the converted values.
Note on K108: gepadmin: 1. If you choose "Full Conversion" then Column BA (AMOUNT) and Column BB (TAXES) BOTH values will be convert based on selected Currency in (Column L). 2. If you choose "Partial Conversion" then Column BA (AMOUNT) only will be converted based on selected currency (Column L) and Column BB (TAXES) value (INR) will be added to the converted values.
Note on K109: gepadmin: 1. If you choose "Full Conversion" then Column BA (AMOUNT) and Column BB (TAXES) BOTH values will be convert based on selected Currency in (Column L). 2. If you choose "Partial Conversion" then Column BA (AMOUNT) only will be converted based on selected currency (Column L) and Column BB (TAXES) value (INR) will be added to the converted values.
Note on K111: gepadmin: 1. If you choose "Full Conversion" then Column BA (AMOUNT) and Column BB (TAXES) BOTH values will be convert based on selected Currency in (Column L). 2. If you choose "Partial Conversion" then Column BA (AMOUNT) only will be converted based on selected currency (Column L) and Column BB (TAXES) value (INR) will be added to the converted values.
Note on K112: gepadmin: 1. If you choose "Full Conversion" then Column BA (AMOUNT) and Column BB (TAXES) BOTH values will be convert based on selected Currency in (Column L). 2. If you choose "Partial Conversion" then Column BA (AMOUNT) only will be converted based on selected currency (Column L) and Column BB (TAXES) value (INR) will be added to the converted values.
Note on K114: gepadmin: 1. If you choose "Full Conversion" then Column BA (AMOUNT) and Column BB (TAXES) BOTH values will be convert based on selected Currency in (Column L). 2. If you choose "Partial Conversion" then Column BA (AMOUNT) only will be converted based on selected currency (Column L) and Column BB (TAXES) value (INR) will be added to the converted values.
Note on K116: gepadmin: 1. If you choose "Full Conversion" then Column BA (AMOUNT) and Column BB (TAXES) BOTH values will be convert based on selected Currency in (Column L). 2. If you choose "Partial Conversion" then Column BA (AMOUNT) only will be converted based on selected currency (Column L) and Column BB (TAXES) value (INR) will be added to the converted values.
Note on K119: gepadmin: 1. If you choose "Full Conversion" then Column BA (AMOUNT) and Column BB (TAXES) BOTH values will be convert based on selected Currency in (Column L). 2. If you choose "Partial Conversion" then Column BA (AMOUNT) only will be converted based on selected currency (Column L) and Column BB (TAXES) value (INR) will be added to the converted values.
Note on K121: gepadmin: 1. If you choose "Full Conversion" then Column BA (AMOUNT) and Column BB (TAXES) BOTH values will be convert based on selected Currency in (Column L). 2. If you choose "Partial Conversion" then Column BA (AMOUNT) only will be converted based on selected currency (Column L) and Column BB (TAXES) value (INR) will be added to the converted values.
Note on K122: gepadmin: 1. If you choose "Full Conversion" then Column BA (AMOUNT) and Column BB (TAXES) BOTH values will be convert based on selected Currency in (Column L). 2. If you choose "Partial Conversion" then Column BA (AMOUNT) only will be converted based on selected currency (Column L) and Column BB (TAXES) value (INR) will be added to the converted values.
Note on K123: gepadmin: 1. If you choose "Full Conversion" then Column BA (AMOUNT) and Column BB (TAXES) BOTH values will be convert based on selected Currency in (Column L). 2. If you choose "Partial Conversion" then Column BA (AMOUNT) only will be converted based on selected currency (Column L) and Column BB (TAXES) value (INR) will be added to the converted values.
Note on K124: gepadmin: 1. If you choose "Full Conversion" then Column BA (AMOUNT) and Column BB (TAXES) BOTH values will be convert based on selected Currency in (Column L). 2. If you choose "Partial Conversion" then Column BA (AMOUNT) only will be converted based on selected currency (Column L) and Column BB (TAXES) value (INR) will be added to the converted values.
Note on K126: gepadmin: 1. If you choose "Full Conversion" then Column BA (AMOUNT) and Column BB (TAXES) BOTH values will be convert based on selected Currency in (Column L). 2. If you choose "Partial Conversion" then Column BA (AMOUNT) only will be converted based on selected currency (Column L) and Column BB (TAXES) value (INR) will be added to the converted values.
Note on K128: gepadmin: 1. If you choose "Full Conversion" then Column BA (AMOUNT) and Column BB (TAXES) BOTH values will be convert based on selected Currency in (Column L). 2. If you choose "Partial Conversion" then Column BA (AMOUNT) only will be converted based on selected currency (Column L) and Column BB (TAXES) value (INR) will be added to the converted values.
Note on K129: gepadmin: 1. If you choose "Full Conversion" then Column BA (AMOUNT) and Column BB (TAXES) BOTH values will be convert based on selected Currency in (Column L). 2. If you choose "Partial Conversion" then Column BA (AMOUNT) only will be converted based on selected currency (Column L) and Column BB (TAXES) value (INR) will be added to the converted values.
Note on K130: gepadmin: 1. If you choose "Full Conversion" then Column BA (AMOUNT) and Column BB (TAXES) BOTH values will be convert based on selected Currency in (Column L). 2. If you choose "Partial Conversion" then Column BA (AMOUNT) only will be converted based on selected currency (Column L) and Column BB (TAXES) value (INR) will be added to the converted values.
Note on K132: gepadmin: 1. If you choose "Full Conversion" then Column BA (AMOUNT) and Column BB (TAXES) BOTH values will be convert based on selected Currency in (Column L). 2. If you choose "Partial Conversion" then Column BA (AMOUNT) only will be converted based on selected currency (Column L) and Column BB (TAXES) value (INR) will be added to the converted values.
Note on K134: gepadmin: 1. If you choose "Full Conversion" then Column BA (AMOUNT) and Column BB (TAXES) BOTH values will be convert based on selected Currency in (Column L). 2. If you choose "Partial Conversion" then Column BA (AMOUNT) only will be converted based on selected currency (Column L) and Column BB (TAXES) value (INR) will be added to the converted values.
Note on K136: gepadmin: 1. If you choose "Full Conversion" then Column BA (AMOUNT) and Column BB (TAXES) BOTH values will be convert based on selected Currency in (Column L). 2. If you choose "Partial Conversion" then Column BA (AMOUNT) only will be converted based on selected currency (Column L) and Column BB (TAXES) value (INR) will be added to the converted values.
Note on K137: gepadmin: 1. If you choose "Full Conversion" then Column BA (AMOUNT) and Column BB (TAXES) BOTH values will be convert based on selected Currency in (Column L). 2. If you choose "Partial Conversion" then Column BA (AMOUNT) only will be converted based on selected currency (Column L) and Column BB (TAXES) value (INR) will be added to the converted values.
Note on K138: gepadmin: 1. If you choose "Full Conversion" then Column BA (AMOUNT) and Column BB (TAXES) BOTH values will be convert based on selected Currency in (Column L). 2. If you choose "Partial Conversion" then Column BA (AMOUNT) only will be converted based on selected currency (Column L) and Column BB (TAXES) value (INR) will be added to the converted values.
Note on K141: gepadmin: 1. If you choose "Full Conversion" then Column BA (AMOUNT) and Column BB (TAXES) BOTH values will be convert based on selected Currency in (Column L). 2. If you choose "Partial Conversion" then Column BA (AMOUNT) only will be converted based on selected currency (Column L) and Column BB (TAXES) value (INR) will be added to the converted values.
Note on K143: gepadmin: 1. If you choose "Full Conversion" then Column BA (AMOUNT) and Column BB (TAXES) BOTH values will be convert based on selected Currency in (Column L). 2. If you choose "Partial Conversion" then Column BA (AMOUNT) only will be converted based on selected currency (Column L) and Column BB (TAXES) value (INR) will be added to the converted values.
Note on K145: gepadmin: 1. If you choose "Full Conversion" then Column BA (AMOUNT) and Column BB (TAXES) BOTH values will be convert based on selected Currency in (Column L). 2. If you choose "Partial Conversion" then Column BA (AMOUNT) only will be converted based on selected currency (Column L) and Column BB (TAXES) value (INR) will be added to the converted values.
Note on K148: gepadmin: 1. If you choose "Full Conversion" then Column BA (AMOUNT) and Column BB (TAXES) BOTH values will be convert based on selected Currency in (Column L). 2. If you choose "Partial Conversion" then Column BA (AMOUNT) only will be converted based on selected currency (Column L) and Column BB (TAXES) value (INR) will be added to the converted values.
Note on K150: gepadmin: 1. If you choose "Full Conversion" then Column BA (AMOUNT) and Column BB (TAXES) BOTH values will be convert based on selected Currency in (Column L). 2. If you choose "Partial Conversion" then Column BA (AMOUNT) only will be converted based on selected currency (Column L) and Column BB (TAXES) value (INR) will be added to the converted values.
Note on K151: gepadmin: 1. If you choose "Full Conversion" then Column BA (AMOUNT) and Column BB (TAXES) BOTH values will be convert based on selected Currency in (Column L). 2. If you choose "Partial Conversion" then Column BA (AMOUNT) only will be converted based on selected currency (Column L) and Column BB (TAXES) value (INR) will be added to the converted values.
Note on K154: gepadmin: 1. If you choose "Full Conversion" then Column BA (AMOUNT) and Column BB (TAXES) BOTH values will be convert based on selected Currency in (Column L). 2. If you choose "Partial Conversion" then Column BA (AMOUNT) only will be converted based on selected currency (Column L) and Column BB (TAXES) value (INR) will be added to the converted values.
Note on K155: gepadmin: 1. If you choose "Full Conversion" then Column BA (AMOUNT) and Column BB (TAXES) BOTH values will be convert based on selected Currency in (Column L). 2. If you choose "Partial Conversion" then Column BA (AMOUNT) only will be converted based on selected currency (Column L) and Column BB (TAXES) value (INR) will be added to the converted values.
Note on K158: gepadmin: 1. If you choose "Full Conversion" then Column BA (AMOUNT) and Column BB (TAXES) BOTH values will be convert based on selected Currency in (Column L). 2. If you choose "Partial Conversion" then Column BA (AMOUNT) only will be converted based on selected currency (Column L) and Column BB (TAXES) value (INR) will be added to the converted values.
Note on K160: gepadmin: 1. If you choose "Full Conversion" then Column BA (AMOUNT) and Column BB (TAXES) BOTH values will be convert based on selected Currency in (Column L). 2. If you choose "Partial Conversion" then Column BA (AMOUNT) only will be converted based on selected currency (Column L) and Column BB (TAXES) value (INR) will be added to the converted values.
Note on K162: gepadmin: 1. If you choose "Full Conversion" then Column BA (AMOUNT) and Column BB (TAXES) BOTH values will be convert based on selected Currency in (Column L). 2. If you choose "Partial Conversion" then Column BA (AMOUNT) only will be converted based on selected currency (Column L) and Column BB (TAXES) value (INR) will be added to the converted values.
Note on K165: gepadmin: 1. If you choose "Full Conversion" then Column BA (AMOUNT) and Column BB (TAXES) BOTH values will be convert based on selected Currency in (Column L). 2. If you choose "Partial Conversion" then Column BA (AMOUNT) only will be converted based on selected currency (Column L) and Column BB (TAXES) value (INR) will be added to the converted values.
Note on K168: gepadmin: 1. If you choose "Full Conversion" then Column BA (AMOUNT) and Column BB (TAXES) BOTH values will be convert based on selected Currency in (Column L). 2. If you choose "Partial Conversion" then Column BA (AMOUNT) only will be converted based on selected currency (Column L) and Column BB (TAXES) value (INR) will be added to the converted values.
Note on K171: gepadmin: 1. If you choose "Full Conversion" then Column BA (AMOUNT) and Column BB (TAXES) BOTH values will be convert based on selected Currency in (Column L). 2. If you choose "Partial Conversion" then Column BA (AMOUNT) only will be converted based on selected currency (Column L) and Column BB (TAXES) value (INR) will be added to the converted values.
Note on K174: gepadmin: 1. If you choose "Full Conversion" then Column BA (AMOUNT) and Column BB (TAXES) BOTH values will be convert based on selected Currency in (Column L). 2. If you choose "Partial Conversion" then Column BA (AMOUNT) only will be converted based on selected currency (Column L) and Column BB (TAXES) value (INR) will be added to the converted values.
Note on K176: gepadmin: 1. If you choose "Full Conversion" then Column BA (AMOUNT) and Column BB (TAXES) BOTH values will be convert based on selected Currency in (Column L). 2. If you choose "Partial Conversion" then Column BA (AMOUNT) only will be converted based on selected currency (Column L) and Column BB (TAXES) value (INR) will be added to the converted values.
Note on K177: gepadmin: 1. If you choose "Full Conversion" then Column BA (AMOUNT) and Column BB (TAXES) BOTH values will be convert based on selected Currency in (Column L). 2. If you choose "Partial Conversion" then Column BA (AMOUNT) only will be converted based on selected currency (Column L) and Column BB (TAXES) value (INR) will be added to the converted values.
Note on K180: gepadmin: 1. If you choose "Full Conversion" then Column BA (AMOUNT) and Column BB (TAXES) BOTH values will be convert based on selected Currency in (Column L). 2. If you choose "Partial Conversion" then Column BA (AMOUNT) only will be converted based on selected currency (Column L) and Column BB (TAXES) value (INR) will be added to the converted values.
Note on K182: gepadmin: 1. If you choose "Full Conversion" then Column BA (AMOUNT) and Column BB (TAXES) BOTH values will be convert based on selected Currency in (Column L). 2. If you choose "Partial Conversion" then Column BA (AMOUNT) only will be converted based on selected currency (Column L) and Column BB (TAXES) value (INR) will be added to the converted values.
Note on K185: gepadmin: 1. If you choose "Full Conversion" then Column BA (AMOUNT) and Column BB (TAXES) BOTH values will be convert based on selected Currency in (Column L). 2. If you choose "Partial Conversion" then Column BA (AMOUNT) only will be converted based on selected currency (Column L) and Column BB (TAXES) value (INR) will be added to the converted values.
Note on K186: gepadmin: 1. If you choose "Full Conversion" then Column BA (AMOUNT) and Column BB (TAXES) BOTH values will be convert based on selected Currency in (Column L). 2. If you choose "Partial Conversion" then Column BA (AMOUNT) only will be converted based on selected currency (Column L) and Column BB (TAXES) value (INR) will be added to the converted values.
Note on K188: gepadmin: 1. If you choose "Full Conversion" then Column BA (AMOUNT) and Column BB (TAXES) BOTH values will be convert based on selected Currency in (Column L). 2. If you choose "Partial Conversion" then Column BA (AMOUNT) only will be converted based on selected currency (Column L) and Column BB (TAXES) value (INR) will be added to the converted values.
Note on K190: gepadmin: 1. If you choose "Full Conversion" then Column BA (AMOUNT) and Column BB (TAXES) BOTH values will be convert based on selected Currency in (Column L). 2. If you choose "Partial Conversion" then Column BA (AMOUNT) only will be converted based on selected currency (Column L) and Column BB (TAXES) value (INR) will be added to the converted values.
Note on K193: gepadmin: 1. If you choose "Full Conversion" then Column BA (AMOUNT) and Column BB (TAXES) BOTH values will be convert based on selected Currency in (Column L). 2. If you choose "Partial Conversion" then Column BA (AMOUNT) only will be converted based on selected currency (Column L) and Column BB (TAXES) value (INR) will be added to the converted values.
Note on K195: gepadmin: 1. If you choose "Full Conversion" then Column BA (AMOUNT) and Column BB (TAXES) BOTH values will be convert based on selected Currency in (Column L). 2. If you choose "Partial Conversion" then Column BA (AMOUNT) only will be converted based on selected currency (Column L) and Column BB (TAXES) value (INR) will be added to the converted values.
Note on K196: gepadmin: 1. If you choose "Full Conversion" then Column BA (AMOUNT) and Column BB (TAXES) BOTH values will be convert based on selected Currency in (Column L). 2. If you choose "Partial Conversion" then Column BA (AMOUNT) only will be converted based on selected currency (Column L) and Column BB (TAXES) value (INR) will be added to the converted values.
Note on K198: gepadmin: 1. If you choose "Full Conversion" then Column BA (AMOUNT) and Column BB (TAXES) BOTH values will be convert based on selected Currency in (Column L). 2. If you choose "Partial Conversion" then Column BA (AMOUNT) only will be converted based on selected currency (Column L) and Column BB (TAXES) value (INR) will be added to the converted values.
Note on K200: gepadmin: 1. If you choose "Full Conversion" then Column BA (AMOUNT) and Column BB (TAXES) BOTH values will be convert based on selected Currency in (Column L). 2. If you choose "Partial Conversion" then Column BA (AMOUNT) only will be converted based on selected currency (Column L) and Column BB (TAXES) value (INR) will be added to the converted values.
Note on K202: gepadmin: 1. If you choose "Full Conversion" then Column BA (AMOUNT) and Column BB (TAXES) BOTH values will be convert based on selected Currency in (Column L). 2. If you choose "Partial Conversion" then Column BA (AMOUNT) only will be converted based on selected currency (Column L) and Column BB (TAXES) value (INR) will be added to the converted values.
Note on K204: gepadmin: 1. If you choose "Full Conversion" then Column BA (AMOUNT) and Column BB (TAXES) BOTH values will be convert based on selected Currency in (Column L). 2. If you choose "Partial Conversion" then Column BA (AMOUNT) only will be converted based on selected currency (Column L) and Column BB (TAXES) value (INR) will be added to the converted values.
Note on K205: gepadmin: 1. If you choose "Full Conversion" then Column BA (AMOUNT) and Column BB (TAXES) BOTH values will be convert based on selected Currency in (Column L). 2. If you choose "Partial Conversion" then Column BA (AMOUNT) only will be converted based on selected currency (Column L) and Column BB (TAXES) value (INR) will be added to the converted values.
Note on K206: gepadmin: 1. If you choose "Full Conversion" then Column BA (AMOUNT) and Column BB (TAXES) BOTH values will be convert based on selected Currency in (Column L). 2. If you choose "Partial Conversion" then Column BA (AMOUNT) only will be converted based on selected currency (Column L) and Column BB (TAXES) value (INR) will be added to the converted values.
Note on K207: gepadmin: 1. If you choose "Full Conversion" then Column BA (AMOUNT) and Column BB (TAXES) BOTH values will be convert based on selected Currency in (Column L). 2. If you choose "Partial Conversion" then Column BA (AMOUNT) only will be converted based on selected currency (Column L) and Column BB (TAXES) value (INR) will be added to the converted values.
Note on K210: gepadmin: 1. If you choose "Full Conversion" then Column BA (AMOUNT) and Column BB (TAXES) BOTH values will be convert based on selected Currency in (Column L). 2. If you choose "Partial Conversion" then Column BA (AMOUNT) only will be converted based on selected currency (Column L) and Column BB (TAXES) value (INR) will be added to the converted values.
Note on K212: gepadmin: 1. If you choose "Full Conversion" then Column BA (AMOUNT) and Column BB (TAXES) BOTH values will be convert based on selected Currency in (Column L). 2. If you choose "Partial Conversion" then Column BA (AMOUNT) only will be converted based on selected currency (Column L) and Column BB (TAXES) value (INR) will be added to the converted values.
Note on K214: gepadmin: 1. If you choose "Full Conversion" then Column BA (AMOUNT) and Column BB (TAXES) BOTH values will be convert based on selected Currency in (Column L). 2. If you choose "Partial Conversion" then Column BA (AMOUNT) only will be converted based on selected currency (Column L) and Column BB (TAXES) value (INR) will be added to the converted values.
Note on K217: gepadmin: 1. If you choose "Full Conversion" then Column BA (AMOUNT) and Column BB (TAXES) BOTH values will be convert based on selected Currency in (Column L). 2. If you choose "Partial Conversion" then Column BA (AMOUNT) only will be converted based on selected currency (Column L) and Column BB (TAXES) value (INR) will be added to the converted values.
Note on K218: gepadmin: 1. If you choose "Full Conversion" then Column BA (AMOUNT) and Column BB (TAXES) BOTH values will be convert based on selected Currency in (Column L). 2. If you choose "Partial Conversion" then Column BA (AMOUNT) only will be converted based on selected currency (Column L) and Column BB (TAXES) value (INR) will be added to the converted values.
Note on K221: gepadmin: 1. If you choose "Full Conversion" then Column BA (AMOUNT) and Column BB (TAXES) BOTH values will be convert based on selected Currency in (Column L). 2. If you choose "Partial Conversion" then Column BA (AMOUNT) only will be converted based on selected currency (Column L) and Column BB (TAXES) value (INR) will be added to the converted values.
Note on K222: gepadmin: 1. If you choose "Full Conversion" then Column BA (AMOUNT) and Column BB (TAXES) BOTH values will be convert based on selected Currency in (Column L). 2. If you choose "Partial Conversion" then Column BA (AMOUNT) only will be converted based on selected currency (Column L) and Column BB (TAXES) value (INR) will be added to the converted values.
Note on K223: gepadmin: 1. If you choose "Full Conversion" then Column BA (AMOUNT) and Column BB (TAXES) BOTH values will be convert based on selected Currency in (Column L). 2. If you choose "Partial Conversion" then Column BA (AMOUNT) only will be converted based on selected currency (Column L) and Column BB (TAXES) value (INR) will be added to the converted values.
Note on K224: gepadmin: 1. If you choose "Full Conversion" then Column BA (AMOUNT) and Column BB (TAXES) BOTH values will be convert based on selected Currency in (Column L). 2. If you choose "Partial Conversion" then Column BA (AMOUNT) only will be converted based on selected currency (Column L) and Column BB (TAXES) value (INR) will be added to the converted values.
Note on K225: gepadmin: 1. If you choose "Full Conversion" then Column BA (AMOUNT) and Column BB (TAXES) BOTH values will be convert based on selected Currency in (Column L). 2. If you choose "Partial Conversion" then Column BA (AMOUNT) only will be converted based on selected currency (Column L) and Column BB (TAXES) value (INR) will be added to the converted values.
Note on K226: gepadmin: 1. If you choose "Full Conversion" then Column BA (AMOUNT) and Column BB (TAXES) BOTH values will be convert based on selected Currency in (Column L). 2. If you choose "Partial Conversion" then Column BA (AMOUNT) only will be converted based on selected currency (Column L) and Column BB (TAXES) value (INR) will be added to the converted values.
Note on K227: gepadmin: 1. If you choose "Full Conversion" then Column BA (AMOUNT) and Column BB (TAXES) BOTH values will be convert based on selected Currency in (Column L). 2. If you choose "Partial Conversion" then Column BA (AMOUNT) only will be converted based on selected currency (Column L) and Column BB (TAXES) value (INR) will be added to the converted values.
Note on K228: gepadmin: 1. If you choose "Full Conversion" then Column BA (AMOUNT) and Column BB (TAXES) BOTH values will be convert based on selected Currency in (Column L). 2. If you choose "Partial Conversion" then Column BA (AMOUNT) only will be converted based on selected currency (Column L) and Column BB (TAXES) value (INR) will be added to the converted values.
Note on K229: gepadmin: 1. If you choose "Full Conversion" then Column BA (AMOUNT) and Column BB (TAXES) BOTH values will be convert based on selected Currency in (Column L). 2. If you choose "Partial Conversion" then Column BA (AMOUNT) only will be converted based on selected currency (Column L) and Column BB (TAXES) value (INR) will be added to the converted values.
Note on K230: gepadmin: 1. If you choose "Full Conversion" then Column BA (AMOUNT) and Column BB (TAXES) BOTH values will be convert based on selected Currency in (Column L). 2. If you choose "Partial Conversion" then Column BA (AMOUNT) only will be converted based on selected currency (Column L) and Column BB (TAXES) value (INR) will be added to the converted values.
Validate
Print
Help

## Macros
Please Enable Macros to View BoQ information