## BoQ1 (hidden)
Percentage BoQ
BoQ_Ver3.1 | Percentage | Normal | INR Only | INR
Select, At Par, Excess (+), Less (-) |  | IOCL
Tender Inviting Authority: Superintending Engineer, IWD, IIT, Kanpur
Name of Work: Annual contract for minor civil maintenance works in residential areas and elewhere,MWCC1.
Contract No: 02/Civil/D2/2024-25
Name of the Bidder/ Bidding Firm / Company :
PRICE SCHEDULE (This BOQ template must not be modified/replaced by the bidder and the same should be uploaded after filling the relevant columns, else the bidder is liable to be rejected for this tender. Bidders are allowed to enter the Bidder Name and Values only )
NUMBER # | TEXT # | TEXT # | NUMBER # | TEXT # | NUMBER | NUMBER | TEXT | TEXT # | NUMBER # | TEXT# | TEXT # | NUMBER # | NUMBER | NUMBER | NUMBER | NUMBER | TEXT | TEXT | NUMBER | NUMBER | NUMBER | NUMBER | TEXT | TEXT | NUMBER | NUMBER | NUMBER | NUMBER | TEXT | TEXT | NUMBER | NUMBER | NUMBER | NUMBER | TEXT | TEXT | NUMBER | NUMBER | NUMBER | NUMBER | TEXT | TEXT | NUMBER | NUMBER | NUMBER # | NUMBER # | TEXT | TEXT | NUMBER # | NUMBER # | DATE | NUMBER # | NUMBER # | TEXT #
Sl. No. | Item Description | Item Code / Make | Quantity | Units | Estimated Rate in Rs. P |  |  | Addition / Deduction | Addition / Deduction Values | Currency Convertion against each Item | Quoted Currency in INR / Other Currency | BASIC RATE In Figures To be entered by the Bidder Rs. P | Excise Duty | VAT | Freight Charges ( Unloading & Stacking) | Any Other Taxes/Duties/Levies |  |  | Other Taxes 2 | IIIrd Party i.e DGS&D / RITES etc Inspection Charges @0.34%+Service Tax | Less for Cenvat Credit,if any respect of Supplies Under full Excise Duty Category | [30 empty] | TOTAL AMOUNT Without Taxes in Rs. P | TOTAL AMOUNT With Taxes | TOTAL AMOUNT In Words
1 | 2 | 3 | 4 | 5 | 6 | 7 | 8 | 9 | 10 | 11 | 12 | 13 | 14 | 15 | 16 | 17 | 18 | 19 | 20 | 21 | 22 | 23 | 24 | 25 | 26 | 27 | 28 | 29 | 30 | 31 | 32 | 33 | 34 | 35 | 36 | 37 | 38 | 39 | 40 | 41 | 42 | 43 | 44 | 45 | 46 | 47 | 48 | 49 | 50 | 51 | 52 | 7 | 54 | 8
1 | Carriage of Materials | [53 empty] | 1 | Carriage of Materials
1.01 | By Mechanical Transport including loading,unloading and stacking | [53 empty] | 1.01 | By Mechanical Transport including loading,unloading and stacking
1.02 | Lime, moorum, building rubbish Lead - 2 km |  | 25 | cum | 143.08 |  |  | Excess(+) | 1 | Full Conversion | INR | [40 empty] | #VALUE! | #VALUE! | #VALUE! | 1.02 | Lime, moorum, building rubbish Lead - 2 km | 25 | cum
1.03 | Earth Lead - 2 km |  | 5 | cum | 178.85 |  |  | Excess(+) | 1 | Full Conversion | INR | [40 empty] | #VALUE! | #VALUE! | #VALUE! | 1.03 | Earth Lead - 2 km | 5 | cum
1.04 | Sub-Total | [53 empty] | 1.04 | Sub-Total
1.05 | EARTH WORK | [53 empty] | 1.05 | EARTH WORK
1.06 | Earth work in surface excavation not exceeding 30 cm in depth but exceeding 1.5 m in width as well as 10 sqm on plan including getting out and disposal of excavated earth upto 50 m and lift upto 1.5 m, as directed by Engineer-in- Charge: | [53 empty] | 1.06 | Earth work in surface excavation not exceeding 30 cm in depth but exceeding 1.5 m in width as well as 10 sqm on plan including getting out and disposal of excavated earth upto 50 m and lift upto 1.5 m, as directed by Engineer-in- Charge:
1.07 | All kinds of soil |  | 60 | sqm | 93.82 |  |  | Excess(+) | 1 | Full Conversion | INR | [40 empty] | #VALUE! | #VALUE! | #VALUE! | 1.07 | All kinds of soil | 60 | sqm
1.08 | Earth work in excavation by mechanical means (Hydraulic excavator) / manual means in foundation trenches or drains (not exceeding 1.5 m in width or 10 sqm on plan), including dressing of sides and ramming of bottoms, lift upto 1.5 m, including getting out the excavated soil and disposal of surplus excavated soil as directed, within a lead of 50 m. | [53 empty] | 1.08 | Earth work in excavation by mechanical means (Hydraulic excavator) / manual means in foundation trenches or drains (not exceeding 1.5 m in width or 10 sqm on plan), including dressing of sides and ramming of bottoms, lift upto 1.5 m, including getting out the excavated soil and disposal of surplus excavated soil as directed, within a lead of 50 m.
1.09 | All kinds of soil. |  | 15 | cum | 251.51 |  |  | Excess(+) | 1 | Full Conversion | INR | [40 empty] | #VALUE! | #VALUE! | #VALUE! | 1.09 | All kinds of soil. | 15 | cum
1.1 | Excavating trenches of required width for pipes, cables, etc including excavation for sockets, and dressing of sides, ramming of bottoms, depth upto 1.5 m, including getting out the excavated soil, and then returning the soil as required, in layers not exceeding 20 cm in depth, including consolidating each deposited layer by ramming, watering, etc. and disposing of surplus excavated soil as directed, within a lead of 50 m : | [53 empty] | 1.1 | Excavating trenches of required width for pipes, cables, etc including excavation for sockets, and dressing of sides, ramming of bottoms, depth upto 1.5 m, including getting out the excavated soil, and then returning the soil as required, in layers not exceeding 20 cm in depth, including consolidating each deposited layer by ramming, watering, etc. and disposing of surplus excavated soil as directed, within a lead of 50 m :
1.11 | All kinds of soil | [53 empty] | 1.11 | All kinds of soil
1.12 | Pipes, cables etc, not exceeding 80 mm dia. |  | 1.5 | metre | 224.07 |  |  | Excess(+) | 1 | Full Conversion | INR | [40 empty] | #VALUE! | #VALUE! | #VALUE! | 1.12 | Pipes, cables etc, not exceeding 80 mm dia. | 1.5 | metre
1.13 | Pipes, cables etc. exceeding 80 mm dia. but not exceeding 300 mm dia |  | 21.44 | metre | 365.94 |  |  | Excess(+) | 1 | Full Conversion | INR | [40 empty] | #VALUE! | #VALUE! | #VALUE! | 1.13 | Pipes, cables etc. exceeding 80 mm dia. but not exceeding 300 mm dia | 21.44 | metre
1.14 | Pipes, cables etc. exceeding 300 mm dia but not exceeding 600 mm |  | 10.5 | metre | 571.28 |  |  | Excess(+) | 1 | Full Conversion | INR | [40 empty] | #VALUE! | #VALUE! | #VALUE! | 1.14 | Pipes, cables etc. exceeding 300 mm dia but not exceeding 600 mm | 10.5 | metre
1.15 | Filling available excavated earth (excluding rock) in trenches, plinth, sides of foundations etc. in layers not exceeding 20cm in depth, consolidating each deposited layer by ramming and watering, lead up to 50 m and lift upto 1.5 m. |  | 8 | cum | 222.67 |  |  | Excess(+) | 1 | Full Conversion | INR | [40 empty] | #VALUE! | #VALUE! | #VALUE! | 1.15 | Filling available excavated earth (excluding rock) in trenches, plinth, sides of foundations etc. in layers not exceeding 20cm in depth, consolidating each deposited layer by ramming and watering, lead up to 50 m and lift upto 1.5 m. | 8 | cum
1.16 | Supplying and filling in plinth with sand under floors, including watering, ramming, consolidating and dressing complete. |  | 5 | cum | 1894.96 |  |  | Excess(+) | 1 | Full Conversion | INR | [40 empty] | #VALUE! | #VALUE! | #VALUE! | 1.16 | Supplying and filling in plinth with sand under floors, including watering, ramming, consolidating and dressing complete. | 5 | cum
1.17 | Surface dressing of the ground including removing vegetation and in- equalities not exceeding 15 cm deep and disposal of rubbish, lead up to 50 m and lift up to 1.5 m. | [53 empty] | 1.17 | Surface dressing of the ground including removing vegetation and in- equalities not exceeding 15 cm deep and disposal of rubbish, lead up to 50 m and lift up to 1.5 m.
1.18 | All kinds of soil |  | 50 | sqm | 24.68 |  |  | Excess(+) | 1 | Full Conversion | INR | [40 empty] | #VALUE! | #VALUE! | #VALUE! | 1.18 | All kinds of soil | 50 | sqm
1.19 | Excavating holes more than 0.10 cum & upto 0.5 cum including getting out the excavated soil, then returning the soil as required in layers not exceeding 20cm in depth, including consolidating each deposited layer by ramming, watering etc, disposing of surplus excavated soil, as directed within a lead of 50 m and lift upto 1.5 m. | [53 empty] | 1.19 | Excavating holes more than 0.10 cum & upto 0.5 cum including getting out the excavated soil, then returning the soil as required in layers not exceeding 20cm in depth, including consolidating each deposited layer by ramming, watering etc, disposing of surplus excavated soil, as directed within a lead of 50 m and lift upto 1.5 m.
1.2 | All kinds of soil |  | 45 | each | 78.83 |  |  | Excess(+) | 1 | Full Conversion | INR | [40 empty] | #VALUE! | #VALUE! | #VALUE! | 1.2 | All kinds of soil | 45 | each
1.21 | Clearing jungle including uprooting of rank vegetation, grass, brush wood, trees and saplings of girth up to 30 cm measured at a height of 1 m above ground level and removal of rubbish up to a distance of 50 m outside the periphery of the area cleared. |  | 50 | sqm | 12.71 |  |  | Excess(+) | 1 | Full Conversion | INR | [40 empty] | #VALUE! | #VALUE! | #VALUE! | 1.21 | Clearing jungle including uprooting of rank vegetation, grass, brush wood, trees and saplings of girth up to 30 cm measured at a height of 1 m above ground level and removal of rubbish up to a distance of 50 m outside the periphery of the area cleared. | 50 | sqm
1.22 | Clearing grass and removal of the rubbish up to a distance of 50 m outside the periphery of the area cleared. |  | 50 | sqm | 6.49 |  |  | Excess(+) | 1 | Full Conversion | INR | [40 empty] | #VALUE! | #VALUE! | #VALUE! | 1.22 | Clearing grass and removal of the rubbish up to a distance of 50 m outside the periphery of the area cleared. | 50 | sqm
1.23 | Sub-Total | [53 empty] | 1.23 | Sub-Total
1.24 | CEMENT CONCRETE (CAST IN SITU) | [53 empty] | 1.24 | CEMENT CONCRETE (CAST IN SITU)
1.25 | Providing and laying in position cement concrete of specified grade excluding the cost of centering and shuttering - All work up to plinth level : | [53 empty] | 1.25 | Providing and laying in position cement concrete of specified grade excluding the cost of centering and shuttering - All work up to plinth level :
1.26 | 1:2:4 (1 cement : 2 coarse sand (zone-III) derived from natural sources : 4 graded stone aggregate 20 mm nominal size derived from natural sources) |  | 2 | cum | 6457.83 |  |  | Excess(+) | 1 | Full Conversion | INR | [40 empty] | #VALUE! | #VALUE! | #VALUE! | 1.26 | 1:2:4 (1 cement : 2 coarse sand (zone-III) derived from natural sources : 4 graded stone aggregate 20 mm nominal size derived from natural sources) | 2 | cum
1.27 | 1:4:8 (1 Cement : 4 coarse sand (zone-III) derived from natural sources : 8 graded stone aggregate 40 mm nominal size derived from natural sources) |  | 0.2 | cum | 5546.73 |  |  | Excess(+) | 1 | Full Conversion | INR | [40 empty] | #VALUE! | #VALUE! | #VALUE! | 1.27 | 1:4:8 (1 Cement : 4 coarse sand (zone-III) derived from natural sources : 8 graded stone aggregate 40 mm nominal size derived from natural sources) | 0.2 | cum
1.28 | Centering and shuttering including strutting, propping etc. and removal of form work for : | [53 empty] | 1.28 | Centering and shuttering including strutting, propping etc. and removal of form work for :
1.29 | Foundations, footings, bases for columns |  | 5 | sqm | 270.01 |  |  | Excess(+) | 1 | Full Conversion | INR | [40 empty] | #VALUE! | #VALUE! | #VALUE! | 1.29 | Foundations, footings, bases for columns | 5 | sqm
1.3 | Providing and laying damp-proof course 40mm thick with cement concrete 1:2:4 (1 cement : 2 coarse sand (zone-III) derived from natural sources : 4 graded stone aggregate 12.5mm nominal size derived from natural sources) |  | 10 | sqm | 325.16 |  |  | Excess(+) | 1 | Full Conversion | INR | [40 empty] | #VALUE! | #VALUE! | #VALUE! | 1.3 | Providing and laying damp-proof course 40mm thick with cement concrete 1:2:4 (1 cement : 2 coarse sand (zone-III) derived from natural sources : 4 graded stone aggregate 12.5mm nominal size derived from natural sources) | 10 | sqm
1.31 | Extra for providing and mixing water proofing material in cement concrete work in doses by weight of cement as per manufacturer's specification. |  | 5 | per bag of cement of 50 kg | 50.11 |  |  | Excess(+) | 1 | Full Conversion | INR | [40 empty] | #VALUE! | #VALUE! | #VALUE! | 1.31 | Extra for providing and mixing water proofing material in cement concrete work in doses by weight of cement as per manufacturer's specification. | 5 | per bag of cement of 50 kg
1.32 | Providing & applying a coat of residual petroleum bitumen of grade of VG-10 of approved quality using 1.7kg per square metre on damp proof course after cleaning the surface with brushes and finally with apiece of cloth lightly soaked in kerosene oil. |  | 10 | sqm | 99.82 |  |  | Excess(+) | 1 | Full Conversion | INR | [40 empty] | #VALUE! | #VALUE! | #VALUE! | 1.32 | Providing & applying a coat of residual petroleum bitumen of grade of VG-10 of approved quality using 1.7kg per square metre on damp proof course after cleaning the surface with brushes and finally with apiece of cloth lightly soaked in kerosene oil. | 10 | sqm
1.33 | Making plinth protection 50mm thick of cement concrete 1:3:6 (1 cement : 3 coarse sand (zone-III) derived from natural sources : 6 graded stone aggregate 20 mm nominal size derived from natural sources) over 75mm thick bed of dry brick ballast 40 mm nominal size, well rammed and consolidated and grouted with fine sand, including necessary excavation, levelling & dressing & finishing the top smooth. |  | 150 | sqm | 597.68 |  |  | Excess(+) | 1 | Full Conversion | INR | [40 empty] | #VALUE! | #VALUE! | #VALUE! | 1.33 | Making plinth protection 50mm thick of cement concrete 1:3:6 (1 cement : 3 coarse sand (zone-III) derived from natural sources : 6 graded stone aggregate 20 mm nominal size derived from natural sources) over 75mm thick bed of dry brick ballast 40 mm nominal size, well rammed and consolidated and grouted with fine sand, including necessary excavation, levelling & dressing & finishing the top smooth. | 150 | sqm
1.34 | Sub-Total | [53 empty] | 1.34 | Sub-Total
1.35 | REINFORCED CEMENT CONCRETE | [53 empty] | 1.35 | REINFORCED CEMENT CONCRETE
1.36 | Providing and laying in position specified grade of reinforced cement concrete, excluding the cost of centering, shuttering, finishing and reinforcement - All work up to plinth level : | [53 empty] | 1.36 | Providing and laying in position specified grade of reinforced cement concrete, excluding the cost of centering, shuttering, finishing and reinforcement - All work up to plinth level :
1.37 | 1:1.5:3 (1 cement : 1.5 coarse sand (zone-III) derived from natural sources : 3 graded stone aggregate 20 mm nominal size de rived from natural sources) |  | 0.1 | cum | 7333.8 |  |  | Excess(+) | 1 | Full Conversion | INR | [40 empty] | #VALUE! | #VALUE! | #VALUE! | 1.37 | 1:1.5:3 (1 cement : 1.5 coarse sand (zone-III) derived from natural sources : 3 graded stone aggregate 20 mm nominal size de rived from natural sources) | 0.1 | cum
1.38 | Reinforced cement concrete work in walls (any thickness), including attached pilasters, buttresses, plinth and string courses, fillets, columns, pillars, piers, abutments, posts and struts etc. above plinth level up to floor five level, excluding cost of centering, shuttering, finishing and reinforcement : | [53 empty] | 1.38 | Reinforced cement concrete work in walls (any thickness), including attached pilasters, buttresses, plinth and string courses, fillets, columns, pillars, piers, abutments, posts and struts etc. above plinth level up to floor five level, excluding cost of centering, shuttering, finishing and reinforcement :
1.39 | 1:1.5:3 (1 cement : 1.5 coarse sand(zone-III) derived from natu- ral sources : 3 graded stone aggregate 20 mm nominal size derived from natural sources) |  | 0.1 | cum | 8930.34 |  |  | Excess(+) | 1 | Full Conversion | INR | [40 empty] | #VALUE! | #VALUE! | #VALUE! | 1.39 | 1:1.5:3 (1 cement : 1.5 coarse sand(zone-III) derived from natu- ral sources : 3 graded stone aggregate 20 mm nominal size derived from natural sources) | 0.1 | cum
1.4 | Reinforced cement concrete work in beams, suspended floors, roofs having slope up to 15° landings, balconies, shelves, chajjas, lintels, bands, plain window sills, staircases and spiral stair cases above plinth level up to floor five level, excluding the cost of centering, shuttering, finishing and reinforcement with 1:1.5:3 (1 cement : 1.5 coarse sand(zone-III) derived from natural sources : 3 graded stone aggregate 20 mm nominal size derived from natural sources). |  | 2 | cum | 9398.77 |  |  | Excess(+) | 1 | Full Conversion | INR | [40 empty] | #VALUE! | #VALUE! | #VALUE! | 1.4 | Reinforced cement concrete work in beams, suspended floors, roofs having slope up to 15° landings, balconies, shelves, chajjas, lintels, bands, plain window sills, staircases and spiral stair cases above plinth level up to floor five level, excluding the cost of centering, shuttering, finishing and reinforcement with 1:1.5:3 (1 cement : 1.5 coarse sand(zone-III) derived from natural sources : 3 graded stone aggregate 20 mm nominal size derived from natural sources). | 2 | cum
1.41 | Centering and shuttering including strutting, propping etc. and removal of form for | [53 empty] | 1.41 | Centering and shuttering including strutting, propping etc. and removal of form for
1.42 | Foundations, footings, bases of columns, etc. for mass concrete |  | 5.25 | sqm | 270.01 |  |  | Excess(+) | 1 | Full Conversion | INR | [40 empty] | #VALUE! | #VALUE! | #VALUE! | 1.42 | Foundations, footings, bases of columns, etc. for mass concrete | 5.25 | sqm
1.43 | Walls (any thickness) including attached pilasters, butteresses, plinth and string courses etc. |  | 5.25 | sqm | 587.07 |  |  | Excess(+) | 1 | Full Conversion | INR | [40 empty] | #VALUE! | #VALUE! | #VALUE! | 1.43 | Walls (any thickness) including attached pilasters, butteresses, plinth and string courses etc. | 5.25 | sqm
1.44 | Suspended floors, roofs, landings, balconies and access platform |  | 7.25 | sqm | 672.12 |  |  | Excess(+) | 1 | Full Conversion | INR | [40 empty] | #VALUE! | #VALUE! | #VALUE! | 1.44 | Suspended floors, roofs, landings, balconies and access platform | 7.25 | sqm
1.45 | Shelves (Cast in situ) |  | 12.25 | sqm | 672.12 |  |  | Excess(+) | 1 | Full Conversion | INR | [40 empty] | #VALUE! | #VALUE! | #VALUE! | 1.45 | Shelves (Cast in situ) | 12.25 | sqm
1.46 | Lintels, beams, plinth beams, girders, bressumers and cantilevers |  | 6.5 | sqm | 533.41 |  |  | Excess(+) | 1 | Full Conversion | INR | [40 empty] | #VALUE! | #VALUE! | #VALUE! | 1.46 | Lintels, beams, plinth beams, girders, bressumers and cantilevers | 6.5 | sqm
1.47 | Columns, Pillars, Piers, Abutments, Posts and Struts |  | 3.5 | sqm | 705.17 |  |  | Excess(+) | 1 | Full Conversion | INR | [40 empty] | #VALUE! | #VALUE! | #VALUE! | 1.47 | Columns, Pillars, Piers, Abutments, Posts and Struts | 3.5 | sqm
1.48 | Stairs, (excluding landings) except spiral-staircases |  | 1.25 | sqm | 576.72 |  |  | Excess(+) | 1 | Full Conversion | INR | [40 empty] | #VALUE! | #VALUE! | #VALUE! | 1.48 | Stairs, (excluding landings) except spiral-staircases | 1.25 | sqm
1.49 | Small lintels not exceeding 1.5 m clear span, moulding as in cornices, window sills, string courses, bands, copings, bed plates, anchor blocks and the like |  | 18 | sqm | 270.01 |  |  | Excess(+) | 1 | Full Conversion | INR | [40 empty] | #VALUE! | #VALUE! | #VALUE! | 1.49 | Small lintels not exceeding 1.5 m clear span, moulding as in cornices, window sills, string courses, bands, copings, bed plates, anchor blocks and the like | 18 | sqm
1.5 | Edges of slabs and breaks in floors and walls | [53 empty] | 1.5 | Edges of slabs and breaks in floors and walls
1.51 | Under 20 cm wide |  | 25.65 | metre | 159.49 |  |  | Excess(+) | 1 | Full Conversion | INR | [40 empty] | #VALUE! | #VALUE! | #VALUE! | 1.51 | Under 20 cm wide | 25.65 | metre
1.52 | Providing, hoisting and fixing above plinth level up to floor five level precast reinforced cement concrete work in string courses, bands, copings, bed plates, anchor blocks, plain window sills and the like, including the cost of required centering, shuttering but , excluding cost of reinforcement with 1:1.5:3 (1 cement : 1.5 coarse sand (zone-III) derived from natural sources : 3 graded stone aggregate 20 mm nominal size derived from natural sources). |  | 0.2 | cum | 8481.81 |  |  | Excess(+) | 1 | Full Conversion | INR | [40 empty] | #VALUE! | #VALUE! | #VALUE! | 1.52 | Providing, hoisting and fixing above plinth level up to floor five level precast reinforced cement concrete work in string courses, bands, copings, bed plates, anchor blocks, plain window sills and the like, including the cost of required centering, shuttering but , excluding cost of reinforcement with 1:1.5:3 (1 cement : 1.5 coarse sand (zone-III) derived from natural sources : 3 graded stone aggregate 20 mm nominal size derived from natural sources). | 0.2 | cum
1.53 | Providing, hoisting and fixing up to floor five level precast reinforced cement concrete in small lintels not exceeding 1.5m clear span up to floor five level, including the cost of required centering, shuttering but , excluding the cost of reinforcement with 1:1.5:3 (1 cement : 1.5 coarse sand (zone-III) derived from natural sources : 3 graded stone aggregate 20 mm nominal size derived from natural sources). |  | 0.2 | cum | 11908.68 |  |  | Excess(+) | 1 | Full Conversion | INR | [40 empty] | #VALUE! | #VALUE! | #VALUE! | 1.53 | Providing, hoisting and fixing up to floor five level precast reinforced cement concrete in small lintels not exceeding 1.5m clear span up to floor five level, including the cost of required centering, shuttering but , excluding the cost of reinforcement with 1:1.5:3 (1 cement : 1.5 coarse sand (zone-III) derived from natural sources : 3 graded stone aggregate 20 mm nominal size derived from natural sources). | 0.2 | cum
1.54 | Steel reinforcement for R.C.C. work including straightening, cutting, bending, placing in position and binding all complete upto plinth level. | [53 empty] | 1.54 | Steel reinforcement for R.C.C. work including straightening, cutting, bending, placing in position and binding all complete upto plinth level.
1.55 | Thermo-Mechanically Treated bars of grade Fe-500D or more. |  | 110 | kg | 78.61 |  |  | Excess(+) | 1 | Full Conversion | INR | [40 empty] | #VALUE! | #VALUE! | #VALUE! | 1.55 | Thermo-Mechanically Treated bars of grade Fe-500D or more. | 110 | kg
1.56 | Steel reinforcement for R.C.C. work including straightening, cutting, bending, placing in position and binding all complete above plinth level. | [53 empty] | 1.56 | Steel reinforcement for R.C.C. work including straightening, cutting, bending, placing in position and binding all complete above plinth level.
1.57 | Thermo-Mechanically Treated bars of grade Fe-500D or more. |  | 300 | kg | 78.61 |  |  | Excess(+) | 1 | Full Conversion | INR | [40 empty] | #VALUE! | #VALUE! | #VALUE! | 1.57 | Thermo-Mechanically Treated bars of grade Fe-500D or more. | 300 | kg
1.58 | Add for plaster drip course/ groove in plastered surface or moulding to R.C.C. projections. |  | 30.5 | metre | 56.73 |  |  | Excess(+) | 1 | Full Conversion | INR | [40 empty] | #VALUE! | #VALUE! | #VALUE! | 1.58 | Add for plaster drip course/ groove in plastered surface or moulding to R.C.C. projections. | 30.5 | metre
1.59 | Sub-Total | [53 empty] | 1.59 | Sub-Total
1.6 | MASONRY WORK | [53 empty] | 1.6 | MASONRY WORK
1.61 | Brick work with common burnt clay F.P.S. (non modular) bricks of class designation 7.5 in foundation and plinth in: | [53 empty] | 1.61 | Brick work with common burnt clay F.P.S. (non modular) bricks of class designation 7.5 in foundation and plinth in:
1.62 | Cement mortar 1:6 (1 cement : 6 coarse sand) |  | 3.25 | cum | 5838.01 |  |  | Excess(+) | 1 | Full Conversion | INR | [40 empty] | #VALUE! | #VALUE! | #VALUE! | 1.62 | Cement mortar 1:6 (1 cement : 6 coarse sand) | 3.25 | cum
1.63 | Brick work with common burnt clay F.P.S. (non modular) bricks of class designation 7.5 in superstructure above plinth level up to floor V level in all shapes and sizes in : | [53 empty] | 1.63 | Brick work with common burnt clay F.P.S. (non modular) bricks of class designation 7.5 in superstructure above plinth level up to floor V level in all shapes and sizes in :
1.64 | Cement mortar 1:6 (1 cement : 6 coarse sand) |  | 5 | cum | 7267.3 |  |  | Excess(+) | 1 | Full Conversion | INR | [40 empty] | #VALUE! | #VALUE! | #VALUE! | 1.64 | Cement mortar 1:6 (1 cement : 6 coarse sand) | 5 | cum
1.65 | Half brick masonry with common burnt clay F.P.S. (non modular) bricks of class designation 7.5 in foundations and plinth in : | [53 empty] | 1.65 | Half brick masonry with common burnt clay F.P.S. (non modular) bricks of class designation 7.5 in foundations and plinth in :
1.66 | cement mortar 1:4 (1 cement : 4 coarse sand) |  | 10 | sqm | 734.63 |  |  | Excess(+) | 1 | Full Conversion | INR | [40 empty] | #VALUE! | #VALUE! | #VALUE! | 1.66 | cement mortar 1:4 (1 cement : 4 coarse sand) | 10 | sqm
1.67 | Half brick masonry with common burnt clay F.P.S. (non modular) bricks of class designation 7.5 in superstructure above plinth level up to floor V level. | [53 empty] | 1.67 | Half brick masonry with common burnt clay F.P.S. (non modular) bricks of class designation 7.5 in superstructure above plinth level up to floor V level.
1.68 | Cement mortar 1:4 (1 cement :4 coarse sand) |  | 10 | sqm | 892.63 |  |  | Excess(+) | 1 | Full Conversion | INR | [40 empty] | #VALUE! | #VALUE! | #VALUE! | 1.68 | Cement mortar 1:4 (1 cement :4 coarse sand) | 10 | sqm
1.69 | Brick work with common burnt clay selected F.P.S. (non modular) bricks of class designation 7.5 in exposed brick work including making horizontal and vertical grooves 10 mm wide 12 mm deep complete in cement mortar 1:6 (1 cement : 6 coarse sand) | [53 empty] | 1.69 | Brick work with common burnt clay selected F.P.S. (non modular) bricks of class designation 7.5 in exposed brick work including making horizontal and vertical grooves 10 mm wide 12 mm deep complete in cement mortar 1:6 (1 cement : 6 coarse sand)
1.7 | From ground level upto plinth level |  | 0.5 | cum | 6005.7 |  |  | Excess(+) | 1 | Full Conversion | INR | [40 empty] | #VALUE! | #VALUE! | #VALUE! | 1.7 | From ground level upto plinth level | 0.5 | cum
1.71 | Above plinth level upto floor V level |  | 1 | cum | 7510.7 |  |  | Excess(+) | 1 | Full Conversion | INR | [40 empty] | #VALUE! | #VALUE! | #VALUE! | 1.71 | Above plinth level upto floor V level | 1 | cum
1.72 | Brick work with common burnt clay modular bricks of class designation 7.5 in exposed brick work including making horizontal and vertical grooves 10mm wide 12 mm deep complete in cement mortar 1:6 (1 cement : 6 coarse sand). | [53 empty] | 1.72 | Brick work with common burnt clay modular bricks of class designation 7.5 in exposed brick work including making horizontal and vertical grooves 10mm wide 12 mm deep complete in cement mortar 1:6 (1 cement : 6 coarse sand).
1.73 | Above plinth level upto floor V level |  | 1 | cum | 6329.46 |  |  | Excess(+) | 1 | Full Conversion | INR | [40 empty] | #VALUE! | #VALUE! | #VALUE! | 1.73 | Above plinth level upto floor V level | 1 | cum
1.74 | Brick edging 7cm wide 11.4 cm deep to plinth protection with common burnt clay F.P.S. (non modular) bricks of class designation 7.5 including grouting with cement mortar 1:4 (1 cement : 4 fine sand). |  | 100 | metre | 48.93 |  |  | Excess(+) | 1 | Full Conversion | INR | [40 empty] | #VALUE! | #VALUE! | #VALUE! | 1.74 | Brick edging 7cm wide 11.4 cm deep to plinth protection with common burnt clay F.P.S. (non modular) bricks of class designation 7.5 including grouting with cement mortar 1:4 (1 cement : 4 fine sand). | 100 | metre
1.75 | Sub-Total | [53 empty] | 1.75 | Sub-Total
1.76 | CLADDING WORK | [53 empty] | 1.76 | CLADDING WORK
1.77 | Providing and fixing 18 mm thick gang saw cut, mirror polished, premoulded and prepolished, machine cut for kitchen platforms, vanity counters, window sills, facias and similar locations of required size, approved shade, colour and texture laid over 20 mm thick base cement mortar 1:4 (1 cement : 4 coarse sand), joints treated with white cement, mixed with matching pigment, epoxy touch ups, including rubbing, curing, moulding and polishing of edges to give high gloss finish etc. complete at all levels. | [53 empty] | 1.77 | Providing and fixing 18 mm thick gang saw cut, mirror polished, premoulded and prepolished, machine cut for kitchen platforms, vanity counters, window sills, facias and similar locations of required size, approved shade, colour and texture laid over 20 mm thick base cement mortar 1:4 (1 cement : 4 coarse sand), joints treated with white cement, mixed with matching pigment, epoxy touch ups, including rubbing, curing, moulding and polishing of edges to give high gloss finish etc. complete at all levels.
1.78 | Raj Nagar Plain white marble/ Udaipur green marble/ Zebra black marble | [53 empty] | 1.78 | Raj Nagar Plain white marble/ Udaipur green marble/ Zebra black marble
1.79 | Area of slab upto 0.50 sqm |  | 0.25 | sqm | 2548.4 |  |  | Excess(+) | 1 | Full Conversion | INR | [40 empty] | #VALUE! | #VALUE! | #VALUE! | 1.79 | Area of slab upto 0.50 sqm | 0.25 | sqm
1.8 | Area of slab over 0.50 sqm |  | 1.5 | sqm | 2314.29 |  |  | Excess(+) | 1 | Full Conversion | INR | [40 empty] | #VALUE! | #VALUE! | #VALUE! | 1.8 | Area of slab over 0.50 sqm | 1.5 | sqm
1.81 | Granite stone slab of colour black, Cherry/Ruby red | [53 empty] | 1.81 | Granite stone slab of colour black, Cherry/Ruby red
1.82 | Area of slab upto 0.50 sqm |  | 1.5 | sqm | 4102.89 |  |  | Excess(+) | 1 | Full Conversion | INR | [40 empty] | #VALUE! | #VALUE! | #VALUE! | 1.82 | Area of slab upto 0.50 sqm | 1.5 | sqm
1.83 | Area of slab over 0.50 sqm |  | 1.75 | sqm | 3880.18 |  |  | Excess(+) | 1 | Full Conversion | INR | [40 empty] | #VALUE! | #VALUE! | #VALUE! | 1.83 | Area of slab over 0.50 sqm | 1.75 | sqm
1.84 | Providing edge moulding to 18 mm thick marble stone counters, Vanities etc., including machine polishing to edge to give high gloss finish etc. complete as per design approved by Engineer-in-Charge. | [53 empty] | 1.84 | Providing edge moulding to 18 mm thick marble stone counters, Vanities etc., including machine polishing to edge to give high gloss finish etc. complete as per design approved by Engineer-in-Charge.
1.85 | Marble work |  | 0.65 | metre | 214.73 |  |  | Excess(+) | 1 | Full Conversion | INR | [40 empty] | #VALUE! | #VALUE! | #VALUE! | 1.85 | Marble work | 0.65 | metre
1.86 | Granite work |  | 3.25 | metre | 367.25 |  |  | Excess(+) | 1 | Full Conversion | INR | [40 empty] | #VALUE! | #VALUE! | #VALUE! | 1.86 | Granite work | 3.25 | metre
1.87 | Extra for providing opening of required size & shape for wash basin/ kitchen sink in kitchen platform, vanity counter and similar location in marble/ Granite/ stone work, including necessary holes for pillar taps etc. including moulding, rubbing and polishing of cut edges etc. complete. |  | 3 | each | 708.59 |  |  | Excess(+) | 1 | Full Conversion | INR | [40 empty] | #VALUE! | #VALUE! | #VALUE! | 1.87 | Extra for providing opening of required size & shape for wash basin/ kitchen sink in kitchen platform, vanity counter and similar location in marble/ Granite/ stone work, including necessary holes for pillar taps etc. including moulding, rubbing and polishing of cut edges etc. complete. | 3 | each
1.88 | Mirror polishing on marble work/Granite work/stone work where ever required to give high gloss finish complete. |  | 5.25 | sqm | 366.16 |  |  | Excess(+) | 1 | Full Conversion | INR | [40 empty] | #VALUE! | #VALUE! | #VALUE! | 1.88 | Mirror polishing on marble work/Granite work/stone work where ever required to give high gloss finish complete. | 5.25 | sqm
1.89 | Providing and fixing skirting with Pre-laminated (one side decorative and other side balancing lamination) flat pressed 3 layer or graded particle board (medium density) Grade I, Type II, IS :12823 marked, with necessary fixing arrangements and screws, including drilling necessary holes for rawl plugs etc. and priming coat on unexposed surface complete : | [53 empty] | 1.89 | Providing and fixing skirting with Pre-laminated (one side decorative and other side balancing lamination) flat pressed 3 layer or graded particle board (medium density) Grade I, Type II, IS :12823 marked, with necessary fixing arrangements and screws, including drilling necessary holes for rawl plugs etc. and priming coat on unexposed surface complete :
1.9 | 18 mm thick |  | 2.1 | sqm | 1510.78 |  |  | Excess(+) | 1 | Full Conversion | INR | [40 empty] | #VALUE! | #VALUE! | #VALUE! | 1.9 | 18 mm thick | 2.1 | sqm
1.91 | Providing and fixing Ist quality ceramic glazed wall tiles conforming to IS: 15622 (thickness to be specified by the manufacturer), of approved make, in all colours, shades except burgundy, bottle green, black of any size as approved by Engineer-in-Charge, in skirting, risers of steps and dados, over 12 mm thick bed of cement mortar 1:3 (1 cement : 3 coarse sand) and jointing with grey cement slurry @ 3.3kg per sqm, including pointing in white cement mixed with pigment of matching shade complete. |  | 70 | sqm | 932.44 |  |  | Excess(+) | 1 | Full Conversion | INR | [40 empty] | #VALUE! | #VALUE! | #VALUE! | 1.91 | Providing and fixing Ist quality ceramic glazed wall tiles conforming to IS: 15622 (thickness to be specified by the manufacturer), of approved make, in all colours, shades except burgundy, bottle green, black of any size as approved by Engineer-in-Charge, in skirting, risers of steps and dados, over 12 mm thick bed of cement mortar 1:3 (1 cement : 3 coarse sand) and jointing with grey cement slurry @ 3.3kg per sqm, including pointing in white cement mixed with pigment of matching shade complete. | 70 | sqm
1.92 | Sub-Total | [53 empty] | 1.92 | Sub-Total
1.93 | WOOD AND P. V. C. WORK | [53 empty] | 1.93 | WOOD AND P. V. C. WORK
1.94 | Providing wood work in frames of doors, windows, clerestory windows and other frames, wrought framed and fixed in position with hold fast lugs or with dash fasteners of required dia & length (hold fast lugs or dash fastener shall be paid for separately). | [53 empty] | 1.94 | Providing wood work in frames of doors, windows, clerestory windows and other frames, wrought framed and fixed in position with hold fast lugs or with dash fasteners of required dia & length (hold fast lugs or dash fastener shall be paid for separately).
1.95 | Second class teak wood |  | 0.4 | cum | 115367.78 |  |  | Excess(+) | 1 | Full Conversion | INR | [40 empty] | #VALUE! | #VALUE! | #VALUE! | 1.95 | Second class teak wood | 0.4 | cum
1.96 | Sal wood |  | 0.1 | cum | 93573.74 |  |  | Excess(+) | 1 | Full Conversion | INR | [40 empty] | #VALUE! | #VALUE! | #VALUE! | 1.96 | Sal wood | 0.1 | cum
1.97 | Providing and fixing panelled or panelled and glazed shutters for doors, windows and clerestory windows, fixing with butt hinges of required size with necessary screws, excluding panelling which will be paid for separately, all complete as per direction of Engineer-in-charge. (Note:- Butt hinges and necessary screws shall be paid separately) | [53 empty] | 1.97 | Providing and fixing panelled or panelled and glazed shutters for doors, windows and clerestory windows, fixing with butt hinges of required size with necessary screws, excluding panelling which will be paid for separately, all complete as per direction of Engineer-in-charge. (Note:- Butt hinges and necessary screws shall be paid separately)
1.98 | Second class teak wood | [53 empty] | 1.98 | Second class teak wood
1.99 | 35 mm thick shutters |  | 3.5 | sqm | 3248.09 |  |  | Excess(+) | 1 | Full Conversion | INR | [40 empty] | #VALUE! | #VALUE! | #VALUE! | 1.99 | 35 mm thick shutters | 3.5 | sqm
2 | Providing and fixing glazed shutters for doors, windows and clerestory windows using 4 mm thick float glass panes, (weight not less than 10 kg per sqm) fixing with ISI marked M.S. pressed butt hinges bright finished of required size with necessary screws. | [53 empty] | 2 | Providing and fixing glazed shutters for doors, windows and clerestory windows using 4 mm thick float glass panes, (weight not less than 10 kg per sqm) fixing with ISI marked M.S. pressed butt hinges bright finished of required size with necessary screws.
2.01 | Second class teak wood | [53 empty] | 2.01 | Second class teak wood
2.02 | 35 mm thick |  | 60 | sqm | 3909.16 |  |  | Excess(+) | 1 | Full Conversion | INR | [40 empty] | #VALUE! | #VALUE! | #VALUE! | 2.02 | 35 mm thick | 60 | sqm
2.03 | Extra for providing frosted glass panes 4 mm thick (weight not less than 10 kg per sqm) instead of ordinary float glass panes 4 mm thick (weight not less than 10 kg per sqm) in doors, windows and clerestory window shutters. (Area of opening for glass panes excluding portion inside rebate shall be measured). |  | 5 | sqm | 130.21 |  |  | Excess(+) | 1 | Full Conversion | INR | [40 empty] | #VALUE! | #VALUE! | #VALUE! | 2.03 | Extra for providing frosted glass panes 4 mm thick (weight not less than 10 kg per sqm) instead of ordinary float glass panes 4 mm thick (weight not less than 10 kg per sqm) in doors, windows and clerestory window shutters. (Area of opening for glass panes excluding portion inside rebate shall be measured). | 5 | sqm
2.04 | Providing and fixing ISI marked flush door shutters conforming to IS : 2202 (Part I) decorative type, core of block board construction with frame of 1st class hard wood and well matched teak 3 ply veneering with vertical grains or cross bands and face veneers on both faces of shutters. | [53 empty] | 2.04 | Providing and fixing ISI marked flush door shutters conforming to IS : 2202 (Part I) decorative type, core of block board construction with frame of 1st class hard wood and well matched teak 3 ply veneering with vertical grains or cross bands and face veneers on both faces of shutters.
2.05 | 25 mm thick (for cupboard) including ISI marked nickel plated bright finished M.S. Piano hinges IS : 3818 marked with necessary screws |  | 10 | sqm | 2202.85 |  |  | Excess(+) | 1 | Full Conversion | INR | [40 empty] | #VALUE! | #VALUE! | #VALUE! | 2.05 | 25 mm thick (for cupboard) including ISI marked nickel plated bright finished M.S. Piano hinges IS : 3818 marked with necessary screws | 10 | sqm
2.06 | Providing and fixing ISI marked flush door shutters conforming to IS : 2202 (Part I) non-decorative type, core of block board construction with frame of 1st class hard wood and well matched commercial 3 ply veneering with vertical grains or cross bands and face veneers on both faces of shutters: | [53 empty] | 2.06 | Providing and fixing ISI marked flush door shutters conforming to IS : 2202 (Part I) non-decorative type, core of block board construction with frame of 1st class hard wood and well matched commercial 3 ply veneering with vertical grains or cross bands and face veneers on both faces of shutters:
2.07 | 25 mm thick (for cupboard) including ISI marked nickel plated bright finished M.S. piano hinges with necessary screws |  | 3 | sqm | 1604.56 |  |  | Excess(+) | 1 | Full Conversion | INR | [40 empty] | #VALUE! | #VALUE! | #VALUE! | 2.07 | 25 mm thick (for cupboard) including ISI marked nickel plated bright finished M.S. piano hinges with necessary screws | 3 | sqm
2.08 | Extra for providing lipping with 2nd class teak wood battens 25 mm minimum depth on all edges of flush door shutters (over all area of door shutter to be measured). |  | 6.75 | sqm | 351.95 |  |  | Excess(+) | 1 | Full Conversion | INR | [40 empty] | #VALUE! | #VALUE! | #VALUE! | 2.08 | Extra for providing lipping with 2nd class teak wood battens 25 mm minimum depth on all edges of flush door shutters (over all area of door shutter to be measured). | 6.75 | sqm
2.09 | Extra for cutting rebate in flush door shutters (Total area of the shutter to be measured). |  | 10 | sqm | 82.11 |  |  | Excess(+) | 1 | Full Conversion | INR | [40 empty] | #VALUE! | #VALUE! | #VALUE! | 2.09 | Extra for cutting rebate in flush door shutters (Total area of the shutter to be measured). | 10 | sqm
2.1 | Providing and fixing wooden moulded beading to door and window frames with iron screws, plugs and priming coat on unexposed surface etc. complete : | [53 empty] | 2.1 | Providing and fixing wooden moulded beading to door and window frames with iron screws, plugs and priming coat on unexposed surface etc. complete :
2.11 | 2nd class teak wood | [53 empty] | 2.11 | 2nd class teak wood
2.12 | 50x12 mm |  | 1 | metre | 167.95 |  |  | Excess(+) | 1 | Full Conversion | INR | [40 empty] | #VALUE! | #VALUE! | #VALUE! | 2.12 | 50x12 mm | 1 | metre
2.13 | 50 x 20 mm |  | 1 | metre | 209.73 |  |  | Excess(+) | 1 | Full Conversion | INR | [40 empty] | #VALUE! | #VALUE! | #VALUE! | 2.13 | 50 x 20 mm | 1 | metre
2.14 | Providing and fixing chromium plated brass curtain rod having wall thickness of 1.25mm with two chromium plated brass brackets fixed with C.P. brass screws and PVC sleeves etc., wherever necessary complete : | [53 empty] | 2.14 | Providing and fixing chromium plated brass curtain rod having wall thickness of 1.25mm with two chromium plated brass brackets fixed with C.P. brass screws and PVC sleeves etc., wherever necessary complete :
2.15 | 20 mm dia |  | 1 | metre | 329.02 |  |  | Excess(+) | 1 | Full Conversion | INR | [40 empty] | #VALUE! | #VALUE! | #VALUE! | 2.15 | 20 mm dia | 1 | metre
2.16 | Providing and fixing M.S. grills of required pattern in frames of windows etc. with M.S. flats, square or round bars etc. including priming coat with approved steel primer all complete. | [53 empty] | 2.16 | Providing and fixing M.S. grills of required pattern in frames of windows etc. with M.S. flats, square or round bars etc. including priming coat with approved steel primer all complete.
2.17 | Fixed to steel windows by welding |  | 50 | kg | 158.7 |  |  | Excess(+) | 1 | Full Conversion | INR | [40 empty] | #VALUE! | #VALUE! | #VALUE! | 2.17 | Fixed to steel windows by welding | 50 | kg
2.18 | Fixed to openings /wooden frames with rawl plugs screws etc. |  | 1 | kg | 173.35 |  |  | Excess(+) | 1 | Full Conversion | INR | [40 empty] | #VALUE! | #VALUE! | #VALUE! | 2.18 | Fixed to openings /wooden frames with rawl plugs screws etc. | 1 | kg
2.19 | Providing and fixing hard drawn steel wire fabric 75x25 mm mesh of weight not less than 7.75 Kg per sqm to window frames etc. including 62x19 mm beading of second class teak wood and priming coat with approved steel primer all complete. |  | 3 | sqm | 1301.8 |  |  | Excess(+) | 1 | Full Conversion | INR | [40 empty] | #VALUE! | #VALUE! | #VALUE! | 2.19 | Providing and fixing hard drawn steel wire fabric 75x25 mm mesh of weight not less than 7.75 Kg per sqm to window frames etc. including 62x19 mm beading of second class teak wood and priming coat with approved steel primer all complete. | 3 | sqm
2.2 | Providing and fixing fly proof galvanized M.S. wire gauge to windows and clerestory windows using wire gauge with average width of aperture 1.4 mm in both directions with wire of dia 0.63 mm all complete. | [53 empty] | 2.2 | Providing and fixing fly proof galvanized M.S. wire gauge to windows and clerestory windows using wire gauge with average width of aperture 1.4 mm in both directions with wire of dia 0.63 mm all complete.
2.21 | With second class teak wood beading 62X19 mm |  | 9 | sqm | 1021.39 |  |  | Excess(+) | 1 | Full Conversion | INR | [40 empty] | #VALUE! | #VALUE! | #VALUE! | 2.21 | With second class teak wood beading 62X19 mm | 9 | sqm
2.22 | With 12 mm mild steel U beading |  | 7 | sqm | 712.32 |  |  | Excess(+) | 1 | Full Conversion | INR | [40 empty] | #VALUE! | #VALUE! | #VALUE! | 2.22 | With 12 mm mild steel U beading | 7 | sqm
2.23 | Deduct for fixing 75x25 mm hard drawn steel wire fabric of weight not less than 7.75 Kg per sqm in panelled and glazed door and window shutter instead of glass sheet 4 mm thick (weight not less than 10 kg per sqm). |  | 20 | sqm | 141.96 |  |  | Excess(+) | 1 | Full Conversion | INR | [40 empty] | #VALUE! | #VALUE! | #VALUE! | 2.23 | Deduct for fixing 75x25 mm hard drawn steel wire fabric of weight not less than 7.75 Kg per sqm in panelled and glazed door and window shutter instead of glass sheet 4 mm thick (weight not less than 10 kg per sqm). | 20 | sqm
2.24 | Providing 40x5 mm flat iron hold fast 400 mm long including fixing to frame with 10 mm diameter bolts, nuts and wooden plugs and embedding in cement concrete block 300x100x150 mm 1:3:6 mix (1 cement : 3 coarse sand : 6 graded stone aggregate 20mm nominal size). |  | 6 | each | 170.41 |  |  | Excess(+) | 1 | Full Conversion | INR | [40 empty] | #VALUE! | #VALUE! | #VALUE! | 2.24 | Providing 40x5 mm flat iron hold fast 400 mm long including fixing to frame with 10 mm diameter bolts, nuts and wooden plugs and embedding in cement concrete block 300x100x150 mm 1:3:6 mix (1 cement : 3 coarse sand : 6 graded stone aggregate 20mm nominal size). | 6 | each
2.25 | Providing and fixing ISI marked IS : 1341 M.S. pressed butt hinges bright finished with necessary screws etc. complete : | [53 empty] | 2.25 | Providing and fixing ISI marked IS : 1341 M.S. pressed butt hinges bright finished with necessary screws etc. complete :
2.26 | 125x65x2.12 mm |  | 2 | each | 42.09 |  |  | Excess(+) | 1 | Full Conversion | INR | [40 empty] | #VALUE! | #VALUE! | #VALUE! | 2.26 | 125x65x2.12 mm | 2 | each
2.27 | Providing and fixing ISI marked oxidised M.S. pressed Parliamentary hinges with necessary screws etc. complete : | [53 empty] | 2.27 | Providing and fixing ISI marked oxidised M.S. pressed Parliamentary hinges with necessary screws etc. complete :
2.28 | 125x125x27x2.80 mm |  | 4 | each | 64.01 |  |  | Excess(+) | 1 | Full Conversion | INR | [40 empty] | #VALUE! | #VALUE! | #VALUE! | 2.28 | 125x125x27x2.80 mm | 4 | each
2.29 | Providing and fixing oxidised M.S. double acting spring hinges with necessary screws etc. complete. | [53 empty] | 2.29 | Providing and fixing oxidised M.S. double acting spring hinges with necessary screws etc. complete.
2.3 | 125 mm |  | 4 | each | 220.69 |  |  | Excess(+) | 1 | Full Conversion | INR | [40 empty] | #VALUE! | #VALUE! | #VALUE! | 2.3 | 125 mm | 4 | each
2.31 | Providing and fixing ISI marked oxidised M.S. sliding door bolts with nuts and screws etc. complete : (copper oxidized as per IS: 1378) | [53 empty] | 2.31 | Providing and fixing ISI marked oxidised M.S. sliding door bolts with nuts and screws etc. complete : (copper oxidized as per IS: 1378)
2.32 | 300x16 mm |  | 2 | each | 158.31 |  |  | Excess(+) | 1 | Full Conversion | INR | [40 empty] | #VALUE! | #VALUE! | #VALUE! | 2.32 | 300x16 mm | 2 | each
2.33 | 250x16 mm |  | 15 | each | 145.46 |  |  | Excess(+) | 1 | Full Conversion | INR | [40 empty] | #VALUE! | #VALUE! | #VALUE! | 2.33 | 250x16 mm | 15 | each
2.34 | Providing and fixing ISI marked oxidised M.S. tower bolt black finish, (Barrel type) with necessary screws etc. complete : (copper oxidized as per IS: 1378) | [53 empty] | 2.34 | Providing and fixing ISI marked oxidised M.S. tower bolt black finish, (Barrel type) with necessary screws etc. complete : (copper oxidized as per IS: 1378)
2.35 | 250x10 mm |  | 10 | each | 65.45 |  |  | Excess(+) | 1 | Full Conversion | INR | [40 empty] | #VALUE! | #VALUE! | #VALUE! | 2.35 | 250x10 mm | 10 | each
2.36 | 200x10 mm |  | 20 | each | 53.53 |  |  | Excess(+) | 1 | Full Conversion | INR | [40 empty] | #VALUE! | #VALUE! | #VALUE! | 2.36 | 200x10 mm | 20 | each
2.37 | 150x10 mm |  | 75 | each | 46.51 |  |  | Excess(+) | 1 | Full Conversion | INR | [40 empty] | #VALUE! | #VALUE! | #VALUE! | 2.37 | 150x10 mm | 75 | each
2.38 | 100x10 mm |  | 100 | each | 34.28 |  |  | Excess(+) | 1 | Full Conversion | INR | [40 empty] | #VALUE! | #VALUE! | #VALUE! | 2.38 | 100x10 mm | 100 | each
2.39 | Providing and fixing ISI marked oxidised M.S. handles conforming to IS:4992 with necessary screws etc. complete : (copper oxidized as per IS: 1378) | [53 empty] | 2.39 | Providing and fixing ISI marked oxidised M.S. handles conforming to IS:4992 with necessary screws etc. complete : (copper oxidized as per IS: 1378)
2.4 | 125 mm |  | 40 | each | 30.86 |  |  | Excess(+) | 1 | Full Conversion | INR | [40 empty] | #VALUE! | #VALUE! | #VALUE! | 2.4 | 125 mm | 40 | each
2.41 | 100 mm |  | 100 | each | 24.77 |  |  | Excess(+) | 1 | Full Conversion | INR | [40 empty] | #VALUE! | #VALUE! | #VALUE! | 2.41 | 100 mm | 100 | each
2.42 | Providing and fixing oxidised M.S. hasp and staple (safety type) conforming to IS : 363 with necessary screws etc. complete : (copper oxidized as per IS: 1378) | [53 empty] | 2.42 | Providing and fixing oxidised M.S. hasp and staple (safety type) conforming to IS : 363 with necessary screws etc. complete : (copper oxidized as per IS: 1378)
2.43 | 150 mm |  | 40 | each | 25.56 |  |  | Excess(+) | 1 | Full Conversion | INR | [40 empty] | #VALUE! | #VALUE! | #VALUE! | 2.43 | 150 mm | 40 | each
2.44 | 115 mm |  | 50 | each | 22.8 |  |  | Excess(+) | 1 | Full Conversion | INR | [40 empty] | #VALUE! | #VALUE! | #VALUE! | 2.44 | 115 mm | 50 | each
2.45 | Providing and fixing oxidised M.S. casement stays (straight peg type) with necessary screws etc. complete. (copper oxidized as per IS: 1378) | [53 empty] | 2.45 | Providing and fixing oxidised M.S. casement stays (straight peg type) with necessary screws etc. complete. (copper oxidized as per IS: 1378)
2.46 | 300 mm weighing not less than 330 grams |  | 10 | each | 51.95 |  |  | Excess(+) | 1 | Full Conversion | INR | [40 empty] | #VALUE! | #VALUE! | #VALUE! | 2.46 | 300 mm weighing not less than 330 grams | 10 | each
2.47 | 250 mm weighing not less than 280 grams |  | 20 | each | 45.51 |  |  | Excess(+) | 1 | Full Conversion | INR | [40 empty] | #VALUE! | #VALUE! | #VALUE! | 2.47 | 250 mm weighing not less than 280 grams | 20 | each
2.48 | Providing and fixing bright finished brass tower bolts (barrel type) with necessary screws etc. complete : | [53 empty] | 2.48 | Providing and fixing bright finished brass tower bolts (barrel type) with necessary screws etc. complete :
2.49 | 250x10 mm |  | 10 | each | 328.23 |  |  | Excess(+) | 1 | Full Conversion | INR | [40 empty] | #VALUE! | #VALUE! | #VALUE! | 2.49 | 250x10 mm | 10 | each
2.5 | Providing and fixing bright finished brass 100 mm mortice latch and lock with 6 levers and a pair of lever handles of approved quality with necessary screws etc. complete. |  | 5 | each | 634.63 |  |  | Excess(+) | 1 | Full Conversion | INR | [40 empty] | #VALUE! | #VALUE! | #VALUE! | 2.5 | Providing and fixing bright finished brass 100 mm mortice latch and lock with 6 levers and a pair of lever handles of approved quality with necessary screws etc. complete. | 5 | each
2.51 | Providing and fixing bright finished brass 100 mm mortice latch with one dead bolt and a pair of lever handles of approved quality with necessary screws etc. complete. |  | 5 | each | 529.07 |  |  | Excess(+) | 1 | Full Conversion | INR | [40 empty] | #VALUE! | #VALUE! | #VALUE! | 2.51 | Providing and fixing bright finished brass 100 mm mortice latch with one dead bolt and a pair of lever handles of approved quality with necessary screws etc. complete. | 5 | each
2.52 | Providing and fixing special quality bright finished brass cupboard or ward robe locks with four levers of approved quality including necessary screws etc. complete. | [53 empty] | 2.52 | Providing and fixing special quality bright finished brass cupboard or ward robe locks with four levers of approved quality including necessary screws etc. complete.
2.53 | 40 mm |  | 5 | each | 232.27 |  |  | Excess(+) | 1 | Full Conversion | INR | [40 empty] | #VALUE! | #VALUE! | #VALUE! | 2.53 | 40 mm | 5 | each
2.54 | Providing and fixing bright finished brass handles with screws etc. complete: | [53 empty] | 2.54 | Providing and fixing bright finished brass handles with screws etc. complete:
2.55 | 125 mm |  | 1 | each | 179.83 |  |  | Excess(+) | 1 | Full Conversion | INR | [40 empty] | #VALUE! | #VALUE! | #VALUE! | 2.55 | 125 mm | 1 | each
2.56 | Providing and fixing bright finished brass hanging type floor door stopper with necessary screws, etc. complete. |  | 1 | each | 96.1 |  |  | Excess(+) | 1 | Full Conversion | INR | [40 empty] | #VALUE! | #VALUE! | #VALUE! | 2.56 | Providing and fixing bright finished brass hanging type floor door stopper with necessary screws, etc. complete. | 1 | each
2.57 | Providing and fixing aluminium die cast body tubular type universal hydraulic door closer (having brand logo with ISI, IS : 3564, embossed on the body, door weight upto 35 kg and door width upto 700 mm), with necessary accessories and screws etc. complete. |  | 5 | each | 899.3 |  |  | Excess(+) | 1 | Full Conversion | INR | [40 empty] | #VALUE! | #VALUE! | #VALUE! | 2.57 | Providing and fixing aluminium die cast body tubular type universal hydraulic door closer (having brand logo with ISI, IS : 3564, embossed on the body, door weight upto 35 kg and door width upto 700 mm), with necessary accessories and screws etc. complete. | 5 | each
2.58 | Providing and fixing aluminium sliding door bolts, ISI marked anodised (anodic coating not less than grade AC 10 as per IS : 1868), transparent or dyed to required colour or shade, with nuts and screws etc. complete : | [53 empty] | 2.58 | Providing and fixing aluminium sliding door bolts, ISI marked anodised (anodic coating not less than grade AC 10 as per IS : 1868), transparent or dyed to required colour or shade, with nuts and screws etc. complete :
2.59 | 300x16 mm |  | 10 | each | 228.23 |  |  | Excess(+) | 1 | Full Conversion | INR | [40 empty] | #VALUE! | #VALUE! | #VALUE! | 2.59 | 300x16 mm | 10 | each
2.6 | 250x16 mm |  | 30 | each | 205.96 |  |  | Excess(+) | 1 | Full Conversion | INR | [40 empty] | #VALUE! | #VALUE! | #VALUE! | 2.6 | 250x16 mm | 30 | each
2.61 | Providing and fixing aluminium tower bolts, ISI marked, anodised (anodic coating not less than grade AC 10 as per IS : 1868 ) transparent or dyed to required colour or shade, with necessary screws etc. complete : | [53 empty] | 2.61 | Providing and fixing aluminium tower bolts, ISI marked, anodised (anodic coating not less than grade AC 10 as per IS : 1868 ) transparent or dyed to required colour or shade, with necessary screws etc. complete :
2.62 | 300x10 mm |  | 1 | each | 103.16 |  |  | Excess(+) | 1 | Full Conversion | INR | [40 empty] | #VALUE! | #VALUE! | #VALUE! | 2.62 | 300x10 mm | 1 | each
2.63 | 250x10 mm |  | 2 | each | 91.54 |  |  | Excess(+) | 1 | Full Conversion | INR | [40 empty] | #VALUE! | #VALUE! | #VALUE! | 2.63 | 250x10 mm | 2 | each
2.64 | 200x10 mm |  | 10 | each | 79.61 |  |  | Excess(+) | 1 | Full Conversion | INR | [40 empty] | #VALUE! | #VALUE! | #VALUE! | 2.64 | 200x10 mm | 10 | each
2.65 | 150x10 mm |  | 50 | each | 66.24 |  |  | Excess(+) | 1 | Full Conversion | INR | [40 empty] | #VALUE! | #VALUE! | #VALUE! | 2.65 | 150x10 mm | 50 | each
2.66 | 100x10 mm |  | 50 | each | 51.42 |  |  | Excess(+) | 1 | Full Conversion | INR | [40 empty] | #VALUE! | #VALUE! | #VALUE! | 2.66 | 100x10 mm | 50 | each
2.67 | Providing and fixing aluminium handles, ISI marked, anodised (anodic coating not less than grade AC 10 as per IS : 1868) transparent or dyed to required colour or shade, with necessary screws etc. complete : | [53 empty] | 2.67 | Providing and fixing aluminium handles, ISI marked, anodised (anodic coating not less than grade AC 10 as per IS : 1868) transparent or dyed to required colour or shade, with necessary screws etc. complete :
2.68 | 125 mm |  | 10 | each | 52.65 |  |  | Excess(+) | 1 | Full Conversion | INR | [40 empty] | #VALUE! | #VALUE! | #VALUE! | 2.68 | 125 mm | 10 | each
2.69 | 100 mm |  | 100 | each | 46.69 |  |  | Excess(+) | 1 | Full Conversion | INR | [40 empty] | #VALUE! | #VALUE! | #VALUE! | 2.69 | 100 mm | 100 | each
2.7 | Providing and fixing aluminium hanging floor door stopper, ISI marked, anodised (anodic coating not less than grade AC 10 as per IS : 1868) transparent or dyed to required colour and shade, with necessary screws etc. complete. | [53 empty] | 2.7 | Providing and fixing aluminium hanging floor door stopper, ISI marked, anodised (anodic coating not less than grade AC 10 as per IS : 1868) transparent or dyed to required colour and shade, with necessary screws etc. complete.
2.71 | Single rubber stopper |  | 1 | each | 31.13 |  |  | Excess(+) | 1 | Full Conversion | INR | [40 empty] | #VALUE! | #VALUE! | #VALUE! | 2.71 | Single rubber stopper | 1 | each
2.72 | Twin rubber stopper |  | 60 | each | 54.58 |  |  | Excess(+) | 1 | Full Conversion | INR | [40 empty] | #VALUE! | #VALUE! | #VALUE! | 2.72 | Twin rubber stopper | 60 | each
2.73 | Providing and fixing partition upto ceiling height consisting of G.I. frame and required board, including providing and fixing of frame work made of special section power pressed/ roll form G.I. sheet with zinc coating of 120 gms/sqm(both side inclusive), consisting of floor and ceiling channel 50mm wide having equal flanges of 32 mm and 0.50 mm thick, fixed to the floor and ceiling at the spacing of 610 mm centre to centre with dash fastener of 12.5 mm dia meter 50 mm length or suitable anchor fastener or metal screws with nylon plugs and the studs 48 mm wide having one flange of 34 mm and other flange 36 mm and 0.50 mm thick fixed vertically within flanges of floor and ceiling channel and placed at a spacing of 610 mm centre to centre by 6 mm dia bolts and nuts, including fixing of studs along both ends of partition fixed flush to wall with suitable anchor fastener or metal screws with nylon plugs at spacing of 450 mm centre to centre, and fixing of boards to both side of frame work by 25 mm long dry wall screws on studs, floor and ceiling channels at the spacing of 300 mm centre to centre. The boards are to be fixed to the frame work with joints staggered to avoid through cracks, M.S. fixing channel of 99 mm width (0.9 mm thick having two flanges of 9.5 mm each) to be provided at the horizontal joints of two boards, fixed to the studs using metal to metal flat head screws, including jointing and finishing to a flush finish with recommended jointing compound, jointing tape, angle beads at corners (25 mm x 25 mm x 0.5 mm), joint finisher and two coats of primer suitable for board as per manufacture's specification and direction of engineer in charge all complete. | [53 empty] | 2.73 | Providing and fixing partition upto ceiling height consisting of G.I. frame and required board, including providing and fixing of frame work made of special section power pressed/ roll form G.I. sheet with zinc coating of 120 gms/sqm(both side inclusive), consisting of floor and ceiling channel 50mm wide having equal flanges of 32 mm and 0.50 mm thick, fixed to the floor and ceiling at the spacing of 610 mm centre to centre with dash fastener of 12.5 mm dia meter 50 mm length or suitable anchor fastener or metal screws with nylon plugs and the studs 48 mm wide having one flange of 34 mm and other flange 36 mm and 0.50 mm thick fixed vertically within flanges of floor and ceiling channel and placed at a spacing of 610 mm centre to centre by 6 mm dia bolts and nuts, including fixing of studs along both ends of partition fixed flush to wall with suitable anchor fastener or metal screws with nylon plugs at spacing of 450 mm centre to centre, and fixing of boards to both side of frame work by 25 mm long dry wall screws on studs, floor and ceiling channels at the spacing of 300 mm centre to centre. The boards are to be fixed to the frame work with joints staggered to avoid through cracks, M.S. fixing channel of 99 mm width (0.9 mm thick having two flanges of 9.5 mm each) to be provided at the horizontal joints of two boards, fixed to the studs using metal to metal flat head screws, including jointing and finishing to a flush finish with recommended jointing compound, jointing tape, angle beads at corners (25 mm x 25 mm x 0.5 mm), joint finisher and two coats of primer suitable for board as per manufacture's specification and direction of engineer in charge all complete.
2.74 | 75 mm overall thickness partition with 12.5 mm thick double skin fire rated Glass Reinforced Gypsum (GRG) plaster board conforming to IS: 2095: part 3 (Board with BIS certification marks) |  | 10 | sqm | 1576.19 |  |  | Excess(+) | 1 | Full Conversion | INR | [40 empty] | #VALUE! | #VALUE! | #VALUE! | 2.74 | 75 mm overall thickness partition with 12.5 mm thick double skin fire rated Glass Reinforced Gypsum (GRG) plaster board conforming to IS: 2095: part 3 (Board with BIS certification marks) | 10 | sqm
2.75 | Providing and fixing 2nd class teak wood lipping/ moulded beading or taj beading of size 18X5 mm fixed with wooden adhesive of approved quality and screws/nails on the edges of the Pre-laminated particle board as per direction of Engineer-in-charge. |  | 10 | metre | 75.05 |  |  | Excess(+) | 1 | Full Conversion | INR | [40 empty] | #VALUE! | #VALUE! | #VALUE! | 2.75 | Providing and fixing 2nd class teak wood lipping/ moulded beading or taj beading of size 18X5 mm fixed with wooden adhesive of approved quality and screws/nails on the edges of the Pre-laminated particle board as per direction of Engineer-in-charge. | 10 | metre
2.76 | Providing and fixing magnetic catcher of approved quality in cupboard / ward robe shutters, including fixing with necessary screws etc. complete. | [53 empty] | 2.76 | Providing and fixing magnetic catcher of approved quality in cupboard / ward robe shutters, including fixing with necessary screws etc. complete.
2.77 | Triple strip vertical type |  | 1 | each | 39.32 |  |  | Excess(+) | 1 | Full Conversion | INR | [40 empty] | #VALUE! | #VALUE! | #VALUE! | 2.77 | Triple strip vertical type | 1 | each
2.78 | Double strip (horizontal type) |  | 5 | each | 29.94 |  |  | Excess(+) | 1 | Full Conversion | INR | [40 empty] | #VALUE! | #VALUE! | #VALUE! | 2.78 | Double strip (horizontal type) | 5 | each
2.79 | Providing and fixing factory made uPVC door frame made of uPVC extruded sections having an overall dimension as below (tolerance ±1mm), with wall thickness 2.0 mm (± 0.2 mm), corners of the door frame to be Jointed with galvanized brackets and stainless steel screws, joints mitred and Plastic welded. The hinge side vertical of the frames reinforced by galvanized M.S. tube of size 19 X 19 mm and 1mm (± 0.1 mm) wall thickness and 3 nos. stainless steel hinges fixed to the frame complete as per manufacturer’s specification and direction of Engineer-in-charge | [53 empty] | 2.79 | Providing and fixing factory made uPVC door frame made of uPVC extruded sections having an overall dimension as below (tolerance ±1mm), with wall thickness 2.0 mm (± 0.2 mm), corners of the door frame to be Jointed with galvanized brackets and stainless steel screws, joints mitred and Plastic welded. The hinge side vertical of the frames reinforced by galvanized M.S. tube of size 19 X 19 mm and 1mm (± 0.1 mm) wall thickness and 3 nos. stainless steel hinges fixed to the frame complete as per manufacturer’s specification and direction of Engineer-in-charge
2.8 | Extruded section profile size 48x40 mm |  | 50 | metre | 203.9 |  |  | Excess(+) | 1 | Full Conversion | INR | [40 empty] | #VALUE! | #VALUE! | #VALUE! | 2.8 | Extruded section profile size 48x40 mm | 50 | metre
2.81 | Providing and fixing to existing door frames. | [53 empty] | 2.81 | Providing and fixing to existing door frames.
2.82 | 24 mm thick factory made PVC door shutters made of styles and rails of a uPVC hollow section of size 59x24 mm and wall thickness 2 mm (± 0.2 mm) with inbuilt edging on both sides. The styles and rails mitred and joint at the corners by means of M.S. galvanised/ plastic brackets of size 75x220 mm having wall thickness 1.0 mm and stainless steel screws. The styles of the shutter reinforced by inserting galvanised M.S. tube of size 20x20 mm and 1 mm (± 0.1 mm) wall thickness. The lock rail made up of 'H' section, a uPVC hollow section of size 100x24 mm and 2 mm (± 0.2 mm) wall thickness, fixed to the shutter styles by means of plastic/galvanised M.S. 'U' cleats. The shutter frame filled with a uPVC multi-chambered single panel of size not less than 620 mm, having over all thickness of 20 mm and 1 mm (± 0.1 mm) wall thickness. The panels filled vertically and tie bar at two places by inserting horizontally 6 mm galvanised M.S. rod and fastened with nuts and washers, complete as per manufacturer's specification and direction of Engineer-in-charge. (For W.C. and bathroom door shutter). |  | 15 | sqm | 1570.06 |  |  | Excess(+) | 1 | Full Conversion | INR | [40 empty] | #VALUE! | #VALUE! | #VALUE! | 2.82 | 24 mm thick factory made PVC door shutters made of styles and rails of a uPVC hollow section of size 59x24 mm and wall thickness 2 mm (± 0.2 mm) with inbuilt edging on both sides. The styles and rails mitred and joint at the corners by means of M.S. galvanised/ plastic brackets of size 75x220 mm having wall thickness 1.0 mm and stainless steel screws. The styles of the shutter reinforced by inserting galvanised M.S. tube of size 20x20 mm and 1 mm (± 0.1 mm) wall thickness. The lock rail made up of 'H' section, a uPVC hollow section of size 100x24 mm and 2 mm (± 0.2 mm) wall thickness, fixed to the shutter styles by means of plastic/galvanised M.S. 'U' cleats. The shutter frame filled with a uPVC multi-chambered single panel of size not less than 620 mm, having over all thickness of 20 mm and 1 mm (± 0.1 mm) wall thickness. The panels filled vertically and tie bar at two places by inserting horizontally 6 mm galvanised M.S. rod and fastened with nuts and washers, complete as per manufacturer's specification and direction of Engineer-in-charge. (For W.C. and bathroom door shutter). | 15 | sqm
2.83 | Providing & Fixing decorative high pressure laminated sheet of plain / wood grain in gloss / matt/ suede finish with high density protective surface layer and reverse side of adhesive bonding quality conforming to IS : 2046 Type S, including cost of adhesive of approved quality. | [53 empty] | 2.83 | Providing & Fixing decorative high pressure laminated sheet of plain / wood grain in gloss / matt/ suede finish with high density protective surface layer and reverse side of adhesive bonding quality conforming to IS : 2046 Type S, including cost of adhesive of approved quality.
2.84 | 1.0 mm thick |  | 2.5 | sqm | 669.88 |  |  | Excess(+) | 1 | Full Conversion | INR | [40 empty] | #VALUE! | #VALUE! | #VALUE! | 2.84 | 1.0 mm thick | 2.5 | sqm
2.85 | Providing and fixing cup board shutters with 25 mm thick veneered particle board IS : 3097 marked, exterior grade (Grade I), of approved make, including IInd class teak wood lipping of 25 mm wide x 12 mm thick with necessary screws and bright finished stainless steel piano hinges, complete as per direction of Engineer-in-Charge. | [53 empty] | 2.85 | Providing and fixing cup board shutters with 25 mm thick veneered particle board IS : 3097 marked, exterior grade (Grade I), of approved make, including IInd class teak wood lipping of 25 mm wide x 12 mm thick with necessary screws and bright finished stainless steel piano hinges, complete as per direction of Engineer-in-Charge.
2.86 | With decorative veneering on one side and commercial veneering on other side |  | 1.5 | sqm | 1462.78 |  |  | Excess(+) | 1 | Full Conversion | INR | [40 empty] | #VALUE! | #VALUE! | #VALUE! | 2.86 | With decorative veneering on one side and commercial veneering on other side | 1.5 | sqm
2.87 | Providing and fixing wire gauge shutters using stainless steel grade 304 wire gauge with wire of dia 0.5 mm and average width of aperture 1.4 mm in both directions for doors, windows and clerestory windows with necessary screws : | [53 empty] | 2.87 | Providing and fixing wire gauge shutters using stainless steel grade 304 wire gauge with wire of dia 0.5 mm and average width of aperture 1.4 mm in both directions for doors, windows and clerestory windows with necessary screws :
2.88 | 35 mm thick shutters | [53 empty] | 2.88 | 35 mm thick shutters
2.89 | with ISI marked M.S. pressed butt hinges bright finished of required size | [53 empty] | 2.89 | with ISI marked M.S. pressed butt hinges bright finished of required size
2.9 | Second class teak wood |  | 65 | sqm | 3932.18 |  |  | Excess(+) | 1 | Full Conversion | INR | [40 empty] | #VALUE! | #VALUE! | #VALUE! | 2.9 | Second class teak wood | 65 | sqm
2.91 | Providing and fixing fly proof stainless steel grade 304 wire gauge, to windows and clerestory windows using wire gauge with average width of aperture 1.4 mm in both directions with wire of dia. 0.50 mm all complete. | [53 empty] | 2.91 | Providing and fixing fly proof stainless steel grade 304 wire gauge, to windows and clerestory windows using wire gauge with average width of aperture 1.4 mm in both directions with wire of dia. 0.50 mm all complete.
2.92 | With 2nd class teak wood beading 62X19 mm |  | 10 | sqm | 1231.26 |  |  | Excess(+) | 1 | Full Conversion | INR | [40 empty] | #VALUE! | #VALUE! | #VALUE! | 2.92 | With 2nd class teak wood beading 62X19 mm | 10 | sqm
2.93 | Providing and fixing frame work for partitions/ wall lining etc. made of 50x50x1.6 mm hollow MS tube, placed along the walls, ceiling and floor in a grid pattern with spacing @ 60 cm centre to centre both ways (vertically & horizontally) or at required spacing near opening, with necessary welding at junctions and fixing the frame to wall/ ceiling/ floors with steel dash fasteners of 8 mm dia, 75 mm long bolt, including making provision for opening for doors, windows, electrical conduits, switch boards etc., including providing with two coats of approved steel primer etc. complete, all as per direction of Engineer-in-charge. |  | 10 | kg | 116.92 |  |  | Excess(+) | 1 | Full Conversion | INR | [40 empty] | #VALUE! | #VALUE! | #VALUE! | 2.93 | Providing and fixing frame work for partitions/ wall lining etc. made of 50x50x1.6 mm hollow MS tube, placed along the walls, ceiling and floor in a grid pattern with spacing @ 60 cm centre to centre both ways (vertically & horizontally) or at required spacing near opening, with necessary welding at junctions and fixing the frame to wall/ ceiling/ floors with steel dash fasteners of 8 mm dia, 75 mm long bolt, including making provision for opening for doors, windows, electrical conduits, switch boards etc., including providing with two coats of approved steel primer etc. complete, all as per direction of Engineer-in-charge. | 10 | kg
2.94 | Providing and fixing stainless steel soft closing spring hinges at 0 degree hinges (hydraulic type) of approved make/brand to cupboard shutters with full threaded steel screws including making necessary recess in board and finished etc. complete as per direction of Engineer-in-charge. |  | 5 | each | 198.82 |  |  | Excess(+) | 1 | Full Conversion | INR | [40 empty] | #VALUE! | #VALUE! | #VALUE! | 2.94 | Providing and fixing stainless steel soft closing spring hinges at 0 degree hinges (hydraulic type) of approved make/brand to cupboard shutters with full threaded steel screws including making necessary recess in board and finished etc. complete as per direction of Engineer-in-charge. | 5 | each
2.95 | Providing and fixing ready made 304 grade stainless steel Modular kitchen basket and accessories such as right angle basket (Plain Cup & Saucer, plant, Partition, Bottle rack, Thali, Cutlery) kitchen utensil basket, Dinner set basket, kitchen grain basket, Multipurpose basket as per site requirement including finishing (wherever required) and fittings. The same shall be fixed with necessary stainless steel nuts & bolts, Stainless Steel screws & telescopic channel etc. as per direction of Engineer-in- charge. (For payment purpose only weight of Stainless steel basket shall be considered excluding weight of all fixing accessories such as nuts, bolts, fasteners telescopic basket channels etc. Payment of providing and fixing telescopic channel shall be paid separately) |  | 5 | kg | 371.5 |  |  | Excess(+) | 1 | Full Conversion | INR | [40 empty] | #VALUE! | #VALUE! | #VALUE! | 2.95 | Providing and fixing ready made 304 grade stainless steel Modular kitchen basket and accessories such as right angle basket (Plain Cup & Saucer, plant, Partition, Bottle rack, Thali, Cutlery) kitchen utensil basket, Dinner set basket, kitchen grain basket, Multipurpose basket as per site requirement including finishing (wherever required) and fittings. The same shall be fixed with necessary stainless steel nuts & bolts, Stainless Steel screws & telescopic channel etc. as per direction of Engineer-in- charge. (For payment purpose only weight of Stainless steel basket shall be considered excluding weight of all fixing accessories such as nuts, bolts, fasteners telescopic basket channels etc. Payment of providing and fixing telescopic channel shall be paid separately) | 5 | kg
2.96 | Sub-Total | [53 empty] | 2.96 | Sub-Total
2.97 | STEEL WORK | [53 empty] | 2.97 | STEEL WORK
2.98 | Structural steel work in single section, fixed with or without connecting plate, including cutting, hoisting, fixing in position and applying a priming coat of approved steel primer all complete. |  | 10 | kg | 81.59 |  |  | Excess(+) | 1 | Full Conversion | INR | [40 empty] | #VALUE! | #VALUE! | #VALUE! | 2.98 | Structural steel work in single section, fixed with or without connecting plate, including cutting, hoisting, fixing in position and applying a priming coat of approved steel primer all complete. | 10 | kg
2.99 | Structural steel work riveted, bolted or welded in built up sections, trusses and framed work, including cutting, hoisting, fixing in position and applying a priming coat of approved steel primer all complete. |  | 100 | kg | 98.16 |  |  | Excess(+) | 1 | Full Conversion | INR | [40 empty] | #VALUE! | #VALUE! | #VALUE! | 2.99 | Structural steel work riveted, bolted or welded in built up sections, trusses and framed work, including cutting, hoisting, fixing in position and applying a priming coat of approved steel primer all complete. | 100 | kg
3 | Providing and fixing 1mm thick M.S. sheet door with frame of 40x40x6 mm angle iron and 3 mm M.S. gusset plates at the junctions and corners, all necessary fittings complete, including applying a priming coat of approved steel primer. | [53 empty] | 3 | Providing and fixing 1mm thick M.S. sheet door with frame of 40x40x6 mm angle iron and 3 mm M.S. gusset plates at the junctions and corners, all necessary fittings complete, including applying a priming coat of approved steel primer.
3.01 | Using M.S. angels 40x40x6 mm for diagonal braces |  | 15 | sqm | 4192.15 |  |  | Excess(+) | 1 | Full Conversion | INR | [40 empty] | #VALUE! | #VALUE! | #VALUE! | 3.01 | Using M.S. angels 40x40x6 mm for diagonal braces | 15 | sqm
3.02 | Supplying and fixing rolling shutters of approved make, made of required size M.S. laths, interlocked together through their entire length and jointed together at the end by end locks, mounted on specially designed pipe shaft with brackets, side guides and arrangements for inside and outside locking with push and pull operation complete, including the cost of providing and fixing necessary 27.5 cm long wire springs manufactured from high tensile steel wire of adequate strength conforming to IS: 4454 - part 1 and M.S. top cover of required thickness for rolling shutters. | [53 empty] | 3.02 | Supplying and fixing rolling shutters of approved make, made of required size M.S. laths, interlocked together through their entire length and jointed together at the end by end locks, mounted on specially designed pipe shaft with brackets, side guides and arrangements for inside and outside locking with push and pull operation complete, including the cost of providing and fixing necessary 27.5 cm long wire springs manufactured from high tensile steel wire of adequate strength conforming to IS: 4454 - part 1 and M.S. top cover of required thickness for rolling shutters.
3.03 | 80x1.20 mm M.S. laths with 1.20 mm thick top cover |  | 10 | sqm | 2514.95 |  |  | Excess(+) | 1 | Full Conversion | INR | [40 empty] | #VALUE! | #VALUE! | #VALUE! | 3.03 | 80x1.20 mm M.S. laths with 1.20 mm thick top cover | 10 | sqm
3.04 | Providing and fixing ball bearing for rolling shutters. |  | 5 | each | 371.94 |  |  | Excess(+) | 1 | Full Conversion | INR | [40 empty] | #VALUE! | #VALUE! | #VALUE! | 3.04 | Providing and fixing ball bearing for rolling shutters. | 5 | each
3.05 | Extra for providing mechanical device chain and crank operation for operating rolling shutters. | [53 empty] | 3.05 | Extra for providing mechanical device chain and crank operation for operating rolling shutters.
3.06 | Exceeding 10.00 sqm and upto 16.80 sqm in the area |  | 0.5 | sqm | 972.12 |  |  | Excess(+) | 1 | Full Conversion | INR | [40 empty] | #VALUE! | #VALUE! | #VALUE! | 3.06 | Exceeding 10.00 sqm and upto 16.80 sqm in the area | 0.5 | sqm
3.07 | Exceeding 16.80 sqm in area |  | 0.5 | sqm | 972.12 |  |  | Excess(+) | 1 | Full Conversion | INR | [40 empty] | #VALUE! | #VALUE! | #VALUE! | 3.07 | Exceeding 16.80 sqm in area | 0.5 | sqm
3.08 | Fixing standard steel glazed doors, windows and ventilators in walls, including fixing of float glass panes with glazing clips and special metal- sash putty of approved make, or metal beading with screws, (only steel windows, glass panes cut to size and glazing clips or metal beading with screws, shall be supplied by department free of cost. | [53 empty] | 3.08 | Fixing standard steel glazed doors, windows and ventilators in walls, including fixing of float glass panes with glazing clips and special metal- sash putty of approved make, or metal beading with screws, (only steel windows, glass panes cut to size and glazing clips or metal beading with screws, shall be supplied by department free of cost.
3.09 | Fixing with 15x3 mm lugs 10 cm long embedded in cement concrete block 15x10x10 cm of C.C. 1:3:6 (1 Cement : 3 coarse sand : 6 graded stone aggregate 20 mm nominal size) |  | 10 | kg | 60.81 |  |  | Excess(+) | 1 | Full Conversion | INR | [40 empty] | #VALUE! | #VALUE! | #VALUE! | 3.09 | Fixing with 15x3 mm lugs 10 cm long embedded in cement concrete block 15x10x10 cm of C.C. 1:3:6 (1 Cement : 3 coarse sand : 6 graded stone aggregate 20 mm nominal size) | 10 | kg
3.1 | Providing and fixing factory made ISI marked steel glazed doors, windows and ventilators, side /top /centre hung, with beading and all members such as F7D,F4B, K11 B and K12 B etc. complete of standard rolled steel sections, joints mitred and flash butt welded and sash bars tenoned and riveted, including providing and fixing of hinges, pivots, including priming coat of approved steel primer, but excluding the cost of other fittings, complete all as per approved design, (sectional weight of only steel members shall be measured for payment). | [53 empty] | 3.1 | Providing and fixing factory made ISI marked steel glazed doors, windows and ventilators, side /top /centre hung, with beading and all members such as F7D,F4B, K11 B and K12 B etc. complete of standard rolled steel sections, joints mitred and flash butt welded and sash bars tenoned and riveted, including providing and fixing of hinges, pivots, including priming coat of approved steel primer, but excluding the cost of other fittings, complete all as per approved design, (sectional weight of only steel members shall be measured for payment).
3.11 | Fixing with 15x3 mm lugs 10 cm long embedded in cement concrete block 15x10x10 cm of C.C. 1:3:6 (1 Cement : 3 coarse sand : 6 graded stone aggregate 20 mm nominal size) |  | 10 | kg | 154.01 |  |  | Excess(+) | 1 | Full Conversion | INR | [40 empty] | #VALUE! | #VALUE! | #VALUE! | 3.11 | Fixing with 15x3 mm lugs 10 cm long embedded in cement concrete block 15x10x10 cm of C.C. 1:3:6 (1 Cement : 3 coarse sand : 6 graded stone aggregate 20 mm nominal size) | 10 | kg
3.12 | Providing and fixing T-iron frames for doors, windows and ventilators of mild steel Tee-sections, joints mitred and welded, including fixing of necessary butt hinges and screws and applying a priming coat of approved steel primer. | [53 empty] | 3.12 | Providing and fixing T-iron frames for doors, windows and ventilators of mild steel Tee-sections, joints mitred and welded, including fixing of necessary butt hinges and screws and applying a priming coat of approved steel primer.
3.13 | Fixing with 15x3 mm lugs 10 cm long embedded in cement concrete block 15x10x10 cm of C.C. 1:3:6 (1 Cement : 3 coarse sand : 6 graded stone aggregate 20 mm nominal size). |  | 10 | kg | 100.53 |  |  | Excess(+) | 1 | Full Conversion | INR | [40 empty] | #VALUE! | #VALUE! | #VALUE! | 3.13 | Fixing with 15x3 mm lugs 10 cm long embedded in cement concrete block 15x10x10 cm of C.C. 1:3:6 (1 Cement : 3 coarse sand : 6 graded stone aggregate 20 mm nominal size). | 10 | kg
3.14 | Welding by gas or electric plant including transportation of plant at site etc. complete. |  | 300 | cm | 2.98 |  |  | Excess(+) | 1 | Full Conversion | INR | [40 empty] | #VALUE! | #VALUE! | #VALUE! | 3.14 | Welding by gas or electric plant including transportation of plant at site etc. complete. | 300 | cm
3.15 | Steel work welded in built up sections/ framed work, including cutting, hoisting, fixing in position and applying a priming coat of approved steel primer using structural steel etc. as required. | [53 empty] | 3.15 | Steel work welded in built up sections/ framed work, including cutting, hoisting, fixing in position and applying a priming coat of approved steel primer using structural steel etc. as required.
3.16 | In gratings, frames, guard bar, ladder, railings, brackets, gates and similar works |  | 200 | kg | 124.77 |  |  | Excess(+) | 1 | Full Conversion | INR | [40 empty] | #VALUE! | #VALUE! | #VALUE! | 3.16 | In gratings, frames, guard bar, ladder, railings, brackets, gates and similar works | 200 | kg
3.17 | Providing and fixing hand rail of approved size by welding etc. to steel ladder railing, balcony railing, staircase railing and similar works, including applying priming coat of approved steel primer. | [53 empty] | 3.17 | Providing and fixing hand rail of approved size by welding etc. to steel ladder railing, balcony railing, staircase railing and similar works, including applying priming coat of approved steel primer.
3.18 | M.S. tube |  | 25 | kg | 137.79 |  |  | Excess(+) | 1 | Full Conversion | INR | [40 empty] | #VALUE! | #VALUE! | #VALUE! | 3.18 | M.S. tube | 25 | kg
3.19 | Providing and fixing carbon steel galvanised ( minimum coating 5 micron) dash fastener of 10 mm dia double threaded 6.8 grade (yield strength 480 N/mm2), counter sunk head, comprising of 10 mm dia polyamide PA 6 grade sleeve, including drilling of hole in frame , concrete/ masonry, etc. as per direction of Engineer-in-charge. | [53 empty] | 3.19 | Providing and fixing carbon steel galvanised ( minimum coating 5 micron) dash fastener of 10 mm dia double threaded 6.8 grade (yield strength 480 N/mm2), counter sunk head, comprising of 10 mm dia polyamide PA 6 grade sleeve, including drilling of hole in frame , concrete/ masonry, etc. as per direction of Engineer-in-charge.
3.2 | 10 x 60 mm |  | 2 | each | 97.94 |  |  | Excess(+) | 1 | Full Conversion | INR | [40 empty] | #VALUE! | #VALUE! | #VALUE! | 3.2 | 10 x 60 mm | 2 | each
3.21 | 10 x 80 mm |  | 2 | each | 102.85 |  |  | Excess(+) | 1 | Full Conversion | INR | [40 empty] | #VALUE! | #VALUE! | #VALUE! | 3.21 | 10 x 80 mm | 2 | each
3.22 | 10 x 120 mm |  | 10 | each | 126.79 |  |  | Excess(+) | 1 | Full Conversion | INR | [40 empty] | #VALUE! | #VALUE! | #VALUE! | 3.22 | 10 x 120 mm | 10 | each
3.23 | 10 x 140 mm |  | 10 | each | 137.09 |  |  | Excess(+) | 1 | Full Conversion | INR | [40 empty] | #VALUE! | #VALUE! | #VALUE! | 3.23 | 10 x 140 mm | 10 | each
3.24 | 10 x 160 mm |  | 5 | each | 168.3 |  |  | Excess(+) | 1 | Full Conversion | INR | [40 empty] | #VALUE! | #VALUE! | #VALUE! | 3.24 | 10 x 160 mm | 5 | each
3.25 | Providing and fixing stainless steel ( Grade 304) railing made of Hollow tubes, channels, plates etc., including welding, grinding, buffing, polishing and making curvature (wherever required) and fitting the same with necessary stainless steel nuts and bolts complete, i/c fixing the railing with necessary accessories & stainless steel dash fasteners , stainless steel bolts etc., of required size, on the top of the floor or the side of waist slab with suitable arrangement as per approval of Engineer-in- charge, (for payment purpose only weight of stainless steel members shall be considered excluding fixing accessories such as nuts, bolts, fasteners etc.). |  | 10 | kg | 536.83 |  |  | Excess(+) | 1 | Full Conversion | INR | [40 empty] | #VALUE! | #VALUE! | #VALUE! | 3.25 | Providing and fixing stainless steel ( Grade 304) railing made of Hollow tubes, channels, plates etc., including welding, grinding, buffing, polishing and making curvature (wherever required) and fitting the same with necessary stainless steel nuts and bolts complete, i/c fixing the railing with necessary accessories & stainless steel dash fasteners , stainless steel bolts etc., of required size, on the top of the floor or the side of waist slab with suitable arrangement as per approval of Engineer-in- charge, (for payment purpose only weight of stainless steel members shall be considered excluding fixing accessories such as nuts, bolts, fasteners etc.). | 10 | kg
3.26 | Providing & fixing fly proof wire gauze to windows, clerestory windows & doors with M.S. Flat 15x3 mm and nuts & bolts complete. | [53 empty] | 3.26 | Providing & fixing fly proof wire gauze to windows, clerestory windows & doors with M.S. Flat 15x3 mm and nuts & bolts complete.
3.27 | Galvanised M.S. Wire gauze with 0.63 mm dia wire and 1.4 mm aperture on both sides |  | 1 | sqm | 642 |  |  | Excess(+) | 1 | Full Conversion | INR | [40 empty] | #VALUE! | #VALUE! | #VALUE! | 3.27 | Galvanised M.S. Wire gauze with 0.63 mm dia wire and 1.4 mm aperture on both sides | 1 | sqm
3.28 | Stainless steel (grade 304) wire gauze of 0.5 mm dia wire and 1.4 mm aperture on both sides |  | 1 | sqm | 851.86 |  |  | Excess(+) | 1 | Full Conversion | INR | [40 empty] | #VALUE! | #VALUE! | #VALUE! | 3.28 | Stainless steel (grade 304) wire gauze of 0.5 mm dia wire and 1.4 mm aperture on both sides | 1 | sqm
3.29 | Providing & fixing glass panes with putty and glazing clips in steel doors, windows, clerestory windows, all complete with : | [53 empty] | 3.29 | Providing & fixing glass panes with putty and glazing clips in steel doors, windows, clerestory windows, all complete with :
3.3 | 4.0 mm thick glass panes (weights not less than 10 kg/ sqm) |  | 3 | sqm | 824.46 |  |  | Excess(+) | 1 | Full Conversion | INR | [40 empty] | #VALUE! | #VALUE! | #VALUE! | 3.3 | 4.0 mm thick glass panes (weights not less than 10 kg/ sqm) | 3 | sqm
3.31 | 5.0 mm thick glass panes (weights not less than 12.50 kg/ sqm) |  | 1 | sqm | 1090.31 |  |  | Excess(+) | 1 | Full Conversion | INR | [40 empty] | #VALUE! | #VALUE! | #VALUE! | 3.31 | 5.0 mm thick glass panes (weights not less than 12.50 kg/ sqm) | 1 | sqm
3.32 | Providing and fixing angle iron frames for doors, windows and ventilators of mild steel angle sections of size 35x35x5 mm, joints mitred and welded by angle iron 35x35x5 mm or 35x 5 mm flat pieces to the existing T-iron frame or to the wall with dash fastener, including fixing of necessary butt hinges and screws and applying a priming coat of approved steel primer, all complete as per the direction of Engineer-In-charge. |  | 5 | kg | 90.93 |  |  | Excess(+) | 1 | Full Conversion | INR | [40 empty] | #VALUE! | #VALUE! | #VALUE! | 3.32 | Providing and fixing angle iron frames for doors, windows and ventilators of mild steel angle sections of size 35x35x5 mm, joints mitred and welded by angle iron 35x35x5 mm or 35x 5 mm flat pieces to the existing T-iron frame or to the wall with dash fastener, including fixing of necessary butt hinges and screws and applying a priming coat of approved steel primer, all complete as per the direction of Engineer-In-charge. | 5 | kg
3.33 | Sub-Total | [53 empty] | 3.33 | Sub-Total
3.34 | FLOORING | [53 empty] | 3.34 | FLOORING
3.35 | Brick on edge flooring with bricks of class designation 7.5 on a bed of 12 mm cement mortar, including filling the joints with same mortar, with common burnt clay non modular bricks: | [53 empty] | 3.35 | Brick on edge flooring with bricks of class designation 7.5 on a bed of 12 mm cement mortar, including filling the joints with same mortar, with common burnt clay non modular bricks:
3.36 | 1:6 (1cement : 6 coarse sand) |  | 30 | sqm | 787.55 |  |  | Excess(+) | 1 | Full Conversion | INR | [40 empty] | #VALUE! | #VALUE! | #VALUE! | 3.36 | 1:6 (1cement : 6 coarse sand) | 30 | sqm
3.37 | Cement concrete flooring 1:2:4 (1 cement : 2 coarse sand : 4 graded stone aggregate) finished with a floating coat of neat cement, including cement slurry, but excluding the cost of nosing of steps etc. complete. | [53 empty] | 3.37 | Cement concrete flooring 1:2:4 (1 cement : 2 coarse sand : 4 graded stone aggregate) finished with a floating coat of neat cement, including cement slurry, but excluding the cost of nosing of steps etc. complete.
3.38 | 40 mm thick with 20 mm nominal size stone aggregate |  | 120 | sqm | 477.86 |  |  | Excess(+) | 1 | Full Conversion | INR | [40 empty] | #VALUE! | #VALUE! | #VALUE! | 3.38 | 40 mm thick with 20 mm nominal size stone aggregate | 120 | sqm
3.39 | Cement plaster skirting up to 30 cm height, with cement mortar 1:3 (1 cement : 3 coarse sand), finished with a floating coat of neat cement. | [53 empty] | 3.39 | Cement plaster skirting up to 30 cm height, with cement mortar 1:3 (1 cement : 3 coarse sand), finished with a floating coat of neat cement.
3.4 | 18 mm thick |  | 10 | sqm | 500.44 |  |  | Excess(+) | 1 | Full Conversion | INR | [40 empty] | #VALUE! | #VALUE! | #VALUE! | 3.4 | 18 mm thick | 10 | sqm
3.41 | Cement concrete pavement with 1:2:4 (1 cement : 2 coarse sand : 4 graded stone aggregate 20 mm nominal size), including finishing complete. |  | 5 | cum | 6978.21 |  |  | Excess(+) | 1 | Full Conversion | INR | [40 empty] | #VALUE! | #VALUE! | #VALUE! | 3.41 | Cement concrete pavement with 1:2:4 (1 cement : 2 coarse sand : 4 graded stone aggregate 20 mm nominal size), including finishing complete. | 5 | cum
3.42 | 40 mm thick marble chips flooring rubbed and polished to granolithic finish, under layer 34 mm thick cement concrete 1:2:4 (1 cement : 2 coarse sand : 4 graded stone aggregate 12.5 mm nominal size) and top layer 6mm thick with white, black, chocolate, grey, yellow or green marble chips of sizes from 1 mm to 4 mm nominal size, laid in cement marble powder mix 3:1 (3 cement : 1 marble powder) by weight in proportion of 4:7 (4 cement marble powder mix : 7 marble chips) by volume, including cement slurry etc. complete : | [53 empty] | 3.42 | 40 mm thick marble chips flooring rubbed and polished to granolithic finish, under layer 34 mm thick cement concrete 1:2:4 (1 cement : 2 coarse sand : 4 graded stone aggregate 12.5 mm nominal size) and top layer 6mm thick with white, black, chocolate, grey, yellow or green marble chips of sizes from 1 mm to 4 mm nominal size, laid in cement marble powder mix 3:1 (3 cement : 1 marble powder) by weight in proportion of 4:7 (4 cement marble powder mix : 7 marble chips) by volume, including cement slurry etc. complete :
3.43 | Medium shade pigment with 50% white cement and 50% ordinary cement |  | 10 | sqm | 814.56 |  |  | Excess(+) | 1 | Full Conversion | INR | [40 empty] | #VALUE! | #VALUE! | #VALUE! | 3.43 | Medium shade pigment with 50% white cement and 50% ordinary cement | 10 | sqm
3.44 | 40 mm thick marble chips flooring, rubbed and polished to granolithic finish, under layer 31 mm thick cement concrete 1:2:4 (1 cement : 2 coarse sand : 4 graded stone aggregate 12.5 mm nominal size) and top layer 9 mm thick with white, black, chocolate, grey, yellow or green marble chips of sizes from 4 mm to 7 mm nominal size, laid in cement marble powder mix 3:1 (3 cement : 1 marble powder) by weight in proportion of 4:7 (4 cement marble powder : 7 marble chips) by volume, including cement slurry etc. complete. | [53 empty] | 3.44 | 40 mm thick marble chips flooring, rubbed and polished to granolithic finish, under layer 31 mm thick cement concrete 1:2:4 (1 cement : 2 coarse sand : 4 graded stone aggregate 12.5 mm nominal size) and top layer 9 mm thick with white, black, chocolate, grey, yellow or green marble chips of sizes from 4 mm to 7 mm nominal size, laid in cement marble powder mix 3:1 (3 cement : 1 marble powder) by weight in proportion of 4:7 (4 cement marble powder : 7 marble chips) by volume, including cement slurry etc. complete.
3.45 | Medium shade pigment with 50% white cement and 50% ordinary cement |  | 5 | sqm | 811.79 |  |  | Excess(+) | 1 | Full Conversion | INR | [40 empty] | #VALUE! | #VALUE! | #VALUE! | 3.45 | Medium shade pigment with 50% white cement and 50% ordinary cement | 5 | sqm
3.46 | Providing and fixing glass strips in joints of terrazo/ cement concrete floors. | [53 empty] | 3.46 | Providing and fixing glass strips in joints of terrazo/ cement concrete floors.
3.47 | 40 mm wide and 4 mm thick |  | 300 | metre | 69.71 |  |  | Excess(+) | 1 | Full Conversion | INR | [40 empty] | #VALUE! | #VALUE! | #VALUE! | 3.47 | 40 mm wide and 4 mm thick | 300 | metre
3.48 | Kota stone slab flooring over 20 mm (average) thick base laid over and jointed with grey cement slurry mixed with pigment to match the shade of the slab, including rubbing and polishing complete with base of cement mortar 1 : 4 (1 cement : 4 coarse sand) : | [53 empty] | 3.48 | Kota stone slab flooring over 20 mm (average) thick base laid over and jointed with grey cement slurry mixed with pigment to match the shade of the slab, including rubbing and polishing complete with base of cement mortar 1 : 4 (1 cement : 4 coarse sand) :
3.49 | 25 mm thick |  | 5 | sqm | 1496.36 |  |  | Excess(+) | 1 | Full Conversion | INR | [40 empty] | #VALUE! | #VALUE! | #VALUE! | 3.49 | 25 mm thick | 5 | sqm
3.5 | Kota stone slabs 20 mm thick in risers of steps, skirting, dado and pillars laid on 12 mm (average) thick cement mortar 1:3 (1 cement: 3 coarse sand) and jointed with grey cement slurry mixed with pigment to match the shade of the slabs, including rubbing and polishing complete. |  | 5 | sqm | 1787.42 |  |  | Excess(+) | 1 | Full Conversion | INR | [40 empty] | #VALUE! | #VALUE! | #VALUE! | 3.5 | Kota stone slabs 20 mm thick in risers of steps, skirting, dado and pillars laid on 12 mm (average) thick cement mortar 1:3 (1 cement: 3 coarse sand) and jointed with grey cement slurry mixed with pigment to match the shade of the slabs, including rubbing and polishing complete. | 5 | sqm
3.51 | Providing and laying Ceramic glazed floor tiles of size 300x300 mm (thickness to be specified by the manufacturer) of 1st quality conforming to IS : 15622 of approved make in colours such as White, Ivory, Grey, Fume Red Brown, laid on 20 mm thick cement mortar 1:4 (1 Cement : 4 Coarse sand), Jointing with grey cement slurry @ 3.3 kg/sqm including pointing the joints with white cement and matching pigment etc., complete. |  | 10 | sqm | 820.34 |  |  | Excess(+) | 1 | Full Conversion | INR | [40 empty] | #VALUE! | #VALUE! | #VALUE! | 3.51 | Providing and laying Ceramic glazed floor tiles of size 300x300 mm (thickness to be specified by the manufacturer) of 1st quality conforming to IS : 15622 of approved make in colours such as White, Ivory, Grey, Fume Red Brown, laid on 20 mm thick cement mortar 1:4 (1 Cement : 4 Coarse sand), Jointing with grey cement slurry @ 3.3 kg/sqm including pointing the joints with white cement and matching pigment etc., complete. | 10 | sqm
3.52 | Providing and fixing 1st quality ceramic glazed floor tiles conforming to IS : 15622 (thickness to be specified by the manufacturer ) of approved make in all colours, shades except burgundy, bottle green, black of any size as approved by Engineer-in-Charge in skirting, risers of steps and dados over 12 mm thick bed of cement Mortar 1:3 (1 cement: 3 coarse sand) and jointing with grey cement slurry @ 3.3kg per sqm including pointing in white cement mixed with pigment of matching shade complete. |  | 40 | sqm | 822.88 |  |  | Excess(+) | 1 | Full Conversion | INR | [40 empty] | #VALUE! | #VALUE! | #VALUE! | 3.52 | Providing and fixing 1st quality ceramic glazed floor tiles conforming to IS : 15622 (thickness to be specified by the manufacturer ) of approved make in all colours, shades except burgundy, bottle green, black of any size as approved by Engineer-in-Charge in skirting, risers of steps and dados over 12 mm thick bed of cement Mortar 1:3 (1 cement: 3 coarse sand) and jointing with grey cement slurry @ 3.3kg per sqm including pointing in white cement mixed with pigment of matching shade complete. | 40 | sqm
3.53 | Providing and laying Vitrified tiles in floor in different sizes (thickness to be specified by the manufacturer) with water absorption less than 0.08% and conforming to IS:15622, of approved brand & manufacturer, in all colours and shade, laid on 20 mm thick cement mortar 1:4 (1 cement: 4 coarse sand) jointing with grey cement slurry @3.3 kg/sqm including grouting the joints with white cement and matching pigments etc. The tiles must be cut with the zero chipping diamond cutter only . Laying of tiles will be done with the notch trowel, plier, wedge, clips of required thickness, leveling system and rubber mallet for placing the tiles gently and easily. | [53 empty] | 3.53 | Providing and laying Vitrified tiles in floor in different sizes (thickness to be specified by the manufacturer) with water absorption less than 0.08% and conforming to IS:15622, of approved brand & manufacturer, in all colours and shade, laid on 20 mm thick cement mortar 1:4 (1 cement: 4 coarse sand) jointing with grey cement slurry @3.3 kg/sqm including grouting the joints with white cement and matching pigments etc. The tiles must be cut with the zero chipping diamond cutter only . Laying of tiles will be done with the notch trowel, plier, wedge, clips of required thickness, leveling system and rubber mallet for placing the tiles gently and easily.
3.54 | Double charge vitrified tile polished finish of size | [53 empty] | 3.54 | Double charge vitrified tile polished finish of size
3.55 | Size of Tile 600 x 600 mm |  | 250 | sqm | 1128.1 |  |  | Excess(+) | 1 | Full Conversion | INR | [40 empty] | #VALUE! | #VALUE! | #VALUE! | 3.55 | Size of Tile 600 x 600 mm | 250 | sqm
3.56 | Glazed Vitrified tiles Matt/Antiskid finish of size | [53 empty] | 3.56 | Glazed Vitrified tiles Matt/Antiskid finish of size
3.57 | Size of Tile 600 x 600 mm |  | 75 | sqm | 1149.54 |  |  | Excess(+) | 1 | Full Conversion | INR | [40 empty] | #VALUE! | #VALUE! | #VALUE! | 3.57 | Size of Tile 600 x 600 mm | 75 | sqm
3.58 | Providing and laying Vitrified tiles in different sizes (thickness to be specified by manufacturer), with water absorption less than 0.08 % and conforming to I.S. 15622, of approved make, in all colours & shade, in skirting, riser of steps, over 12 mm thick bed of cement mortar 1:3 (1 cement: 3 coarse sand), jointing with grey cement slurry @ 3.3 kg/ sqm including grouting the joint with white cement & matching pigments etc. complete. | [53 empty] | 3.58 | Providing and laying Vitrified tiles in different sizes (thickness to be specified by manufacturer), with water absorption less than 0.08 % and conforming to I.S. 15622, of approved make, in all colours & shade, in skirting, riser of steps, over 12 mm thick bed of cement mortar 1:3 (1 cement: 3 coarse sand), jointing with grey cement slurry @ 3.3 kg/ sqm including grouting the joint with white cement & matching pigments etc. complete.
3.59 | Size of Tile 600x600 mm |  | 25 | sqm | 1285.84 |  |  | Excess(+) | 1 | Full Conversion | INR | [40 empty] | #VALUE! | #VALUE! | #VALUE! | 3.59 | Size of Tile 600x600 mm | 25 | sqm
3.6 | Providing and laying Vitrified tiles in floor with different sizes (thickness to be specified by the manufacturer), with water absorption less than 0.08% and conforming to IS:15622, of approved brand & manufacturer, in all colours and shade, laid with cement based high polymer modified quick set tile adhesive (water based) conforming to IS : 15477, in average 6 mm thickness, including grouting of joints (Payment for grouting of joints to be made separately). | [53 empty] | 3.6 | Providing and laying Vitrified tiles in floor with different sizes (thickness to be specified by the manufacturer), with water absorption less than 0.08% and conforming to IS:15622, of approved brand & manufacturer, in all colours and shade, laid with cement based high polymer modified quick set tile adhesive (water based) conforming to IS : 15477, in average 6 mm thickness, including grouting of joints (Payment for grouting of joints to be made separately).
3.61 | Size of Tile 600x600 mm |  | 5 | sqm | 1348.01 |  |  | Excess(+) | 1 | Full Conversion | INR | [40 empty] | #VALUE! | #VALUE! | #VALUE! | 3.61 | Size of Tile 600x600 mm | 5 | sqm
3.62 | Sub-Total | [53 empty] | 3.62 | Sub-Total
3.63 | ROOFING | [53 empty] | 3.63 | ROOFING
3.64 | Providing corrugated G.S. sheet roofing including vertical / curved surface fixed with polymer coated J or L hooks, bolts and nuts 8 mm diameter with bitumen and G.I. limpet washers or with G.I. limpet washers filled with white lead, including a coat of approved steel primer and two coats of approved paint on overlapping of sheets complete (up to any pitch in horizontal/ vertical or curved surfaces), excluding the cost of purlins, rafters and trusses and including cutting to size and shape wherever required. | [53 empty] | 3.64 | Providing corrugated G.S. sheet roofing including vertical / curved surface fixed with polymer coated J or L hooks, bolts and nuts 8 mm diameter with bitumen and G.I. limpet washers or with G.I. limpet washers filled with white lead, including a coat of approved steel primer and two coats of approved paint on overlapping of sheets complete (up to any pitch in horizontal/ vertical or curved surfaces), excluding the cost of purlins, rafters and trusses and including cutting to size and shape wherever required.
3.65 | 0.63 mm thick with zinc coating not less than 275 gm/ m² |  | 40 | sqm | 857.52 |  |  | Excess(+) | 1 | Full Conversion | INR | [40 empty] | #VALUE! | #VALUE! | #VALUE! | 3.65 | 0.63 mm thick with zinc coating not less than 275 gm/ m² | 40 | sqm
3.66 | Extra for straight cutting in C.G.S. sheet roofing for making opening of area exceeding 40 sq. decimeter for chimney stacks, sky light etc.: | [53 empty] | 3.66 | Extra for straight cutting in C.G.S. sheet roofing for making opening of area exceeding 40 sq. decimeter for chimney stacks, sky light etc.:
3.67 | 0.80 mm thick |  | 5 | metre | 67.08 |  |  | Excess(+) | 1 | Full Conversion | INR | [40 empty] | #VALUE! | #VALUE! | #VALUE! | 3.67 | 0.80 mm thick | 5 | metre
3.68 | Extra for providing and fixing wind ties of 40x 6 mm flat iron section. |  | 10 | metre | 143.49 |  |  | Excess(+) | 1 | Full Conversion | INR | [40 empty] | #VALUE! | #VALUE! | #VALUE! | 3.68 | Extra for providing and fixing wind ties of 40x 6 mm flat iron section. | 10 | metre
3.69 | 10 cm thick (average) mud phaska of damped brick earth on roofs laid to slope consolidated and plastered with 25 mm thick mud mortar mixed with bhusa @ 35 kg per cum of earth and gobri leaping with mix 1:1 (1 clay : 1 cow dung) and covered with flat tile bricks, grouted with cement mortar 1:3 (1 cement : 3 fine sand) mixed with 2% of integral water proofing compound by weight of cement and finished neat: | [53 empty] | 3.69 | 10 cm thick (average) mud phaska of damped brick earth on roofs laid to slope consolidated and plastered with 25 mm thick mud mortar mixed with bhusa @ 35 kg per cum of earth and gobri leaping with mix 1:1 (1 clay : 1 cow dung) and covered with flat tile bricks, grouted with cement mortar 1:3 (1 cement : 3 fine sand) mixed with 2% of integral water proofing compound by weight of cement and finished neat:
3.7 | With common burnt clay F.P.S.(non modular) brick tile of class designation 10 |  | 0.1 | sqm | 794.21 |  |  | Excess(+) | 1 | Full Conversion | INR | [40 empty] | #VALUE! | #VALUE! | #VALUE! | 3.7 | With common burnt clay F.P.S.(non modular) brick tile of class designation 10 | 0.1 | sqm
3.71 | Providing and laying brick tiles over mumty roofs, grouted with cement mortar 1:3 (1 cement : 3 fine sand) mixed with 2% of integral water proofing compound by weight of cement, over 12 mm layer of cement mortar 1:3 (1 cement : 3 fine sand) and finished neat: | [53 empty] | 3.71 | Providing and laying brick tiles over mumty roofs, grouted with cement mortar 1:3 (1 cement : 3 fine sand) mixed with 2% of integral water proofing compound by weight of cement, over 12 mm layer of cement mortar 1:3 (1 cement : 3 fine sand) and finished neat:
3.72 | With common burnt clay F.P.S. (non modular) brick tiles of class designation 10 |  | 0.9 | sqm | 481.41 |  |  | Excess(+) | 1 | Full Conversion | INR | [40 empty] | #VALUE! | #VALUE! | #VALUE! | 3.72 | With common burnt clay F.P.S. (non modular) brick tiles of class designation 10 | 0.9 | sqm
3.73 | Providing gola 75x75 mm in cement concrete 1:2:4 (1 cement : 2 coarse sand : 4 stone aggregate 10 mm and down gauge), including finishing with cement mortar 1:3 (1 cement : 3 fine sand) as per standard design : | [53 empty] | 3.73 | Providing gola 75x75 mm in cement concrete 1:2:4 (1 cement : 2 coarse sand : 4 stone aggregate 10 mm and down gauge), including finishing with cement mortar 1:3 (1 cement : 3 fine sand) as per standard design :
3.74 | In 75x75 mm deep chase |  | 30 | metre | 228.15 |  |  | Excess(+) | 1 | Full Conversion | INR | [40 empty] | #VALUE! | #VALUE! | #VALUE! | 3.74 | In 75x75 mm deep chase | 30 | metre
3.75 | Making khurras 45x45 cm with average minimum thickness of 5 cm cement concrete 1:2:4 (1 cement : 2 coarse sand : 4 graded stone aggregate of 20 mm nominal size) over P.V.C. sheet 1 m x1 m x 400 micron, finished with 12 mm cement plaster 1:3 (1 cement : 3 coarse sand) and a coat of neat cement, rounding the edges and making and finishing the outlet complete. |  | 12 | each | 233.76 |  |  | Excess(+) | 1 | Full Conversion | INR | [40 empty] | #VALUE! | #VALUE! | #VALUE! | 3.75 | Making khurras 45x45 cm with average minimum thickness of 5 cm cement concrete 1:2:4 (1 cement : 2 coarse sand : 4 graded stone aggregate of 20 mm nominal size) over P.V.C. sheet 1 m x1 m x 400 micron, finished with 12 mm cement plaster 1:3 (1 cement : 3 coarse sand) and a coat of neat cement, rounding the edges and making and finishing the outlet complete. | 12 | each
3.76 | Providing and fixing on wall face unplasticised Rigid PVC rain water pipes conforming to IS : 13592 Type A, including jointing with seal ring conforming to IS : 5382, leaving 10 mm gap for thermal expansion, (i) Single socketed pipes. | [53 empty] | 3.76 | Providing and fixing on wall face unplasticised Rigid PVC rain water pipes conforming to IS : 13592 Type A, including jointing with seal ring conforming to IS : 5382, leaving 10 mm gap for thermal expansion, (i) Single socketed pipes.
3.77 | 75 mm diameter |  | 5 | metre | 186.76 |  |  | Excess(+) | 1 | Full Conversion | INR | [40 empty] | #VALUE! | #VALUE! | #VALUE! | 3.77 | 75 mm diameter | 5 | metre
3.78 | 110 mm diameter |  | 50 | metre | 280.36 |  |  | Excess(+) | 1 | Full Conversion | INR | [40 empty] | #VALUE! | #VALUE! | #VALUE! | 3.78 | 110 mm diameter | 50 | metre
3.79 | Providing and fixing on wall face unplasticised - PVC moulded fittings/ accessories for unplasticised Rigid PVC rain water pipes conforming to IS : 13592 Type A, including jointing with seal ring conforming to IS : 5382, leaving 10 mm gap for thermal expansion. | [53 empty] | 3.79 | Providing and fixing on wall face unplasticised - PVC moulded fittings/ accessories for unplasticised Rigid PVC rain water pipes conforming to IS : 13592 Type A, including jointing with seal ring conforming to IS : 5382, leaving 10 mm gap for thermal expansion.
3.8 | Coupler | [53 empty] | 3.8 | Coupler
3.81 | 75 mm |  | 5 | each | 69.97 |  |  | Excess(+) | 1 | Full Conversion | INR | [40 empty] | #VALUE! | #VALUE! | #VALUE! | 3.81 | 75 mm | 5 | each
3.82 | 110 mm |  | 10 | each | 105.17 |  |  | Excess(+) | 1 | Full Conversion | INR | [40 empty] | #VALUE! | #VALUE! | #VALUE! | 3.82 | 110 mm | 10 | each
3.83 | Single pushfit Coupler | [53 empty] | 3.83 | Single pushfit Coupler
3.84 | 75 mm |  | 5 | each | 69.97 |  |  | Excess(+) | 1 | Full Conversion | INR | [40 empty] | #VALUE! | #VALUE! | #VALUE! | 3.84 | 75 mm | 5 | each
3.85 | 110 mm |  | 10 | each | 96.98 |  |  | Excess(+) | 1 | Full Conversion | INR | [40 empty] | #VALUE! | #VALUE! | #VALUE! | 3.85 | 110 mm | 10 | each
3.86 | Single tee with door | [53 empty] | 3.86 | Single tee with door
3.87 | 75x75x75 mm |  | 5 | each | 124.11 |  |  | Excess(+) | 1 | Full Conversion | INR | [40 empty] | #VALUE! | #VALUE! | #VALUE! | 3.87 | 75x75x75 mm | 5 | each
3.88 | 110x110x110 mm |  | 10 | each | 180.14 |  |  | Excess(+) | 1 | Full Conversion | INR | [40 empty] | #VALUE! | #VALUE! | #VALUE! | 3.88 | 110x110x110 mm | 10 | each
3.89 | Single tee without door | [53 empty] | 3.89 | Single tee without door
3.9 | 75x75x75 mm |  | 5 | each | 108.9 |  |  | Excess(+) | 1 | Full Conversion | INR | [40 empty] | #VALUE! | #VALUE! | #VALUE! | 3.9 | 75x75x75 mm | 5 | each
3.91 | 110x110x110 mm |  | 10 | each | 167.25 |  |  | Excess(+) | 1 | Full Conversion | INR | [40 empty] | #VALUE! | #VALUE! | #VALUE! | 3.91 | 110x110x110 mm | 10 | each
3.92 | Bend 87.5° | [53 empty] | 3.92 | Bend 87.5°
3.93 | 75 mm bend |  | 5 | each | 80.49 |  |  | Excess(+) | 1 | Full Conversion | INR | [40 empty] | #VALUE! | #VALUE! | #VALUE! | 3.93 | 75 mm bend | 5 | each
3.94 | Shoe (Plain) | [53 empty] | 3.94 | Shoe (Plain)
3.95 | 75 mm Shoe |  | 5 | each | 71.11 |  |  | Excess(+) | 1 | Full Conversion | INR | [40 empty] | #VALUE! | #VALUE! | #VALUE! | 3.95 | 75 mm Shoe | 5 | each
3.96 | 110 mm Shoe |  | 20 | each | 101.67 |  |  | Excess(+) | 1 | Full Conversion | INR | [40 empty] | #VALUE! | #VALUE! | #VALUE! | 3.96 | 110 mm Shoe | 20 | each
3.97 | Providing and fixing unplasticised -PVC pipe clips of approved design to unplasticised - PVC rain water pipes by means of 50x50x50 mm hard wood plugs, screwed with M.S. screws of required length, including cutting brick work and fixing in cement mortar 1:4 (1 cement : 4 coarse sand) and making good the wall etc. complete. | [53 empty] | 3.97 | Providing and fixing unplasticised -PVC pipe clips of approved design to unplasticised - PVC rain water pipes by means of 50x50x50 mm hard wood plugs, screwed with M.S. screws of required length, including cutting brick work and fixing in cement mortar 1:4 (1 cement : 4 coarse sand) and making good the wall etc. complete.
3.98 | 75 mm |  | 2 | each | 272.56 |  |  | Excess(+) | 1 | Full Conversion | INR | [40 empty] | #VALUE! | #VALUE! | #VALUE! | 3.98 | 75 mm | 2 | each
3.99 | 110 mm |  | 10 | each | 271.37 |  |  | Excess(+) | 1 | Full Conversion | INR | [40 empty] | #VALUE! | #VALUE! | #VALUE! | 3.99 | 110 mm | 10 | each
4 | Providing and fixing precoated galvanised iron profile sheets (size, shape and pitch of corrugation as approved by Engineer-in-charge) 0.50 mm (+ 0.05 %) total coated thickness with zinc coating 120 grams per sqm as per IS: 277, in 240 mpa steel grade, 5-7 microns epoxy primer on both side of the sheet and polyester top coat 15-18 microns. Sheet should have protective guard film of 25 microns minimum to avoid scratches during transportation and should be supplied in single length upto 12 metre or as desired by Engineer- in-charge. The sheet shall be fixed using self drilling /self tapping screws of size (5.5x 55 mm) with EPDM seal, complete upto any pitch in horizontal/ vertical or curved surfaces, excluding the cost of purlins, rafters and trusses and including cutting to size and shape wherever required. |  | 20 | sqm | 588.82 |  |  | Excess(+) | 1 | Full Conversion | INR | [40 empty] | #VALUE! | #VALUE! | #VALUE! | 4 | Providing and fixing precoated galvanised iron profile sheets (size, shape and pitch of corrugation as approved by Engineer-in-charge) 0.50 mm (+ 0.05 %) total coated thickness with zinc coating 120 grams per sqm as per IS: 277, in 240 mpa steel grade, 5-7 microns epoxy primer on both side of the sheet and polyester top coat 15-18 microns. Sheet should have protective guard film of 25 microns minimum to avoid scratches during transportation and should be supplied in single length upto 12 metre or as desired by Engineer- in-charge. The sheet shall be fixed using self drilling /self tapping screws of size (5.5x 55 mm) with EPDM seal, complete upto any pitch in horizontal/ vertical or curved surfaces, excluding the cost of purlins, rafters and trusses and including cutting to size and shape wherever required. | 20 | sqm
4.01 | Providing and fixing tiled false ceiling of specified materials of size 595x595 mm in true horizontal level, suspended on inter locking metal grid of hot dipped galvanized steel sections ( galvanized @ 120 grams/ sqm, both side inclusive) consisting of main "T" runner with suitably spaced joints to get required length and of size 24x38 mm made from 0.30 mm thick (minimum) sheet, spaced at 1200 mm center to center and cross "T" of size 24x25 mm made of 0.30 mm thick (minimum) sheet, 1200 mm long spaced between main "T" at 600 mm center to center to form a grid of 1200x600 mm and secondary cross "T" of length 600 mm and size 24x25 mm made of 0.30 mm thick (minimum) sheet to be interlocked at middle of the 1200x600 mm panel to form grids of 600x600 mm and wall angle of size 24x24x0.3 mm and laying false ceiling tiles of approved texture in the grid including, required cutting/making, opening for services like diffusers, grills, light fittings, fixtures, smoke detectors etc. Main "T" runners to be suspended from ceiling using GI slotted cleats of size 27 x 37 x 25 x1.6 mm fixed to ceiling with 12.5 mm dia and 50 mm long dash fasteners, 4 mm GI adjustable rods with galvanised butterfly level clips of size 85 x 30 x 0.8 mm spaced at 1200 mm center to center along main T, bottom exposed width of 24 mm of all T-sections shall be pre-painted with polyester paint, all complete for all heights as per specifications, drawings and as directed by Engineer-in-charge. | [53 empty] | 4.01 | Providing and fixing tiled false ceiling of specified materials of size 595x595 mm in true horizontal level, suspended on inter locking metal grid of hot dipped galvanized steel sections ( galvanized @ 120 grams/ sqm, both side inclusive) consisting of main "T" runner with suitably spaced joints to get required length and of size 24x38 mm made from 0.30 mm thick (minimum) sheet, spaced at 1200 mm center to center and cross "T" of size 24x25 mm made of 0.30 mm thick (minimum) sheet, 1200 mm long spaced between main "T" at 600 mm center to center to form a grid of 1200x600 mm and secondary cross "T" of length 600 mm and size 24x25 mm made of 0.30 mm thick (minimum) sheet to be interlocked at middle of the 1200x600 mm panel to form grids of 600x600 mm and wall angle of size 24x24x0.3 mm and laying false ceiling tiles of approved texture in the grid including, required cutting/making, opening for services like diffusers, grills, light fittings, fixtures, smoke detectors etc. Main "T" runners to be suspended from ceiling using GI slotted cleats of size 27 x 37 x 25 x1.6 mm fixed to ceiling with 12.5 mm dia and 50 mm long dash fasteners, 4 mm GI adjustable rods with galvanised butterfly level clips of size 85 x 30 x 0.8 mm spaced at 1200 mm center to center along main T, bottom exposed width of 24 mm of all T-sections shall be pre-painted with polyester paint, all complete for all heights as per specifications, drawings and as directed by Engineer-in-charge.
4.02 | 12.5 mm thick square edge PVC Laminated Gypsum Tile of size 595x595 mm, made of Gypsum plasterboard, manufactured from natural gypsum as per IS 2095 part I and laminated with white 0.16mm thick fire retardant PVC film on the face side and 12micron metalized polyester on the back side with all edges sealed with the face side PVC film which goes around and wraps the edges and is bonded to the edges and the back side metalized polyester film so as to make the tile a completely sealed unit. |  | 5 | sqm | 1708.86 |  |  | Excess(+) | 1 | Full Conversion | INR | [40 empty] | #VALUE! | #VALUE! | #VALUE! | 4.02 | 12.5 mm thick square edge PVC Laminated Gypsum Tile of size 595x595 mm, made of Gypsum plasterboard, manufactured from natural gypsum as per IS 2095 part I and laminated with white 0.16mm thick fire retardant PVC film on the face side and 12micron metalized polyester on the back side with all edges sealed with the face side PVC film which goes around and wraps the edges and is bonded to the edges and the back side metalized polyester film so as to make the tile a completely sealed unit. | 5 | sqm
4.03 | 12.5 mm thick fully Perforated Gypsum Board tile made from plasterboard having glass fibre conforming to IS: 2095 part I, of size 595x595 mm, having perforation of 9.7x9.7 mm at 19.4 mm c/c with center borders of 48 mm and the side borders of 30 mm, backed with non woven tissue on the back side, having an NRC (Noise Reduction Coefficient) of 0.79, with 50 mm resin bonded glass wool backing. |  | 5 | sqm | 1093.82 |  |  | Excess(+) | 1 | Full Conversion | INR | [40 empty] | #VALUE! | #VALUE! | #VALUE! | 4.03 | 12.5 mm thick fully Perforated Gypsum Board tile made from plasterboard having glass fibre conforming to IS: 2095 part I, of size 595x595 mm, having perforation of 9.7x9.7 mm at 19.4 mm c/c with center borders of 48 mm and the side borders of 30 mm, backed with non woven tissue on the back side, having an NRC (Noise Reduction Coefficient) of 0.79, with 50 mm resin bonded glass wool backing. | 5 | sqm
4.04 | Sub-Total | [53 empty] | 4.04 | Sub-Total
4.05 | FINISHING | [53 empty] | 4.05 | FINISHING
4.06 | 12 mm cement plaster of mix : | [53 empty] | 4.06 | 12 mm cement plaster of mix :
4.07 | 1:6 (1 cement: 6 fine sand) |  | 10 | sqm | 247.26 |  |  | Excess(+) | 1 | Full Conversion | INR | [40 empty] | #VALUE! | #VALUE! | #VALUE! | 4.07 | 1:6 (1 cement: 6 fine sand) | 10 | sqm
4.08 | 15 mm cement plaster on the rough side of single or half brick wall of mix : | [53 empty] | 4.08 | 15 mm cement plaster on the rough side of single or half brick wall of mix :
4.09 | 1:6 (1 cement: 6 fine sand) |  | 10 | sqm | 284.35 |  |  | Excess(+) | 1 | Full Conversion | INR | [40 empty] | #VALUE! | #VALUE! | #VALUE! | 4.09 | 1:6 (1 cement: 6 fine sand) | 10 | sqm
4.1 | 12 mm cement plaster of mix : | [53 empty] | 4.1 | 12 mm cement plaster of mix :
4.11 | 1:6 (1 cement: 6 coarse sand) |  | 60 | sqm | 258.09 |  |  | Excess(+) | 1 | Full Conversion | INR | [40 empty] | #VALUE! | #VALUE! | #VALUE! | 4.11 | 1:6 (1 cement: 6 coarse sand) | 60 | sqm
4.12 | 15 mm cement plaster on rough side of single or half brick wall of mix: | [53 empty] | 4.12 | 15 mm cement plaster on rough side of single or half brick wall of mix:
4.13 | 1:6 (1 cement: 6 coarse sand) |  | 55 | sqm | 297.33 |  |  | Excess(+) | 1 | Full Conversion | INR | [40 empty] | #VALUE! | #VALUE! | #VALUE! | 4.13 | 1:6 (1 cement: 6 coarse sand) | 55 | sqm
4.14 | 12 mm cement plaster finished with a floating coat of neat cement of mix : | [53 empty] | 4.14 | 12 mm cement plaster finished with a floating coat of neat cement of mix :
4.15 | 1:4 (1 cement: 4 fine sand) |  | 10 | sqm | 316.79 |  |  | Excess(+) | 1 | Full Conversion | INR | [40 empty] | #VALUE! | #VALUE! | #VALUE! | 4.15 | 1:4 (1 cement: 4 fine sand) | 10 | sqm
4.16 | 15 mm cement plaster on rough side of single or half brick wall finished with a floating coat of neat cement of mix : | [53 empty] | 4.16 | 15 mm cement plaster on rough side of single or half brick wall finished with a floating coat of neat cement of mix :
4.17 | 1:4 (1 cement: 4 fine sand) |  | 75 | sqm | 356.07 |  |  | Excess(+) | 1 | Full Conversion | INR | [40 empty] | #VALUE! | #VALUE! | #VALUE! | 4.17 | 1:4 (1 cement: 4 fine sand) | 75 | sqm
4.18 | 6 mm cement plaster of mix : | [53 empty] | 4.18 | 6 mm cement plaster of mix :
4.19 | 1:3 (1 cement : 3 fine sand) |  | 30 | sqm | 221.88 |  |  | Excess(+) | 1 | Full Conversion | INR | [40 empty] | #VALUE! | #VALUE! | #VALUE! | 4.19 | 1:3 (1 cement : 3 fine sand) | 30 | sqm
4.2 | 6 mm cement plaster 1:3 (1 cement : 3 fine sand) finished with a floating coat of neat cement and thick coat of Lime wash on top of walls when dry for bearing of R.C.C. slabs and beams. |  | 15 | sqm | 293.03 |  |  | Excess(+) | 1 | Full Conversion | INR | [40 empty] | #VALUE! | #VALUE! | #VALUE! | 4.2 | 6 mm cement plaster 1:3 (1 cement : 3 fine sand) finished with a floating coat of neat cement and thick coat of Lime wash on top of walls when dry for bearing of R.C.C. slabs and beams. | 15 | sqm
4.21 | Neat cement punning. |  | 45 | sqm | 59.45 |  |  | Excess(+) | 1 | Full Conversion | INR | [40 empty] | #VALUE! | #VALUE! | #VALUE! | 4.21 | Neat cement punning. | 45 | sqm
4.22 | Providing and applying plaster of paris putty of 2 mm thickness over plastered surface to prepare the surface even and smooth complete. |  | 5 | sqm | 187.9 |  |  | Excess(+) | 1 | Full Conversion | INR | [40 empty] | #VALUE! | #VALUE! | #VALUE! | 4.22 | Providing and applying plaster of paris putty of 2 mm thickness over plastered surface to prepare the surface even and smooth complete. | 5 | sqm
4.23 | Pointing on brick work or brick flooring with cement mortar 1:3 (1 cement : 3 fine sand): | [53 empty] | 4.23 | Pointing on brick work or brick flooring with cement mortar 1:3 (1 cement : 3 fine sand):
4.24 | Flush / Ruled/ Struck or weathered pointing |  | 30 | sqm | 187.99 |  |  | Excess(+) | 1 | Full Conversion | INR | [40 empty] | #VALUE! | #VALUE! | #VALUE! | 4.24 | Flush / Ruled/ Struck or weathered pointing | 30 | sqm
4.25 | Pointing on tile brick work with cement mortar 1:3 (1 cement : 3 fine sand): | [53 empty] | 4.25 | Pointing on tile brick work with cement mortar 1:3 (1 cement : 3 fine sand):
4.26 | Flush/ Ruled/ Struck or weathered pointing |  | 10 | sqm | 256.07 |  |  | Excess(+) | 1 | Full Conversion | INR | [40 empty] | #VALUE! | #VALUE! | #VALUE! | 4.26 | Flush/ Ruled/ Struck or weathered pointing | 10 | sqm
4.27 | Extra for pointing on walls on the outside at height more than 10 m from ground level for every additional height of 3 m or part there of. |  | 1 | sqm | 6.66 |  |  | Excess(+) | 1 | Full Conversion | INR | [40 empty] | #VALUE! | #VALUE! | #VALUE! | 4.27 | Extra for pointing on walls on the outside at height more than 10 m from ground level for every additional height of 3 m or part there of. | 1 | sqm
4.28 | White washing with lime to give an even shade : | [53 empty] | 4.28 | White washing with lime to give an even shade :
4.29 | New work (three or more coats) |  | 100 | sqm | 28.45 |  |  | Excess(+) | 1 | Full Conversion | INR | [40 empty] | #VALUE! | #VALUE! | #VALUE! | 4.29 | New work (three or more coats) | 100 | sqm
4.3 | Distempering with 1st quality acrylic distemper (ready mixed) having VOC content less than 50 gms/litre, of approved manufacturer, of required shade and colour complete, as per manufacturer's specification. | [53 empty] | 4.3 | Distempering with 1st quality acrylic distemper (ready mixed) having VOC content less than 50 gms/litre, of approved manufacturer, of required shade and colour complete, as per manufacturer's specification.
4.31 | Two or more coats on new work |  | 8000 | sqm | 81.32 |  |  | Excess(+) | 1 | Full Conversion | INR | [40 empty] | #VALUE! | #VALUE! | #VALUE! | 4.31 | Two or more coats on new work | 8000 | sqm
4.32 | Finishing walls with water proofing cement paint of required shade : | [53 empty] | 4.32 | Finishing walls with water proofing cement paint of required shade :
4.33 | New work (Two or more coats applied @ 3.84 kg/10 sqm) |  | 10 | sqm | 85.58 |  |  | Excess(+) | 1 | Full Conversion | INR | [40 empty] | #VALUE! | #VALUE! | #VALUE! | 4.33 | New work (Two or more coats applied @ 3.84 kg/10 sqm) | 10 | sqm
4.34 | Finishing walls with Acrylic Smooth exterior paint of required shade : | [53 empty] | 4.34 | Finishing walls with Acrylic Smooth exterior paint of required shade :
4.35 | New work (Two or more coat applied @ 1.67 ltr/10 sqm over and including priming coat of exterior primer applied @ 2.20 kg/10 sqm) |  | 150 | sqm | 146.3 |  |  | Excess(+) | 1 | Full Conversion | INR | [40 empty] | #VALUE! | #VALUE! | #VALUE! | 4.35 | New work (Two or more coat applied @ 1.67 ltr/10 sqm over and including priming coat of exterior primer applied @ 2.20 kg/10 sqm) | 150 | sqm
4.36 | Finishing walls with Premium Acrylic Smooth exterior paint with Silicone additives of required shade: | [53 empty] | 4.36 | Finishing walls with Premium Acrylic Smooth exterior paint with Silicone additives of required shade:
4.37 | New work (Two or more coats applied @ 1.43 ltr/10 sqm over and including priming coat of exterior primer applied @ 2.20 kg/10 sqm) |  | 25 | sqm | 142.35 |  |  | Excess(+) | 1 | Full Conversion | INR | [40 empty] | #VALUE! | #VALUE! | #VALUE! | 4.37 | New work (Two or more coats applied @ 1.43 ltr/10 sqm over and including priming coat of exterior primer applied @ 2.20 kg/10 sqm) | 25 | sqm
4.38 | Applying priming coat: | [53 empty] | 4.38 | Applying priming coat:
4.39 | With ready mixed pink or Grey primer of approved brand and manufacture on wood work (hard and soft wood) |  | 10 | sqm | 53.88 |  |  | Excess(+) | 1 | Full Conversion | INR | [40 empty] | #VALUE! | #VALUE! | #VALUE! | 4.39 | With ready mixed pink or Grey primer of approved brand and manufacture on wood work (hard and soft wood) | 10 | sqm
4.4 | With ready mixed aluminium primer of approved brand and manufacture on resinous wood and plywood |  | 10 | sqm | 55.2 |  |  | Excess(+) | 1 | Full Conversion | INR | [40 empty] | #VALUE! | #VALUE! | #VALUE! | 4.4 | With ready mixed aluminium primer of approved brand and manufacture on resinous wood and plywood | 10 | sqm
4.41 | Finishing with Epoxy paint (two or more coats) at all locations prepared and applied as per manufacturer's specifications including appropriate priming coat, preparation of surface, etc. complete. | [53 empty] | 4.41 | Finishing with Epoxy paint (two or more coats) at all locations prepared and applied as per manufacturer's specifications including appropriate priming coat, preparation of surface, etc. complete.
4.42 | On steel work |  | 2 | sqm | 176.85 |  |  | Excess(+) | 1 | Full Conversion | INR | [40 empty] | #VALUE! | #VALUE! | #VALUE! | 4.42 | On steel work | 2 | sqm
4.43 | On concrete work |  | 2 | sqm | 173.96 |  |  | Excess(+) | 1 | Full Conversion | INR | [40 empty] | #VALUE! | #VALUE! | #VALUE! | 4.43 | On concrete work | 2 | sqm
4.44 | Wall painting with acrylic emulsion paint of approved brand and manufacture to give an even shade : | [53 empty] | 4.44 | Wall painting with acrylic emulsion paint of approved brand and manufacture to give an even shade :
4.45 | Two or more coats on new work |  | 120 | sqm | 120.87 |  |  | Excess(+) | 1 | Full Conversion | INR | [40 empty] | #VALUE! | #VALUE! | #VALUE! | 4.45 | Two or more coats on new work | 120 | sqm
4.46 | Painting with synthetic enamel paint of approved brand and manufacture to give an even shade : | [53 empty] | 4.46 | Painting with synthetic enamel paint of approved brand and manufacture to give an even shade :
4.47 | Two or more coats on new work |  | 125 | sqm | 115.26 |  |  | Excess(+) | 1 | Full Conversion | INR | [40 empty] | #VALUE! | #VALUE! | #VALUE! | 4.47 | Two or more coats on new work | 125 | sqm
4.48 | Painting with synthetic enamel paint of approved brand and manufacture of required colour to give an even shade : | [53 empty] | 4.48 | Painting with synthetic enamel paint of approved brand and manufacture of required colour to give an even shade :
4.49 | Two or more coats on new work over an under coat of suitable shade with ordinary paint of approved brand and manufacture |  | 125 | sqm | 167.82 |  |  | Excess(+) | 1 | Full Conversion | INR | [40 empty] | #VALUE! | #VALUE! | #VALUE! | 4.49 | Two or more coats on new work over an under coat of suitable shade with ordinary paint of approved brand and manufacture | 125 | sqm
4.5 | Varnishing with varnish of approved brand and manufacture : | [53 empty] | 4.5 | Varnishing with varnish of approved brand and manufacture :
4.51 | Two or more coats of glue sizing with copal varnish over an under coat of flatting varnish |  | 5 | sqm | 173.08 |  |  | Excess(+) | 1 | Full Conversion | INR | [40 empty] | #VALUE! | #VALUE! | #VALUE! | 4.51 | Two or more coats of glue sizing with copal varnish over an under coat of flatting varnish | 5 | sqm
4.52 | French spirit polishing : | [53 empty] | 4.52 | French spirit polishing :
4.53 | Two or more coats on new works including a coat of wood filler |  | 60 | sqm | 322.93 |  |  | Excess(+) | 1 | Full Conversion | INR | [40 empty] | #VALUE! | #VALUE! | #VALUE! | 4.53 | Two or more coats on new works including a coat of wood filler | 60 | sqm
4.54 | Lettering with black Japan paint of approved brand and manufacture |  | 1000 | per letter per cm height | 4.43 |  |  | Excess(+) | 1 | Full Conversion | INR | [40 empty] | #VALUE! | #VALUE! | #VALUE! | 4.54 | Lettering with black Japan paint of approved brand and manufacture | 1000 | per letter per cm height
4.55 | Forming groove of uniform size in the top layer of washed stone grit plaster as per approved pattern using wooden battens, nailed to the under layer, including removal of wooden battens, repair to the edges of panels and finishing the groove complete as per specifications and direction of the Engineer-in-charge : | [53 empty] | 4.55 | Forming groove of uniform size in the top layer of washed stone grit plaster as per approved pattern using wooden battens, nailed to the under layer, including removal of wooden battens, repair to the edges of panels and finishing the groove complete as per specifications and direction of the Engineer-in-charge :
4.56 | 15 mm wide and 15 mm deep groove |  | 1 | metre | 54.8 |  |  | Excess(+) | 1 | Full Conversion | INR | [40 empty] | #VALUE! | #VALUE! | #VALUE! | 4.56 | 15 mm wide and 15 mm deep groove | 1 | metre
4.57 | Forming groove of uniform size from 12x12 mm and upto 25x15 mm in the top layer of washed stone grit plastered surface as per approved pattern, including providing and fixing aluminum channels of appropriate size and thickness (not less than 2 mm), nailed to the under layer with rust proof screws and nails and finishing the groove complete as per specifications and direction of the Engineer-in-Charge. |  | 1 | metre | 77.77 |  |  | Excess(+) | 1 | Full Conversion | INR | [40 empty] | #VALUE! | #VALUE! | #VALUE! | 4.57 | Forming groove of uniform size from 12x12 mm and upto 25x15 mm in the top layer of washed stone grit plastered surface as per approved pattern, including providing and fixing aluminum channels of appropriate size and thickness (not less than 2 mm), nailed to the under layer with rust proof screws and nails and finishing the groove complete as per specifications and direction of the Engineer-in-Charge. | 1 | metre
4.58 | Providing and applying 12 mm thick (average) premixed formulated one coat gypsum lightweight plaster having additives and light weight aggregates as vermiculite/ perlite respectively conforming to IS: 2547 (Part - 1 & II) 1976, applied on hacked / uneven background such as bare brick/ block/ RCC work on walls & ceiling at all floors and locations, finished in smooth line and level etc. complete. |  | 10 | sqm | 318.68 |  |  | Excess(+) | 1 | Full Conversion | INR | [40 empty] | #VALUE! | #VALUE! | #VALUE! | 4.58 | Providing and applying 12 mm thick (average) premixed formulated one coat gypsum lightweight plaster having additives and light weight aggregates as vermiculite/ perlite respectively conforming to IS: 2547 (Part - 1 & II) 1976, applied on hacked / uneven background such as bare brick/ block/ RCC work on walls & ceiling at all floors and locations, finished in smooth line and level etc. complete. | 10 | sqm
4.59 | Providing and applying white cement based putty of average thickness 1 mm, of approved brand and manufacturer, over the plastered wall surface to prepare the surface even and smooth complete. |  | 3000 | sqm | 108.59 |  |  | Excess(+) | 1 | Full Conversion | INR | [40 empty] | #VALUE! | #VALUE! | #VALUE! | 4.59 | Providing and applying white cement based putty of average thickness 1 mm, of approved brand and manufacturer, over the plastered wall surface to prepare the surface even and smooth complete. | 3000 | sqm
4.6 | Applying priming coats with primer of approved brand and manufacture, having low VOC (Volatile Organic Compound ) content. | [53 empty] | 4.6 | Applying priming coats with primer of approved brand and manufacture, having low VOC (Volatile Organic Compound ) content.
4.61 | With ready mixed pink or grey primer on wood work (hard and soft wood) having VOC content less than 50 grams/ litre |  | 5 | sqm | 53.88 |  |  | Excess(+) | 1 | Full Conversion | INR | [40 empty] | #VALUE! | #VALUE! | #VALUE! | 4.61 | With ready mixed pink or grey primer on wood work (hard and soft wood) having VOC content less than 50 grams/ litre | 5 | sqm
4.62 | White washing with lime to give an even shade : | [53 empty] | 4.62 | White washing with lime to give an even shade :
4.63 | Old work (two or more coats) |  | 5000 | sqm | 16.66 |  |  | Excess(+) | 1 | Full Conversion | INR | [40 empty] | #VALUE! | #VALUE! | #VALUE! | 4.63 | Old work (two or more coats) | 5000 | sqm
4.64 | Old work (one or more coats) |  | 20 | sqm | 10.17 |  |  | Excess(+) | 1 | Full Conversion | INR | [40 empty] | #VALUE! | #VALUE! | #VALUE! | 4.64 | Old work (one or more coats) | 20 | sqm
4.65 | Removing white or colour wash by scrapping and sand papering and preparing the surface smooth including necessary repairs to scratches etc. complete |  | 5000 | sqm | 14.34 |  |  | Excess(+) | 1 | Full Conversion | INR | [40 empty] | #VALUE! | #VALUE! | #VALUE! | 4.65 | Removing white or colour wash by scrapping and sand papering and preparing the surface smooth including necessary repairs to scratches etc. complete | 5000 | sqm
4.66 | Distempering with 1st quality acrylic distember (Ready mix) having VOC content less than 50 grams/ litre of approved brand and manufacture to give an even shade : | [53 empty] | 4.66 | Distempering with 1st quality acrylic distember (Ready mix) having VOC content less than 50 grams/ litre of approved brand and manufacture to give an even shade :
4.67 | Old work (one or more coats) |  | 3000 | sqm | 49.8 |  |  | Excess(+) | 1 | Full Conversion | INR | [40 empty] | #VALUE! | #VALUE! | #VALUE! | 4.67 | Old work (one or more coats) | 3000 | sqm
4.68 | Removing dry or oil bound distemper, water proofing cement paint and the like by scrapping, sand papering and preparing the surface smooth including necessary repairs to scratches etc. complete. |  | 3000 | sqm | 18.28 |  |  | Excess(+) | 1 | Full Conversion | INR | [40 empty] | #VALUE! | #VALUE! | #VALUE! | 4.68 | Removing dry or oil bound distemper, water proofing cement paint and the like by scrapping, sand papering and preparing the surface smooth including necessary repairs to scratches etc. complete. | 3000 | sqm
4.69 | Painting on G.S. sheet with synthetic enamel paint of approved brand and manufacture of required colour to give an even shade : | [53 empty] | 4.69 | Painting on G.S. sheet with synthetic enamel paint of approved brand and manufacture of required colour to give an even shade :
4.7 | Old work (one or more coats) |  | 20 | sqm | 67.69 |  |  | Excess(+) | 1 | Full Conversion | INR | [40 empty] | #VALUE! | #VALUE! | #VALUE! | 4.7 | Old work (one or more coats) | 20 | sqm
4.71 | Wall painting with plastic emulsion paint of approved brand and manufacture to give an even shade: | [53 empty] | 4.71 | Wall painting with plastic emulsion paint of approved brand and manufacture to give an even shade:
4.72 | One or more coats on old work |  | 25 | sqm | 79.66 |  |  | Excess(+) | 1 | Full Conversion | INR | [40 empty] | #VALUE! | #VALUE! | #VALUE! | 4.72 | One or more coats on old work | 25 | sqm
4.73 | Painting with synthetic enamel paint of approved brand and manufacture of required colour to give an even shade : | [53 empty] | 4.73 | Painting with synthetic enamel paint of approved brand and manufacture of required colour to give an even shade :
4.74 | One or more coats on old work |  | 4500 | sqm | 75.89 |  |  | Excess(+) | 1 | Full Conversion | INR | [40 empty] | #VALUE! | #VALUE! | #VALUE! | 4.74 | One or more coats on old work | 4500 | sqm
4.75 | French spirit polishing : | [53 empty] | 4.75 | French spirit polishing :
4.76 | One or more coats on old work |  | 100 | sqm | 162.56 |  |  | Excess(+) | 1 | Full Conversion | INR | [40 empty] | #VALUE! | #VALUE! | #VALUE! | 4.76 | One or more coats on old work | 100 | sqm
4.77 | Finishing walls with Premium Acrylic Smooth exterior paint with Silicone additives of required shade | [53 empty] | 4.77 | Finishing walls with Premium Acrylic Smooth exterior paint with Silicone additives of required shade
4.78 | Old work (Two or more coats applied @ 1.43 ltr/ 10 sqm) over existing cement paint surface |  | 750 | sqm | 95.22 |  |  | Excess(+) | 1 | Full Conversion | INR | [40 empty] | #VALUE! | #VALUE! | #VALUE! | 4.78 | Old work (Two or more coats applied @ 1.43 ltr/ 10 sqm) over existing cement paint surface | 750 | sqm
4.79 | Old work (one or more coats applied @ 0.83 ltr/10 sqm). |  | 750 | sqm | 64.97 |  |  | Excess(+) | 1 | Full Conversion | INR | [40 empty] | #VALUE! | #VALUE! | #VALUE! | 4.79 | Old work (one or more coats applied @ 0.83 ltr/10 sqm). | 750 | sqm
4.8 | Melamine polishing on wood work (one or more coat). |  | 2 | sqm | 103.77 |  |  | Excess(+) | 1 | Full Conversion | INR | [40 empty] | #VALUE! | #VALUE! | #VALUE! | 4.8 | Melamine polishing on wood work (one or more coat). | 2 | sqm
4.81 | Sub-Total | [53 empty] | 4.81 | Sub-Total
4.82 | REPAIRS TO BUILDING | [53 empty] | 4.82 | REPAIRS TO BUILDING
4.83 | Repairs to plaster of thickness 12 mm to 20 mm in patches of area 2.5 sq.meters and under, including cutting the patch in proper shape, raking out joints and preparing and plastering the surface of the walls complete, including disposal of rubbish to the dumping ground, all complete as per direction of Engineer-in-Charge. | [53 empty] | 4.83 | Repairs to plaster of thickness 12 mm to 20 mm in patches of area 2.5 sq.meters and under, including cutting the patch in proper shape, raking out joints and preparing and plastering the surface of the walls complete, including disposal of rubbish to the dumping ground, all complete as per direction of Engineer-in-Charge.
4.84 | With cement mortar 1:4 (1cement: 4 coarse sand) |  | 75 | sqm | 419.11 |  |  | Excess(+) | 1 | Full Conversion | INR | [40 empty] | #VALUE! | #VALUE! | #VALUE! | 4.84 | With cement mortar 1:4 (1cement: 4 coarse sand) | 75 | sqm
4.85 | Fixing chowkhats in existing opening including embedding chowkhats in floors or walls cutting masonry for holdfasts, embedding hold fasts in cement concrete blocks of size 15 x 10 x 10 cm with cement concrete 1:3:6 (1 cement : 3 coarse sand : 6 graded stone aggregate 20 mm nominal size), painting two coats of approved wood preservative to sides of chowkhats and making good the damages to walls and floors as required complete, including disposal of rubbish to the dumping ground, all complete as per direction of Engineer-in-Charge. | [53 empty] | 4.85 | Fixing chowkhats in existing opening including embedding chowkhats in floors or walls cutting masonry for holdfasts, embedding hold fasts in cement concrete blocks of size 15 x 10 x 10 cm with cement concrete 1:3:6 (1 cement : 3 coarse sand : 6 graded stone aggregate 20 mm nominal size), painting two coats of approved wood preservative to sides of chowkhats and making good the damages to walls and floors as required complete, including disposal of rubbish to the dumping ground, all complete as per direction of Engineer-in-Charge.
4.86 | Door chowkhats |  | 5 | each | 1319.86 |  |  | Excess(+) | 1 | Full Conversion | INR | [40 empty] | #VALUE! | #VALUE! | #VALUE! | 4.86 | Door chowkhats | 5 | each
4.87 | Window chowkhats |  | 5 | each | 831.26 |  |  | Excess(+) | 1 | Full Conversion | INR | [40 empty] | #VALUE! | #VALUE! | #VALUE! | 4.87 | Window chowkhats | 5 | each
4.88 | Making the opening in brick masonry including dismantling in floor or walls by cutting masonry and making good the damages to walls, flooring and jambs complete, to match existing surface i/c disposal of mulba/ rubbish to the nearest municipal dumping ground, all complete as per direction of Engineer-in-Charge. | [53 empty] | 4.88 | Making the opening in brick masonry including dismantling in floor or walls by cutting masonry and making good the damages to walls, flooring and jambs complete, to match existing surface i/c disposal of mulba/ rubbish to the nearest municipal dumping ground, all complete as per direction of Engineer-in-Charge.
4.89 | For door/ window/ clerestory window |  | 2.25 | sqm | 917.97 |  |  | Excess(+) | 1 | Full Conversion | INR | [40 empty] | #VALUE! | #VALUE! | #VALUE! | 4.89 | For door/ window/ clerestory window | 2.25 | sqm
4.9 | Renewing glass panes, with putty and nails wherever necessary including racking out the old putty: | [53 empty] | 4.9 | Renewing glass panes, with putty and nails wherever necessary including racking out the old putty:
4.91 | Float glass panes of nominal thickness 4 mm (weight not less than 10kg/sqm) |  | 3 | sqm | 825.91 |  |  | Excess(+) | 1 | Full Conversion | INR | [40 empty] | #VALUE! | #VALUE! | #VALUE! | 4.91 | Float glass panes of nominal thickness 4 mm (weight not less than 10kg/sqm) | 3 | sqm
4.92 | Renewing glass panes, with wooden fillets wherever necessary: | [53 empty] | 4.92 | Renewing glass panes, with wooden fillets wherever necessary:
4.93 | Float glass panes of nominal thickness 4 mm (weight not less than 10kg/sqm) |  | 3 | sqm | 1184.7 |  |  | Excess(+) | 1 | Full Conversion | INR | [40 empty] | #VALUE! | #VALUE! | #VALUE! | 4.93 | Float glass panes of nominal thickness 4 mm (weight not less than 10kg/sqm) | 3 | sqm
4.94 | Renewal of old putty of glass panes (length) |  | 6 | metre | 40.68 |  |  | Excess(+) | 1 | Full Conversion | INR | [40 empty] | #VALUE! | #VALUE! | #VALUE! | 4.94 | Renewal of old putty of glass panes (length) | 6 | metre
4.95 | Refixing old glass panes with putty and nails |  | 3 | sqm | 528.76 |  |  | Excess(+) | 1 | Full Conversion | INR | [40 empty] | #VALUE! | #VALUE! | #VALUE! | 4.95 | Refixing old glass panes with putty and nails | 3 | sqm
4.96 | Raking out joints in lime or cement mortar and preparing the surface for re-pointing or replastering, including disposal of rubbish to the dumping ground, all complete as per direction of Engineer-in-Charge. |  | 15 | sqm | 52.39 |  |  | Excess(+) | 1 | Full Conversion | INR | [40 empty] | #VALUE! | #VALUE! | #VALUE! | 4.96 | Raking out joints in lime or cement mortar and preparing the surface for re-pointing or replastering, including disposal of rubbish to the dumping ground, all complete as per direction of Engineer-in-Charge. | 15 | sqm
4.97 | Flush pointing with cement mortar 1:3 (1 cement : 3 fine sand) mixed with 2% of integral water proofing compound by weight of cement for flat tile bricks on top of mud phaska : | [53 empty] | 4.97 | Flush pointing with cement mortar 1:3 (1 cement : 3 fine sand) mixed with 2% of integral water proofing compound by weight of cement for flat tile bricks on top of mud phaska :
4.98 | With F.P.S. brick tiles |  | 1.5 | sqm | 100.57 |  |  | Excess(+) | 1 | Full Conversion | INR | [40 empty] | #VALUE! | #VALUE! | #VALUE! | 4.98 | With F.P.S. brick tiles | 1.5 | sqm
4.99 | Renewing Wrought iron or M.S. Wheel or roller of steel door or gate and fitting and fixing the same with necessary clamps, nuts and bolts/welding and erection etc. complete. | [53 empty] | 4.99 | Renewing Wrought iron or M.S. Wheel or roller of steel door or gate and fitting and fixing the same with necessary clamps, nuts and bolts/welding and erection etc. complete.
5 | Wheel 50 mm dia and below |  | 5 | per wheel | 132.35 |  |  | Excess(+) | 1 | Full Conversion | INR | [40 empty] | #VALUE! | #VALUE! | #VALUE! | 5 | Wheel 50 mm dia and below | 5 | per wheel
5.01 | Providing and fixing double scaffolding system (cup lock type) on the exterior side, up to seven story height made with 40 mm dia M.S. tube 1.5 m centre to centre, horizontal & vertical tubes joining with cup & lock system with M.S. tubes, M.S. tube challies, M.S. clamps and M.S. staircase system in the scaffolding for working platform etc. and maintaining it in a serviceable condition for the required duration as approved and removing it there after .The scaffolding system shall be stiffened with bracings, runners, connection with the building etc wherever required for inspection of work at required locations with essential safety features for the workmen etc. complete as per directions and approval of Engineer- in-charge .The elevational area of the scaffolding shall be measured for payment purpose .The payment will be made once irrespective of duration of scaffolding. Note: - This item to be used for maintenance work judicially, necessary deduction for scaffolding in the existing item to be done. |  | 75 | sqm | 249.89 |  |  | Excess(+) | 1 | Full Conversion | INR | [40 empty] | #VALUE! | #VALUE! | #VALUE! | 5.01 | Providing and fixing double scaffolding system (cup lock type) on the exterior side, up to seven story height made with 40 mm dia M.S. tube 1.5 m centre to centre, horizontal & vertical tubes joining with cup & lock system with M.S. tubes, M.S. tube challies, M.S. clamps and M.S. staircase system in the scaffolding for working platform etc. and maintaining it in a serviceable condition for the required duration as approved and removing it there after .The scaffolding system shall be stiffened with bracings, runners, connection with the building etc wherever required for inspection of work at required locations with essential safety features for the workmen etc. complete as per directions and approval of Engineer- in-charge .The elevational area of the scaffolding shall be measured for payment purpose .The payment will be made once irrespective of duration of scaffolding. Note: - This item to be used for maintenance work judicially, necessary deduction for scaffolding in the existing item to be done. | 75 | sqm
5.02 | Cleaning of terrace/loft water storage tank (inside surface area) upto 2000 litre capacity at all heights with coconut brushes, duster etc., removal of silt, rubbish from the tank and cleaning the tank with fresh water disinfecting with bleaching powder @ 0.5gm per litre capacity of tank including marking the date of cleaning on the side of tank body with the help of stencil and paint and disposing of malba all complete as per direction of Engineer-in-Charge. (The old date already written on tank should be removed with paint remover or black paint and if date is not written with the stencil or old date is not removed deduction will be made @ Rs. 0.10 per litre) (if during cleaning any GI fittings or ball cock is damaged that is to be repaired by contractor at his own cost and nothing extra will be paid on this account) |  | 1500 | litre | 0.35 |  |  | Excess(+) | 1 | Full Conversion | INR | [40 empty] | #VALUE! | #VALUE! | #VALUE! | 5.02 | Cleaning of terrace/loft water storage tank (inside surface area) upto 2000 litre capacity at all heights with coconut brushes, duster etc., removal of silt, rubbish from the tank and cleaning the tank with fresh water disinfecting with bleaching powder @ 0.5gm per litre capacity of tank including marking the date of cleaning on the side of tank body with the help of stencil and paint and disposing of malba all complete as per direction of Engineer-in-Charge. (The old date already written on tank should be removed with paint remover or black paint and if date is not written with the stencil or old date is not removed deduction will be made @ Rs. 0.10 per litre) (if during cleaning any GI fittings or ball cock is damaged that is to be repaired by contractor at his own cost and nothing extra will be paid on this account) | 1500 | litre
5.03 | Cleaning and desilting of gully trap chamber, including removal of rubbish mixed with earth etc. and disposal of same, all as per the direction of Engineer-in-charge. |  | 2 | each | 78.43 |  |  | Excess(+) | 1 | Full Conversion | INR | [40 empty] | #VALUE! | #VALUE! | #VALUE! | 5.03 | Cleaning and desilting of gully trap chamber, including removal of rubbish mixed with earth etc. and disposal of same, all as per the direction of Engineer-in-charge. | 2 | each
5.04 | Cleaning of chocked sewer line by diesel running vehicle mounting hydraulic operated high pressure suction cum jetting sewer cleaning machine fitted with pump having 4000 litres suction capacity and 6000 litres water jetting tank capacity including skilled operator, supervising engineer etc. for cleaning and partial desilting of manholes and dechocking of sewer lines. Dechocking and flushing of sewer line from one manhole to another by high pressure jetting system of 2200 PSI for sewer line from 150mm dia upto 300mm |  | 7.5 | metre | 250.68 |  |  | Excess(+) | 1 | Full Conversion | INR | [40 empty] | #VALUE! | #VALUE! | #VALUE! | 5.04 | Cleaning of chocked sewer line by diesel running vehicle mounting hydraulic operated high pressure suction cum jetting sewer cleaning machine fitted with pump having 4000 litres suction capacity and 6000 litres water jetting tank capacity including skilled operator, supervising engineer etc. for cleaning and partial desilting of manholes and dechocking of sewer lines. Dechocking and flushing of sewer line from one manhole to another by high pressure jetting system of 2200 PSI for sewer line from 150mm dia upto 300mm | 7.5 | metre
5.05 | Cleaning of under ground sump, Over Head R.C.C. Tank ( independent staging) including disposal of slit and rubbish, all as per direction of Engineer-in-Charge. The cleaning shall consist following operations:- Tank shall be emptied of water by pumping & bottom shall be cleaned of silt and other deposits. Entire surface area of the sump shall then scrubbed thoroughly with wire brush etc. and pressure washed with water. (iii) Chlorination of RCC internal surface by liquid chlorine. The treated surface shall be dried using air jetting and all loose particles shall be removal from the surface. Finally the surface shall be treated with ultraviolet radiation etc. as per direction of Engineer-in-Charge. |  | 10.25 | sqm | 62.52 |  |  | Excess(+) | 1 | Full Conversion | INR | [40 empty] | #VALUE! | #VALUE! | #VALUE! | 5.05 | Cleaning of under ground sump, Over Head R.C.C. Tank ( independent staging) including disposal of slit and rubbish, all as per direction of Engineer-in-Charge. The cleaning shall consist following operations:- Tank shall be emptied of water by pumping & bottom shall be cleaned of silt and other deposits. Entire surface area of the sump shall then scrubbed thoroughly with wire brush etc. and pressure washed with water. (iii) Chlorination of RCC internal surface by liquid chlorine. The treated surface shall be dried using air jetting and all loose particles shall be removal from the surface. Finally the surface shall be treated with ultraviolet radiation etc. as per direction of Engineer-in-Charge. | 10.25 | sqm
5.06 | Disconnecting damaged overhead/terrace PVC water storage tank of any size from water supply line and removing from the terrace including shifting at ground level as per direction of Engineer-in-charge. |  | 3 | each | 313.5 |  |  | Excess(+) | 1 | Full Conversion | INR | [40 empty] | #VALUE! | #VALUE! | #VALUE! | 5.06 | Disconnecting damaged overhead/terrace PVC water storage tank of any size from water supply line and removing from the terrace including shifting at ground level as per direction of Engineer-in-charge. | 3 | each
5.07 | Providing & fixing White vitreous china water closet squatting pan (Indian type) along with "S" or "P" trap including dismantling of old WC seat and "S" or "P" trap at site complete with all operations including all necessary materials, labour and disposal of dismantled material i/c malba, all complete as per the direction of Engineer-in charge. | [53 empty] | 5.07 | Providing & fixing White vitreous china water closet squatting pan (Indian type) along with "S" or "P" trap including dismantling of old WC seat and "S" or "P" trap at site complete with all operations including all necessary materials, labour and disposal of dismantled material i/c malba, all complete as per the direction of Engineer-in charge.
5.08 | Orissa pattern W.C Pan of size 580x440 mm |  | 3 | each | 3376.28 |  |  | Excess(+) | 1 | Full Conversion | INR | [40 empty] | #VALUE! | #VALUE! | #VALUE! | 5.08 | Orissa pattern W.C Pan of size 580x440 mm | 3 | each
5.09 | Cutting holes of required size in brick masonry wall for fixing of exhaust fan including providing and fixing 300 mm dia PVC pipe conforming BIS-12818 and making good the same etc. complete as per direction of Engineer-in-charge. |  | 10 | each | 213.15 |  |  | Excess(+) | 1 | Full Conversion | INR | [40 empty] | #VALUE! | #VALUE! | #VALUE! | 5.09 | Cutting holes of required size in brick masonry wall for fixing of exhaust fan including providing and fixing 300 mm dia PVC pipe conforming BIS-12818 and making good the same etc. complete as per direction of Engineer-in-charge. | 10 | each
5.1 | Dismantling W.C. Pan of all sizes including disposal of dismantled materials i/c malba all complete as per directions of Engineer-in- Charge. |  | 5 | each | 97.06 |  |  | Excess(+) | 1 | Full Conversion | INR | [40 empty] | #VALUE! | #VALUE! | #VALUE! | 5.1 | Dismantling W.C. Pan of all sizes including disposal of dismantled materials i/c malba all complete as per directions of Engineer-in- Charge. | 5 | each
5.11 | Hacking of CC flooring including cleaning for surface etc. complete as per direction of the Engineer-in-Charge. |  | 325 | sqm | 2.5 |  |  | Excess(+) | 1 | Full Conversion | INR | [40 empty] | #VALUE! | #VALUE! | #VALUE! | 5.11 | Hacking of CC flooring including cleaning for surface etc. complete as per direction of the Engineer-in-Charge. | 325 | sqm
5.12 | Dismantling 15 to 40 mm dia G.I. pipe including stacking of dismantled pipes (within 50 metres lead) as per direction of Engineer- in-Charge.(a) Internal Work- Exposed on wall |  | 100 | metre | 2.5 |  |  | Excess(+) | 1 | Full Conversion | INR | [40 empty] | #VALUE! | #VALUE! | #VALUE! | 5.12 | Dismantling 15 to 40 mm dia G.I. pipe including stacking of dismantled pipes (within 50 metres lead) as per direction of Engineer- in-Charge.(a) Internal Work- Exposed on wall | 100 | metre
5.13 | Taking out existing wooden door shutter, repair by cutting, painting etc. and refixing of repaired door shutters to existing door frames, including replacement of hinges with screws, etc. as required, all complete as per the direction of the Engineer-in-charge. |  | 12 | each | 285.8 |  |  | Excess(+) | 1 | Full Conversion | INR | [40 empty] | #VALUE! | #VALUE! | #VALUE! | 5.13 | Taking out existing wooden door shutter, repair by cutting, painting etc. and refixing of repaired door shutters to existing door frames, including replacement of hinges with screws, etc. as required, all complete as per the direction of the Engineer-in-charge. | 12 | each
5.14 | Sub-Total | [53 empty] | 5.14 | Sub-Total
5.15 | Dismantling and Demolishing | [53 empty] | 5.15 | Dismantling and Demolishing
5.16 | Demolishing lime concrete manually/ by mechanical means and disposal of material within 50 metres lead as per direction of Engineer-in-charge. |  | 10 | cum | 615.48 |  |  | Excess(+) | 1 | Full Conversion | INR | [40 empty] | #VALUE! | #VALUE! | #VALUE! | 5.16 | Demolishing lime concrete manually/ by mechanical means and disposal of material within 50 metres lead as per direction of Engineer-in-charge. | 10 | cum
5.17 | Demolishing cement concrete manually/ by mechanical means including disposal of material within 50 metres lead as per direction of Engineer - in - charge. | [53 empty] | 5.17 | Demolishing cement concrete manually/ by mechanical means including disposal of material within 50 metres lead as per direction of Engineer - in - charge.
5.18 | Nominal concrete 1:3:6 or richer mix (i/c equivalent design mix) |  | 3 | cum | 1759.84 |  |  | Excess(+) | 1 | Full Conversion | INR | [40 empty] | #VALUE! | #VALUE! | #VALUE! | 5.18 | Nominal concrete 1:3:6 or richer mix (i/c equivalent design mix) | 3 | cum
5.19 | Nominal concrete 1:4:8 or leaner mix (i/c equivalent design mix) |  | 6 | cum | 1086.89 |  |  | Excess(+) | 1 | Full Conversion | INR | [40 empty] | #VALUE! | #VALUE! | #VALUE! | 5.19 | Nominal concrete 1:4:8 or leaner mix (i/c equivalent design mix) | 6 | cum
5.2 | Demolishing R.C.C. work manually/ by mechanical means including stacking of steel bars and disposal of unserviceable material within 50 metres lead as per direction of Engineer - in- charge. |  | 3 | cum | 2567.38 |  |  | Excess(+) | 1 | Full Conversion | INR | [40 empty] | #VALUE! | #VALUE! | #VALUE! | 5.2 | Demolishing R.C.C. work manually/ by mechanical means including stacking of steel bars and disposal of unserviceable material within 50 metres lead as per direction of Engineer - in- charge. | 3 | cum
5.21 | Demolishing R.B. work manually/ by mechanical means including stacking of steel bars and disposal of unserviceable material within 50 metres lead as per direction of Engineer-in- charge. |  | 0.5 | cum | 2296.76 |  |  | Excess(+) | 1 | Full Conversion | INR | [40 empty] | #VALUE! | #VALUE! | #VALUE! | 5.21 | Demolishing R.B. work manually/ by mechanical means including stacking of steel bars and disposal of unserviceable material within 50 metres lead as per direction of Engineer-in- charge. | 0.5 | cum
5.22 | Demolishing brick work manually/ by mechanical means including stacking of serviceable material and disposal of unserviceable material within 50 metres lead as per direction of Engineer-in-charge. | [53 empty] | 5.22 | Demolishing brick work manually/ by mechanical means including stacking of serviceable material and disposal of unserviceable material within 50 metres lead as per direction of Engineer-in-charge.
5.23 | In cement mortar |  | 6.22 | cum | 1489.22 |  |  | Excess(+) | 1 | Full Conversion | INR | [40 empty] | #VALUE! | #VALUE! | #VALUE! | 5.23 | In cement mortar | 6.22 | cum
5.24 | Dismantling doors, windows and clerestory windows (steel or wood) shutter including chowkhats, architrave, holdfasts etc. complete and stacking within 50 metres lead : | [53 empty] | 5.24 | Dismantling doors, windows and clerestory windows (steel or wood) shutter including chowkhats, architrave, holdfasts etc. complete and stacking within 50 metres lead :
5.25 | Of area 3 sq. metres and below |  | 5 | each | 265.41 |  |  | Excess(+) | 1 | Full Conversion | INR | [40 empty] | #VALUE! | #VALUE! | #VALUE! | 5.25 | Of area 3 sq. metres and below | 5 | each
5.26 | Taking out doors, windows and clerestory window shutters (steel or wood) including stacking within 50 metres lead : | [53 empty] | 5.26 | Taking out doors, windows and clerestory window shutters (steel or wood) including stacking within 50 metres lead :
5.27 | Of area 3 sq. metres and below |  | 50 | each | 103.73 |  |  | Excess(+) | 1 | Full Conversion | INR | [40 empty] | #VALUE! | #VALUE! | #VALUE! | 5.27 | Of area 3 sq. metres and below | 50 | each
5.28 | Dismantling steel work in single sections including dismembering and stacking within 50 metres lead in: | [53 empty] | 5.28 | Dismantling steel work in single sections including dismembering and stacking within 50 metres lead in:
5.29 | Channels, angles, tees and flats |  | 75 | kg | 1.67 |  |  | Excess(+) | 1 | Full Conversion | INR | [40 empty] | #VALUE! | #VALUE! | #VALUE! | 5.29 | Channels, angles, tees and flats | 75 | kg
5.3 | Dismantling steel work in built up sections in angles, tees, flats and channels including all gusset plates, bolts, nuts, cutting rivets, welding etc. including dismembering and stacking within 50 metres lead. |  | 75 | kg | 4.08 |  |  | Excess(+) | 1 | Full Conversion | INR | [40 empty] | #VALUE! | #VALUE! | #VALUE! | 5.3 | Dismantling steel work in built up sections in angles, tees, flats and channels including all gusset plates, bolts, nuts, cutting rivets, welding etc. including dismembering and stacking within 50 metres lead. | 75 | kg
5.31 | Dismantling steel work manually/ by mechanical means in built up sections without dismembering and stacking within 50 metres lead as per direction of Engineer-in-charge. |  | 75 | kg | 2.81 |  |  | Excess(+) | 1 | Full Conversion | INR | [40 empty] | #VALUE! | #VALUE! | #VALUE! | 5.31 | Dismantling steel work manually/ by mechanical means in built up sections without dismembering and stacking within 50 metres lead as per direction of Engineer-in-charge. | 75 | kg
5.32 | Dismantling tile work in floors and roofs laid in cement mortar including stacking material within 50 metres lead. | [53 empty] | 5.32 | Dismantling tile work in floors and roofs laid in cement mortar including stacking material within 50 metres lead.
5.33 | For thickness of tiles 10 mm to 25 mm |  | 55.5 | sqm | 53.05 |  |  | Excess(+) | 1 | Full Conversion | INR | [40 empty] | #VALUE! | #VALUE! | #VALUE! | 5.33 | For thickness of tiles 10 mm to 25 mm | 55.5 | sqm
5.34 | For thickness of tiles above 25 mm and up to 40 mm |  | 45.25 | sqm | 81.89 |  |  | Excess(+) | 1 | Full Conversion | INR | [40 empty] | #VALUE! | #VALUE! | #VALUE! | 5.34 | For thickness of tiles above 25 mm and up to 40 mm | 45.25 | sqm
5.35 | Demolishing dry brick pitching in floors, drains etc. including stacking of serviceable material and disposal of unserviceable material within 50 metres lead : |  | 56 | cum | 952.61 |  |  | Excess(+) | 1 | Full Conversion | INR | [40 empty] | #VALUE! | #VALUE! | #VALUE! | 5.35 | Demolishing dry brick pitching in floors, drains etc. including stacking of serviceable material and disposal of unserviceable material within 50 metres lead : | 56 | cum
5.36 | Demolishing brick tile covering in terracing including stacking of serviceable material and disposal of unserviceable material within 50 metres lead. |  | 25 | sqm | 76.11 |  |  | Excess(+) | 1 | Full Conversion | INR | [40 empty] | #VALUE! | #VALUE! | #VALUE! | 5.36 | Demolishing brick tile covering in terracing including stacking of serviceable material and disposal of unserviceable material within 50 metres lead. | 25 | sqm
5.37 | Demolishing mud phaska in terracing and disposal of material within 50 metres lead. |  | 5.65 | cum | 660.89 |  |  | Excess(+) | 1 | Full Conversion | INR | [40 empty] | #VALUE! | #VALUE! | #VALUE! | 5.37 | Demolishing mud phaska in terracing and disposal of material within 50 metres lead. | 5.65 | cum
5.38 | Dismantling roofing including ridges, hips, valleys and gutters etc., and stacking the material within 50 metres lead of: | [53 empty] | 5.38 | Dismantling roofing including ridges, hips, valleys and gutters etc., and stacking the material within 50 metres lead of:
5.39 | G.S. Sheet |  | 7.25 | sqm | 119.25 |  |  | Excess(+) | 1 | Full Conversion | INR | [40 empty] | #VALUE! | #VALUE! | #VALUE! | 5.39 | G.S. Sheet | 7.25 | sqm
5.4 | Asbestos Cement sheet |  | 10.26 | sqm | 55.9 |  |  | Excess(+) | 1 | Full Conversion | INR | [40 empty] | #VALUE! | #VALUE! | #VALUE! | 5.4 | Asbestos Cement sheet | 10.26 | sqm
5.41 | Dismantling and stacking within 50 metres lead, fencing posts or struts including all earth work and dismantling of concrete etc. in base of: | [53 empty] | 5.41 | Dismantling and stacking within 50 metres lead, fencing posts or struts including all earth work and dismantling of concrete etc. in base of:
5.42 | T' or 'L' iron or pipe |  | 10 | each | 169.18 |  |  | Excess(+) | 1 | Full Conversion | INR | [40 empty] | #VALUE! | #VALUE! | #VALUE! | 5.42 | T' or 'L' iron or pipe | 10 | each
5.43 | Dismantling barbed wire or flexible wire rope in fencing including making rolls and stacking within 50 metres lead. |  | 50 | kg | 26.61 |  |  | Excess(+) | 1 | Full Conversion | INR | [40 empty] | #VALUE! | #VALUE! | #VALUE! | 5.43 | Dismantling barbed wire or flexible wire rope in fencing including making rolls and stacking within 50 metres lead. | 50 | kg
5.44 | Dismantling C.I. or asbestos rain water pipe with fittings and clamps including stacking the material within 50 metres lead : | [53 empty] | 5.44 | Dismantling C.I. or asbestos rain water pipe with fittings and clamps including stacking the material within 50 metres lead :
5.45 | 75 to 80 mm dia pipe |  | 5 | metre | 54.71 |  |  | Excess(+) | 1 | Full Conversion | INR | [40 empty] | #VALUE! | #VALUE! | #VALUE! | 5.45 | 75 to 80 mm dia pipe | 5 | metre
5.46 | 100 mm dia pipe |  | 5 | metre | 56.38 |  |  | Excess(+) | 1 | Full Conversion | INR | [40 empty] | #VALUE! | #VALUE! | #VALUE! | 5.46 | 100 mm dia pipe | 5 | metre
5.47 | Dismantling G.I. pipes (external work) including excavation and refilling trenches after taking out the pipes, manually/ by mechanical means including stacking of pipes within 50 metres lead as per direction of Engineer-in-charge : | [53 empty] | 5.47 | Dismantling G.I. pipes (external work) including excavation and refilling trenches after taking out the pipes, manually/ by mechanical means including stacking of pipes within 50 metres lead as per direction of Engineer-in-charge :
5.48 | 15 mm to 40 mm nominal bore |  | 75 | metre | 108.81 |  |  | Excess(+) | 1 | Full Conversion | INR | [40 empty] | #VALUE! | #VALUE! | #VALUE! | 5.48 | 15 mm to 40 mm nominal bore | 75 | metre
5.49 | Dismantling C.I. pipes including excavation and refilling trenches after taking out the pipes, manually/ by mechanical means breaking lead caulked joints, melting of lead and making into blocks including stacking of pipes & lead at site within 50 metre lead as per direction of Engineer-in-charge: | [53 empty] | 5.49 | Dismantling C.I. pipes including excavation and refilling trenches after taking out the pipes, manually/ by mechanical means breaking lead caulked joints, melting of lead and making into blocks including stacking of pipes & lead at site within 50 metre lead as per direction of Engineer-in-charge:
5.5 | Up to 150 mm diameter |  | 0.5 | metre | 298.73 |  |  | Excess(+) | 1 | Full Conversion | INR | [40 empty] | #VALUE! | #VALUE! | #VALUE! | 5.5 | Up to 150 mm diameter | 0.5 | metre
5.51 | Dismantling of flushing cistern of all types (C.I./PVC/Vitrious China) including stacking of useful materials near the site and disposal of unserviceable materials within 50 metres lead. |  | 2 | each | 652.87 |  |  | Excess(+) | 1 | Full Conversion | INR | [40 empty] | #VALUE! | #VALUE! | #VALUE! | 5.51 | Dismantling of flushing cistern of all types (C.I./PVC/Vitrious China) including stacking of useful materials near the site and disposal of unserviceable materials within 50 metres lead. | 2 | each
5.52 | Dismantling old plaster or skirting raking out joints and cleaning the surface for plaster including disposal of rubbish to the dumping ground within 50 metres lead. |  | 75 | sqm | 39.5 |  |  | Excess(+) | 1 | Full Conversion | INR | [40 empty] | #VALUE! | #VALUE! | #VALUE! | 5.52 | Dismantling old plaster or skirting raking out joints and cleaning the surface for plaster including disposal of rubbish to the dumping ground within 50 metres lead. | 75 | sqm
5.53 | Dismantling aluminium/ Gypsum partitions, doors, windows, fixed glazing and false ceiling including disposal of unserviceable material and stacking of serviceable material with in 50 meters lead as directed by Engineer-in-charge. |  | 5 | sqm | 40.77 |  |  | Excess(+) | 1 | Full Conversion | INR | [40 empty] | #VALUE! | #VALUE! | #VALUE! | 5.53 | Dismantling aluminium/ Gypsum partitions, doors, windows, fixed glazing and false ceiling including disposal of unserviceable material and stacking of serviceable material with in 50 meters lead as directed by Engineer-in-charge. | 5 | sqm
5.54 | Demolishing R.C.C. work by mechanical means and stockpiling at designated locations and disposal of dismantled materials up to a lead of 1 kilometre, stacking serviceable and unserviceable material separately including cutting reinforcement bars. |  | 0.75 | cum | 2041.69 |  |  | Excess(+) | 1 | Full Conversion | INR | [40 empty] | #VALUE! | #VALUE! | #VALUE! | 5.54 | Demolishing R.C.C. work by mechanical means and stockpiling at designated locations and disposal of dismantled materials up to a lead of 1 kilometre, stacking serviceable and unserviceable material separately including cutting reinforcement bars. | 0.75 | cum
5.55 | Disposal of building rubbish / malba / similar unserviceable, dismantled or waste materials by mechanical means, including loading, transporting, unloading to approved municipal dumping ground or as approved by Engineer-in-charge, beyond 50 m initial lead, for all leads including all lifts involved. |  | 50 | cum | 192.33 |  |  | Excess(+) | 1 | Full Conversion | INR | [40 empty] | #VALUE! | #VALUE! | #VALUE! | 5.55 | Disposal of building rubbish / malba / similar unserviceable, dismantled or waste materials by mechanical means, including loading, transporting, unloading to approved municipal dumping ground or as approved by Engineer-in-charge, beyond 50 m initial lead, for all leads including all lifts involved. | 50 | cum
5.56 | Sub-Total | [53 empty] | 5.56 | Sub-Total
5.57 | ROAD WORK | [53 empty] | 5.57 | ROAD WORK
5.58 | Fencing with angle iron post placed at required distance embeddedin cement concrete blocks, every 15th post, last but one end postand corner post shall be strutted on both sides and end post on oneside only and provided with horizontal lines and two diagonalsinterwoven with horizontal wires, of barbed wire weighing 9.38 kg per100 m (minimum), between the two posts fitted and fixed with G.I.staples, turn buckles etc. complete. (Cost of posts, struts, earthwork and concrete work to be paid for separately). Payment to bemade per metre cost of total length of barbed wire used. | [53 empty] | 5.58 | Fencing with angle iron post placed at required distance embeddedin cement concrete blocks, every 15th post, last but one end postand corner post shall be strutted on both sides and end post on oneside only and provided with horizontal lines and two diagonalsinterwoven with horizontal wires, of barbed wire weighing 9.38 kg per100 m (minimum), between the two posts fitted and fixed with G.I.staples, turn buckles etc. complete. (Cost of posts, struts, earthwork and concrete work to be paid for separately). Payment to bemade per metre cost of total length of barbed wire used.
5.59 | With G.I. barbed wire |  | 25000 | metre | 17.19 |  |  | Excess(+) | 1 | Full Conversion | INR | [40 empty] | #VALUE! | #VALUE! | #VALUE! | 5.59 | With G.I. barbed wire | 25000 | metre
5.6 | Supplying at site Angle iron post & strut of required size includingbottom to be split and bent at right angle in opposite direction for 10cm length and drilling holes upto 10 mm dia. etc. complete. |  | 150 | kg | 87.64 |  |  | Excess(+) | 1 | Full Conversion | INR | [40 empty] | #VALUE! | #VALUE! | #VALUE! | 5.6 | Supplying at site Angle iron post & strut of required size includingbottom to be split and bent at right angle in opposite direction for 10cm length and drilling holes upto 10 mm dia. etc. complete. | 150 | kg
5.61 | Welded steel wire fabric fencing with posts of specified material andof standard design placed and embedded in cement concrete blocks45x45x 60 cm of mix 1:5:10 (1 cement:5 fine sand : 10 graded stoneaggregate 40 mm nominal size), every 15th post, last but one endpost and corner post shall be strutted on both sides and end post onone side only and struts embedded in cement concrete blocks70x45x50 cm of the same mix, provided with welded steel wire fabricfixed between the posts fitted and fixed with G.I. staples on woodenplugs or tied to 6 mm bar nibs with G.I. binding wire (cost of posts,welded steel wire fabric, painting, earth work in excavation andconcrete to be paid for separately). |  | 20 | sqm | 48.22 |  |  | Excess(+) | 1 | Full Conversion | INR | [40 empty] | #VALUE! | #VALUE! | #VALUE! | 5.61 | Welded steel wire fabric fencing with posts of specified material andof standard design placed and embedded in cement concrete blocks45x45x 60 cm of mix 1:5:10 (1 cement:5 fine sand : 10 graded stoneaggregate 40 mm nominal size), every 15th post, last but one endpost and corner post shall be strutted on both sides and end post onone side only and struts embedded in cement concrete blocks70x45x50 cm of the same mix, provided with welded steel wire fabricfixed between the posts fitted and fixed with G.I. staples on woodenplugs or tied to 6 mm bar nibs with G.I. binding wire (cost of posts,welded steel wire fabric, painting, earth work in excavation andconcrete to be paid for separately). | 20 | sqm
5.62 | Providing and fixing pre-moulded joint filler in expansion joints ofRCC roads / CC pavements after making the joints dust free withhigh pressure air jet cleaners, all complete as per direction of theEngineer-in-Charge. (Pre-moulded joint fillers shall be made of bitumenhot sealing compound impregnated fibre board having impregnationmore than 35%, conforming to IS:1838 for fibre board and IS: 1834for hot sealing bitumen compound grade A.) |  | 5 | per cmdepth percm widthper metrelength | 4.12 |  |  | Excess(+) | 1 | Full Conversion | INR | [40 empty] | #VALUE! | #VALUE! | #VALUE! | 5.62 | Providing and fixing pre-moulded joint filler in expansion joints ofRCC roads / CC pavements after making the joints dust free withhigh pressure air jet cleaners, all complete as per direction of theEngineer-in-Charge. (Pre-moulded joint fillers shall be made of bitumenhot sealing compound impregnated fibre board having impregnationmore than 35%, conforming to IS:1838 for fibre board and IS: 1834for hot sealing bitumen compound grade A.) | 5 | per cmdepth percm widthper metrelength
5.63 | Providing and filling in position rubberized bitumen hot sealingcompound for sealing of expansion joints in roads / pavements allcomplete as per direction of the Engineer-in-Charge. | [53 empty] | 5.63 | Providing and filling in position rubberized bitumen hot sealingcompound for sealing of expansion joints in roads / pavements allcomplete as per direction of the Engineer-in-Charge.
5.64 | Using grade 'A' sealing compound conforming to IS: 1834. |  | 5 | per cmdepth percm widthper metrelength | 6.58 |  |  | Excess(+) | 1 | Full Conversion | INR | [40 empty] | #VALUE! | #VALUE! | #VALUE! | 5.64 | Using grade 'A' sealing compound conforming to IS: 1834. | 5 | per cmdepth percm widthper metrelength
5.65 | Providing and fixing concertina coil fencing with punched tapeconcertina coil 600 mm dia 10 metre openable length ( total length90 m), having 50 nos rounds per 6 metre length, upto 3 m height ofwall with existing angle iron 'Y' shaped placed 2.4m or 3.00 m apartand with 9 horizontal R.B.T. reinforced barbed wire, stud tied withG.I. staples and G.I. clips to retain horizontal, including necessarybolts or G.I. barbed wire tied to angle iron, all complete as per directionof Engineer-in-charge, with reinforced barbed tape(R.B.T.) / Springcore (2.5mm thick) wire of high tensile strength of 165 kg/ sq.mmwith tape (0.52 mm thick) and weight 43.478 gm/ metre (cost ofM.S. angle, C.C. blocks shall be paid separately) |  | 5 | metre | 266.24 |  |  | Excess(+) | 1 | Full Conversion | INR | [40 empty] | #VALUE! | #VALUE! | #VALUE! | 5.65 | Providing and fixing concertina coil fencing with punched tapeconcertina coil 600 mm dia 10 metre openable length ( total length90 m), having 50 nos rounds per 6 metre length, upto 3 m height ofwall with existing angle iron 'Y' shaped placed 2.4m or 3.00 m apartand with 9 horizontal R.B.T. reinforced barbed wire, stud tied withG.I. staples and G.I. clips to retain horizontal, including necessarybolts or G.I. barbed wire tied to angle iron, all complete as per directionof Engineer-in-charge, with reinforced barbed tape(R.B.T.) / Springcore (2.5mm thick) wire of high tensile strength of 165 kg/ sq.mmwith tape (0.52 mm thick) and weight 43.478 gm/ metre (cost ofM.S. angle, C.C. blocks shall be paid separately) | 5 | metre
5.66 | Providing and fixing G.I. chain link fabric fencing of required width inmesh size 50x50 mm including strengthening with 2 mm dia wire ornuts, bolts and washers as required complete as per the direction ofEngineer-in-charge. | [53 empty] | 5.66 | Providing and fixing G.I. chain link fabric fencing of required width inmesh size 50x50 mm including strengthening with 2 mm dia wire ornuts, bolts and washers as required complete as per the direction ofEngineer-in-charge.
5.67 | Made of G.I. wire of dia 4 mm |  | 10 | sqm | 753.62 |  |  | Excess(+) | 1 | Full Conversion | INR | [40 empty] | #VALUE! | #VALUE! | #VALUE! | 5.67 | Made of G.I. wire of dia 4 mm | 10 | sqm
5.68 | Providing and erecting 2.00 metre high temporary barricading at site;each panel of size 2.50mx2.00m made of 40x40x6mm angle iron or50x50x3mm hollow MS tube posts/horizontal members/bracingscovered with 1.63mm thick MS sheet. The sheet shall be fixed with30x5mm MS flat by suitable welding/riveting. The panels shall bemade so that gap of 50cm above the ground is available makingoverall height as 2.5m. MS channel ISLC 75 @ 5.70 kg/m, 50cmlong shall be provided at the bottom having oval shaped holes of size50x25mm at both ends with 50cm long MS angle 40x40x6mmbracing. Suitable arrangement shall be made to fix the barricading toavoid from overturning by providing 250mm long expansion fastenersat both ends. The work shall be executed as per drawing/direction of Engineer-in-Charge which includes writing and painting, arrangementfor traffic diversion such as traffic signals during construction at sitefor day and night, glow lamps, reflective signs, marking, flags, cautiontape as directed by the Engineer-in-Charge. The barricading providedshall be retained in position at site continuously i/c shifting ofbarricading from one location to another location as many times asrequired during the execution of the entire work till its completion.Rate include its maintenance for damages, painting, all incidentals,labour materials, equipments and works required to execute the job.The barricading shall not be removed without prior approval of Engineer-(Note :- One time payment shall be made for providing barricadingfrom start of work till completion of work i/c shifting. The barricadingprovided shall remain to be the property of the contractor on completion in-Charge.of the work). |  | 1 | metre | 2479.09 |  |  | Excess(+) | 1 | Full Conversion | INR | [40 empty] | #VALUE! | #VALUE! | #VALUE! | 5.68 | Providing and erecting 2.00 metre high temporary barricading at site;each panel of size 2.50mx2.00m made of 40x40x6mm angle iron or50x50x3mm hollow MS tube posts/horizontal members/bracingscovered with 1.63mm thick MS sheet. The sheet shall be fixed with30x5mm MS flat by suitable welding/riveting. The panels shall bemade so that gap of 50cm above the ground is available makingoverall height as 2.5m. MS channel ISLC 75 @ 5.70 kg/m, 50cmlong shall be provided at the bottom having oval shaped holes of size50x25mm at both ends with 50cm long MS angle 40x40x6mmbracing. Suitable arrangement shall be made to fix the barricading toavoid from overturning by providing 250mm long expansion fastenersat both ends. The work shall be executed as per drawing/direction of Engineer-in-Charge which includes writing and painting, arrangementfor traffic diversion such as traffic signals during construction at sitefor day and night, glow lamps, reflective signs, marking, flags, cautiontape as directed by the Engineer-in-Charge. The barricading providedshall be retained in position at site continuously i/c shifting ofbarricading from one location to another location as many times asrequired during the execution of the entire work till its completion.Rate include its maintenance for damages, painting, all incidentals,labour materials, equipments and works required to execute the job.The barricading shall not be removed without prior approval of Engineer-(Note :- One time payment shall be made for providing barricadingfrom start of work till completion of work i/c shifting. The barricadingprovided shall remain to be the property of the contractor on completion in-Charge.of the work). | 1 | metre
5.69 | Providing and laying matt finished vitrified tile of size 300x300x9.8mm having with water absorption less than 0.5% and conforming to IS: 15622 of approved make in all colours and shades in for outdoor floors such as footpath, court yard, multi modals location etc., laid on 20mm thick base of cement mortar 1:4 (1 cement : 4 coarse sand) in all shapes & patterns including grouting the joints with white cement mixed with matching pigments etc. complete as per direction of Engineer-in-Charge. |  | 1 | sqm | 1096.67 |  |  | Excess(+) | 1 | Full Conversion | INR | [40 empty] | #VALUE! | #VALUE! | #VALUE! | 5.69 | Providing and laying matt finished vitrified tile of size 300x300x9.8mm having with water absorption less than 0.5% and conforming to IS: 15622 of approved make in all colours and shades in for outdoor floors such as footpath, court yard, multi modals location etc., laid on 20mm thick base of cement mortar 1:4 (1 cement : 4 coarse sand) in all shapes & patterns including grouting the joints with white cement mixed with matching pigments etc. complete as per direction of Engineer-in-Charge. | 1 | sqm
5.7 | Providing and laying tactile tile (for vision impaired persons as per standards) of size 300x300x9.8mm having with water absorption less than 0.5% and conforming to IS:15622 of approved make in all colours and shades in for outdoor floors such as footpath, court yard, multi modals location etc., laid on 20mm thick base of cement mortar 1:4 (1 cement : 4 coarse sand) in all shapes & patterns including grouting the joints with white cement mixed with matching pigments etc. complete as per direction of Engineer-in-Charge. |  | 5 | sqm | 1507.23 |  |  | Excess(+) | 1 | Full Conversion | INR | [40 empty] | #VALUE! | #VALUE! | #VALUE! | 5.7 | Providing and laying tactile tile (for vision impaired persons as per standards) of size 300x300x9.8mm having with water absorption less than 0.5% and conforming to IS:15622 of approved make in all colours and shades in for outdoor floors such as footpath, court yard, multi modals location etc., laid on 20mm thick base of cement mortar 1:4 (1 cement : 4 coarse sand) in all shapes & patterns including grouting the joints with white cement mixed with matching pigments etc. complete as per direction of Engineer-in-Charge. | 5 | sqm
5.71 | Sub-Total | [53 empty] | 5.71 | Sub-Total
5.72 | SANITARY INSTALLATIONS | [53 empty] | 5.72 | SANITARY INSTALLATIONS
5.73 | Providing and fixing water closet squatting pan (Indian type W.C.pan ) with 100 mm sand cast Iron P or S trap, 10 litre low level whiteP.V.C. flushing cistern, including flush pipe, with manually controlleddevice (handle lever) conforming to IS : 7231, with all fittings andfixtures complete, including cutting and making good the walls andfloors wherever required: | [53 empty] | 5.73 | Providing and fixing water closet squatting pan (Indian type W.C.pan ) with 100 mm sand cast Iron P or S trap, 10 litre low level whiteP.V.C. flushing cistern, including flush pipe, with manually controlleddevice (handle lever) conforming to IS : 7231, with all fittings andfixtures complete, including cutting and making good the walls andfloors wherever required:
5.74 | White Vitreous china Orissa pattern W.C. pan of size580x440 mm with integral type foot rests |  | 5 | each | 5069.14 |  |  | Excess(+) | 1 | Full Conversion | INR | [40 empty] | #VALUE! | #VALUE! | #VALUE! | 5.74 | White Vitreous china Orissa pattern W.C. pan of size580x440 mm with integral type foot rests | 5 | each
5.75 | Providing and fixing white vitreous china pedestal type water closet(European type W.C. pan) with seat and lid, 10 litre low level whiteP.V.C. flushing cistern, including flush pipe, with manually controlleddevice (handle lever), conforming to IS : 7231, with all fittings andfixtures complete, including cutting and making good the walls andfloors wherever required : | [53 empty] | 5.75 | Providing and fixing white vitreous china pedestal type water closet(European type W.C. pan) with seat and lid, 10 litre low level whiteP.V.C. flushing cistern, including flush pipe, with manually controlleddevice (handle lever), conforming to IS : 7231, with all fittings andfixtures complete, including cutting and making good the walls andfloors wherever required :
5.76 | W.C. pan with ISI marked white solid plastic seat and lid |  | 5 | each | 4858 |  |  | Excess(+) | 1 | Full Conversion | INR | [40 empty] | #VALUE! | #VALUE! | #VALUE! | 5.76 | W.C. pan with ISI marked white solid plastic seat and lid | 5 | each
5.77 | Providing and fixing white vitreous china flat back or wall corner typelipped front urinal basin of 430x260x350 mm and 340x410x265 mmsizes respectively with automatic flushing cistern with standard flushpipe and C.P. brass spreaders with brass unions and G.I clampscomplete, including painting of fittings and brackets, cutting andmaking good the walls and floors wherever required : | [53 empty] | 5.77 | Providing and fixing white vitreous china flat back or wall corner typelipped front urinal basin of 430x260x350 mm and 340x410x265 mmsizes respectively with automatic flushing cistern with standard flushpipe and C.P. brass spreaders with brass unions and G.I clampscomplete, including painting of fittings and brackets, cutting andmaking good the walls and floors wherever required :
5.78 | One urinal basin with 5 litre white P.V.C. automatic flushing cistern |  | 1 | each | 4619.77 |  |  | Excess(+) | 1 | Full Conversion | INR | [40 empty] | #VALUE! | #VALUE! | #VALUE! | 5.78 | One urinal basin with 5 litre white P.V.C. automatic flushing cistern | 1 | each
5.79 | Providing and fixing white vitreous china flat back half stall urinal ofsize 580x380x350 mm with white PVC automatic flushing cistern,with fittings, standard size C.P. brass flush pipe, spreaders withunions and clamps (all in C.P. brass) with waste fitting as per IS :2556, C.I. trap with outlet grating and other couplings in C.P. brass,including painting of fittings and cutting and making good the wallsand floors wherever required : | [53 empty] | 5.79 | Providing and fixing white vitreous china flat back half stall urinal ofsize 580x380x350 mm with white PVC automatic flushing cistern,with fittings, standard size C.P. brass flush pipe, spreaders withunions and clamps (all in C.P. brass) with waste fitting as per IS :2556, C.I. trap with outlet grating and other couplings in C.P. brass,including painting of fittings and cutting and making good the wallsand floors wherever required :
5.8 | Single half stall urinal with 5 litre P.V.C. automaticflushing cistern |  | 1 | each | 8880.58 |  |  | Excess(+) | 1 | Full Conversion | INR | [40 empty] | #VALUE! | #VALUE! | #VALUE! | 5.8 | Single half stall urinal with 5 litre P.V.C. automaticflushing cistern | 1 | each
5.81 | Providing and fixing wash basin with C.I. brackets, 15 mm C.P. brasspillar taps, 32 mm C.P. brass waste of standard pattern, includingpainting of fittings and brackets, cutting and making good the wallswherever require: | [53 empty] | 5.81 | Providing and fixing wash basin with C.I. brackets, 15 mm C.P. brasspillar taps, 32 mm C.P. brass waste of standard pattern, includingpainting of fittings and brackets, cutting and making good the wallswherever require:
5.82 | White Vitreous China Wash basin size 550x400 mmwith a pair of 15 mm C.P. brass pillar taps |  | 2 | each | 1789.43 |  |  | Excess(+) | 1 | Full Conversion | INR | [40 empty] | #VALUE! | #VALUE! | #VALUE! | 5.82 | White Vitreous China Wash basin size 550x400 mmwith a pair of 15 mm C.P. brass pillar taps | 2 | each
5.83 | White Vitreous China Flat back wash basin size 550x400 mm with single 15 mm C.P. brass pillar tap |  | 2 | each | 1472.69 |  |  | Excess(+) | 1 | Full Conversion | INR | [40 empty] | #VALUE! | #VALUE! | #VALUE! | 5.83 | White Vitreous China Flat back wash basin size 550x400 mm with single 15 mm C.P. brass pillar tap | 2 | each
5.84 | Providing and fixing wash basin with C.I. brackets, 15 mm dia CPBrass single hole basin mixer of approved quality and make, includingpainting of fittings and brackets, cutting and making good the wallswherever required:-(a) White Vitreous China Wash basin size 550x400 mm with a15 mm CP Brass single hole basin mixer |  | 10 | each | 3032.92 |  |  | Excess(+) | 1 | Full Conversion | INR | [40 empty] | #VALUE! | #VALUE! | #VALUE! | 5.84 | Providing and fixing wash basin with C.I. brackets, 15 mm dia CPBrass single hole basin mixer of approved quality and make, includingpainting of fittings and brackets, cutting and making good the wallswherever required:-(a) White Vitreous China Wash basin size 550x400 mm with a15 mm CP Brass single hole basin mixer | 10 | each
5.85 | Providing and fixing Stainless Steel A ISI 304 (18/8) kitchen sink asper IS:13983 with C.I. brackets and stainless steel plug 40 mm,including painting of fittings and brackets, cutting and making goodthe walls wherever required : | [53 empty] | 5.85 | Providing and fixing Stainless Steel A ISI 304 (18/8) kitchen sink asper IS:13983 with C.I. brackets and stainless steel plug 40 mm,including painting of fittings and brackets, cutting and making goodthe walls wherever required :
5.86 | Kitchen sink with drain board | [53 empty] | 5.86 | Kitchen sink with drain board
5.87 | 510x1040 mm bowl depth 250 mm |  | 2 | each | 5268.26 |  |  | Excess(+) | 1 | Full Conversion | INR | [40 empty] | #VALUE! | #VALUE! | #VALUE! | 5.87 | 510x1040 mm bowl depth 250 mm | 2 | each
5.88 | Providing and fixing white vitreous china laboratory sink with C.I. brackets, C.P. brass chain with rubber plug, 40 mm C.P brass waste and 40mm C.P. brass trap with necessary C.P. brass unions complete, including painting of fittings and brackets, cutting and making good the wall wherever required : | [53 empty] | 5.88 | Providing and fixing white vitreous china laboratory sink with C.I. brackets, C.P. brass chain with rubber plug, 40 mm C.P brass waste and 40mm C.P. brass trap with necessary C.P. brass unions complete, including painting of fittings and brackets, cutting and making good the wall wherever required :
5.89 | Size 600x450x200 mm |  | 2 | each | 4919.64 |  |  | Excess(+) | 1 | Full Conversion | INR | [40 empty] | #VALUE! | #VALUE! | #VALUE! | 5.89 | Size 600x450x200 mm | 2 | each
5.9 | Providing and fixing white vitreous china water closet squatting pan(Indian type) : | [53 empty] | 5.9 | Providing and fixing white vitreous china water closet squatting pan(Indian type) :
5.91 | Orissa pattern W.C. pan of size 580x440 mm |  | 2 | each | 2418.41 |  |  | Excess(+) | 1 | Full Conversion | INR | [40 empty] | #VALUE! | #VALUE! | #VALUE! | 5.91 | Orissa pattern W.C. pan of size 580x440 mm | 2 | each
5.92 | Providing and fixing white vitreous china pedestal type (Europeantype/ wash down type) water closet pan. |  | 1 | each | 2107.54 |  |  | Excess(+) | 1 | Full Conversion | INR | [40 empty] | #VALUE! | #VALUE! | #VALUE! | 5.92 | Providing and fixing white vitreous china pedestal type (Europeantype/ wash down type) water closet pan. | 1 | each
5.93 | Providing and fixing 8 mm dia C.P. / S.S. Jet with flexible tube upto1 metre long with S.S. triangular plate to Eureopean type W.C. ofquality and make as approved by Engineer - in - charge. |  | 1 | each | 262.47 |  |  | Excess(+) | 1 | Full Conversion | INR | [40 empty] | #VALUE! | #VALUE! | #VALUE! | 5.93 | Providing and fixing 8 mm dia C.P. / S.S. Jet with flexible tube upto1 metre long with S.S. triangular plate to Eureopean type W.C. ofquality and make as approved by Engineer - in - charge. | 1 | each
5.94 | Providing and fixing a pair of white vitreous china foot rests of standardpattern for squatting pan water closet : | [53 empty] | 5.94 | Providing and fixing a pair of white vitreous china foot rests of standardpattern for squatting pan water closet :
5.95 | 250x130x30 mm |  | 2 | pair | 192.55 |  |  | Excess(+) | 1 | Full Conversion | INR | [40 empty] | #VALUE! | #VALUE! | #VALUE! | 5.95 | 250x130x30 mm | 2 | pair
5.96 | Providing and fixing P.V.C. low level flushing cistern with manuallycontrolled device (handle lever) conforming to IS : 7231, with all fittingsand fixtures complete. | [53 empty] | 5.96 | Providing and fixing P.V.C. low level flushing cistern with manuallycontrolled device (handle lever) conforming to IS : 7231, with all fittingsand fixtures complete.
5.97 | 10 litre capacity - White |  | 5 | each | 897.02 |  |  | Excess(+) | 1 | Full Conversion | INR | [40 empty] | #VALUE! | #VALUE! | #VALUE! | 5.97 | 10 litre capacity - White | 5 | each
5.98 | Providing and fixing solid plastic seat with lid for pedestal type W.C.pan complete : | [53 empty] | 5.98 | Providing and fixing solid plastic seat with lid for pedestal type W.C.pan complete :
5.99 | White solid plastic seat with lid |  | 10 | each | 514.29 |  |  | Excess(+) | 1 | Full Conversion | INR | [40 empty] | #VALUE! | #VALUE! | #VALUE! | 5.99 | White solid plastic seat with lid | 10 | each
6 | Providing and fixing G.I. inlet connection for flush pipe connectingwith W.C. pan. |  | 1 | each | 115.43 |  |  | Excess(+) | 1 | Full Conversion | INR | [40 empty] | #VALUE! | #VALUE! | #VALUE! | 6 | Providing and fixing G.I. inlet connection for flush pipe connectingwith W.C. pan. | 1 | each
6.01 | Providing and fixing CP Brass 32mm size Bottle Trap of approvedquality & make and as per the direction of Engineer-in-charge. |  | 10 | each | 777.07 |  |  | Excess(+) | 1 | Full Conversion | INR | [40 empty] | #VALUE! | #VALUE! | #VALUE! | 6.01 | Providing and fixing CP Brass 32mm size Bottle Trap of approvedquality & make and as per the direction of Engineer-in-charge. | 10 | each
6.02 | Providing and fixing CP Brass Single lever telephonic wall mixer ofquality & make(a) 15 mm nominal dia as approved by Engineer in charge. |  | 10 | each | 5365.32 |  |  | Excess(+) | 1 | Full Conversion | INR | [40 empty] | #VALUE! | #VALUE! | #VALUE! | 6.02 | Providing and fixing CP Brass Single lever telephonic wall mixer ofquality & make(a) 15 mm nominal dia as approved by Engineer in charge. | 10 | each
6.03 | Providing and fixing white vitreous china flat back or wall corner typelipped front urinal basin of 430x260x350 mm or 340x410x265 mmsizes respectively. |  | 1 | each | 1212.01 |  |  | Excess(+) | 1 | Full Conversion | INR | [40 empty] | #VALUE! | #VALUE! | #VALUE! | 6.03 | Providing and fixing white vitreous china flat back or wall corner typelipped front urinal basin of 430x260x350 mm or 340x410x265 mmsizes respectively. | 1 | each
6.04 | Providing and fixing white vitreous china wash basin including makingall connections but excluding the cost of fittings : | [53 empty] | 6.04 | Providing and fixing white vitreous china wash basin including makingall connections but excluding the cost of fittings :
6.05 | Flat back wash basin of size 550x400 mm |  | 15 | each | 802.67 |  |  | Excess(+) | 1 | Full Conversion | INR | [40 empty] | #VALUE! | #VALUE! | #VALUE! | 6.05 | Flat back wash basin of size 550x400 mm | 15 | each
6.06 | Providing and fixing P.V.C. waste pipe for sink or wash basin includingP.V.C. waste fittings complete. | [53 empty] | 6.06 | Providing and fixing P.V.C. waste pipe for sink or wash basin includingP.V.C. waste fittings complete.
6.07 | Semi rigid pipe | [53 empty] | 6.07 | Semi rigid pipe
6.08 | 32 mm dia |  | 10 | each | 79.75 |  |  | Excess(+) | 1 | Full Conversion | INR | [40 empty] | #VALUE! | #VALUE! | #VALUE! | 6.08 | 32 mm dia | 10 | each
6.09 | 40 mm dia |  | 10 | each | 89.13 |  |  | Excess(+) | 1 | Full Conversion | INR | [40 empty] | #VALUE! | #VALUE! | #VALUE! | 6.09 | 40 mm dia | 10 | each
6.1 | Flexible pipe | [53 empty] | 6.1 | Flexible pipe
6.11 | 32 mm dia |  | 10 | each | 91.49 |  |  | Excess(+) | 1 | Full Conversion | INR | [40 empty] | #VALUE! | #VALUE! | #VALUE! | 6.11 | 32 mm dia | 10 | each
6.12 | 40 mm dia |  | 10 | each | 91.49 |  |  | Excess(+) | 1 | Full Conversion | INR | [40 empty] | #VALUE! | #VALUE! | #VALUE! | 6.12 | 40 mm dia | 10 | each
6.13 | Providing and fixing 600x450 mm beveled edge mirror of superiorglass (of approved quality) complete with 6 mm thick hard boardground fixed to wooden cleats with C.P. brass screws and washerscomplete. |  | 20 | each | 1237.31 |  |  | Excess(+) | 1 | Full Conversion | INR | [40 empty] | #VALUE! | #VALUE! | #VALUE! | 6.13 | Providing and fixing 600x450 mm beveled edge mirror of superiorglass (of approved quality) complete with 6 mm thick hard boardground fixed to wooden cleats with C.P. brass screws and washerscomplete. | 20 | each
6.14 | Providing and fixing mirror of superior glass (of approved quality) andof required shape and size with plastic moulded frame of approvedmake and shade with 6 mm thick hard board backing : | [53 empty] | 6.14 | Providing and fixing mirror of superior glass (of approved quality) andof required shape and size with plastic moulded frame of approvedmake and shade with 6 mm thick hard board backing :
6.15 | Rectangular shape 1500x450 mm |  | 2 | each | 1593.34 |  |  | Excess(+) | 1 | Full Conversion | INR | [40 empty] | #VALUE! | #VALUE! | #VALUE! | 6.15 | Rectangular shape 1500x450 mm | 2 | each
6.16 | Providing and fixing 600x120x5 mm glass shelf with edges round off,supported on anodised aluminium angle frame with C.P. brassbrackets and guard rail complete fixed with 40 mm long screws, rawlplugs etc., complete. |  | 1 | each | 826.09 |  |  | Excess(+) | 1 | Full Conversion | INR | [40 empty] | #VALUE! | #VALUE! | #VALUE! | 6.16 | Providing and fixing 600x120x5 mm glass shelf with edges round off,supported on anodised aluminium angle frame with C.P. brassbrackets and guard rail complete fixed with 40 mm long screws, rawlplugs etc., complete. | 1 | each
6.17 | Providing and fixing toilet paper holder : | [53 empty] | 6.17 | Providing and fixing toilet paper holder :
6.18 | C.P. brass |  | 10 | each | 596.93 |  |  | Excess(+) | 1 | Full Conversion | INR | [40 empty] | #VALUE! | #VALUE! | #VALUE! | 6.18 | C.P. brass | 10 | each
6.19 | Providing and fixing soil, waste and vent pipes : | [53 empty] | 6.19 | Providing and fixing soil, waste and vent pipes :
6.2 | 100 mm dia | [53 empty] | 6.2 | 100 mm dia
6.21 | Sand cast iron S&S pipe as per IS: 1729 |  | 15 | metre | 892.63 |  |  | Excess(+) | 1 | Full Conversion | INR | [40 empty] | #VALUE! | #VALUE! | #VALUE! | 6.21 | Sand cast iron S&S pipe as per IS: 1729 | 15 | metre
6.22 | Centrifugally cast (spun) iron socket &spigot (S&S) pipe as per IS: 3989 |  | 75 | metre | 944.67 |  |  | Excess(+) | 1 | Full Conversion | INR | [40 empty] | #VALUE! | #VALUE! | #VALUE! | 6.22 | Centrifugally cast (spun) iron socket &spigot (S&S) pipe as per IS: 3989 | 75 | metre
6.23 | 75 mm diameter : | [53 empty] | 6.23 | 75 mm diameter :
6.24 | Sand cast iron S&S pipe as per IS: 1729 |  | 15 | metre | 816.79 |  |  | Excess(+) | 1 | Full Conversion | INR | [40 empty] | #VALUE! | #VALUE! | #VALUE! | 6.24 | Sand cast iron S&S pipe as per IS: 1729 | 15 | metre
6.25 | Centrifugally cast (spun) iron socketed pipeas per IS: 3989 |  | 15 | metre | 913.72 |  |  | Excess(+) | 1 | Full Conversion | INR | [40 empty] | #VALUE! | #VALUE! | #VALUE! | 6.25 | Centrifugally cast (spun) iron socketed pipeas per IS: 3989 | 15 | metre
6.26 | Providing and filling the joints with spun yarn, cement slurry andcement mortar 1:2 ( 1 cement : 2 fine sand) in S.C.I./ C.I. Pipes : | [53 empty] | 6.26 | Providing and filling the joints with spun yarn, cement slurry andcement mortar 1:2 ( 1 cement : 2 fine sand) in S.C.I./ C.I. Pipes :
6.27 | 75 mm dia pipe |  | 5 | each | 121.61 |  |  | Excess(+) | 1 | Full Conversion | INR | [40 empty] | #VALUE! | #VALUE! | #VALUE! | 6.27 | 75 mm dia pipe | 5 | each
6.28 | 100 mm dia pipe |  | 5 | each | 143.31 |  |  | Excess(+) | 1 | Full Conversion | INR | [40 empty] | #VALUE! | #VALUE! | #VALUE! | 6.28 | 100 mm dia pipe | 5 | each
6.29 | Providing and fixing M.S. holder-bat clamps of approved design toSand Cast iron/cast iron (spun) pipe embedded in and includingcement concrete blocks 10x10x10 cm of 1:2:4 mix (1 cement : 2coarse sand : 4 graded stone aggregate 20 mm nominal size),including cost of cutting holes and making good the walls etc. : | [53 empty] | 6.29 | Providing and fixing M.S. holder-bat clamps of approved design toSand Cast iron/cast iron (spun) pipe embedded in and includingcement concrete blocks 10x10x10 cm of 1:2:4 mix (1 cement : 2coarse sand : 4 graded stone aggregate 20 mm nominal size),including cost of cutting holes and making good the walls etc. :
6.3 | For 100 mm dia pipe |  | 5 | each | 270.45 |  |  | Excess(+) | 1 | Full Conversion | INR | [40 empty] | #VALUE! | #VALUE! | #VALUE! | 6.3 | For 100 mm dia pipe | 5 | each
6.31 | For 75 mm dia pipe |  | 5 | each | 266.94 |  |  | Excess(+) | 1 | Full Conversion | INR | [40 empty] | #VALUE! | #VALUE! | #VALUE! | 6.31 | For 75 mm dia pipe | 5 | each
6.32 | Providing and fixing bend of required degree with access door, insertionrubber washer 3 mm thick, bolts and nuts complete. | [53 empty] | 6.32 | Providing and fixing bend of required degree with access door, insertionrubber washer 3 mm thick, bolts and nuts complete.
6.33 | 100 mm dia | [53 empty] | 6.33 | 100 mm dia
6.34 | Sand cast iron S&S as per IS - 1729 |  | 2 | each | 465.32 |  |  | Excess(+) | 1 | Full Conversion | INR | [40 empty] | #VALUE! | #VALUE! | #VALUE! | 6.34 | Sand cast iron S&S as per IS - 1729 | 2 | each
6.35 | Sand cast iron S&S as per IS - 3989 |  | 2 | each | 523.98 |  |  | Excess(+) | 1 | Full Conversion | INR | [40 empty] | #VALUE! | #VALUE! | #VALUE! | 6.35 | Sand cast iron S&S as per IS - 3989 | 2 | each
6.36 | 75 mm dia | [53 empty] | 6.36 | 75 mm dia
6.37 | Sand cast iron S&S as per IS - 1729 |  | 2 | each | 385.8 |  |  | Excess(+) | 1 | Full Conversion | INR | [40 empty] | #VALUE! | #VALUE! | #VALUE! | 6.37 | Sand cast iron S&S as per IS - 1729 | 2 | each
6.38 | Sand cast iron S&S as per IS- 3989 |  | 2 | each | 397.54 |  |  | Excess(+) | 1 | Full Conversion | INR | [40 empty] | #VALUE! | #VALUE! | #VALUE! | 6.38 | Sand cast iron S&S as per IS- 3989 | 2 | each
6.39 | Providing and fixing plain bend of required degree. | [53 empty] | 6.39 | Providing and fixing plain bend of required degree.
6.4 | 100 mm dia | [53 empty] | 6.4 | 100 mm dia
6.41 | Sand cast iron S&S as per IS - 1729 |  | 2 | each | 362.08 |  |  | Excess(+) | 1 | Full Conversion | INR | [40 empty] | #VALUE! | #VALUE! | #VALUE! | 6.41 | Sand cast iron S&S as per IS - 1729 | 2 | each
6.42 | Sand cast iron S&S as per IS : 3989 |  | 2 | each | 385.58 |  |  | Excess(+) | 1 | Full Conversion | INR | [40 empty] | #VALUE! | #VALUE! | #VALUE! | 6.42 | Sand cast iron S&S as per IS : 3989 | 2 | each
6.43 | 75 mm dia | [53 empty] | 6.43 | 75 mm dia
6.44 | Sand cast iron S&S as per IS -1729 |  | 2 | each | 273.17 |  |  | Excess(+) | 1 | Full Conversion | INR | [40 empty] | #VALUE! | #VALUE! | #VALUE! | 6.44 | Sand cast iron S&S as per IS -1729 | 2 | each
6.45 | Sand cast iron S&S as per IS - 3989 |  | 2 | each | 261.46 |  |  | Excess(+) | 1 | Full Conversion | INR | [40 empty] | #VALUE! | #VALUE! | #VALUE! | 6.45 | Sand cast iron S&S as per IS - 3989 | 2 | each
6.46 | Providing and fixing single equal plain junction of required degreewith access door, insertion rubber washer 3 mm thick, bolts andnuts complete. | [53 empty] | 6.46 | Providing and fixing single equal plain junction of required degreewith access door, insertion rubber washer 3 mm thick, bolts andnuts complete.
6.47 | 100x100x100 mm | [53 empty] | 6.47 | 100x100x100 mm
6.48 | Sand cast iron S&S as per IS - 1729 |  | 5 | each | 588.51 |  |  | Excess(+) | 1 | Full Conversion | INR | [40 empty] | #VALUE! | #VALUE! | #VALUE! | 6.48 | Sand cast iron S&S as per IS - 1729 | 5 | each
6.49 | Sand cast iron S&S as per IS - 3989 |  | 10 | each | 641.3 |  |  | Excess(+) | 1 | Full Conversion | INR | [40 empty] | #VALUE! | #VALUE! | #VALUE! | 6.49 | Sand cast iron S&S as per IS - 3989 | 10 | each
6.5 | 75x75x75 mm | [53 empty] | 6.5 | 75x75x75 mm
6.51 | Sand cast iron S&S as per IS - 1729 |  | 2 | each | 503.11 |  |  | Excess(+) | 1 | Full Conversion | INR | [40 empty] | #VALUE! | #VALUE! | #VALUE! | 6.51 | Sand cast iron S&S as per IS - 1729 | 2 | each
6.52 | Sand cast iron S&S as per IS - 3989 |  | 2 | each | 503.11 |  |  | Excess(+) | 1 | Full Conversion | INR | [40 empty] | #VALUE! | #VALUE! | #VALUE! | 6.52 | Sand cast iron S&S as per IS - 3989 | 2 | each
6.53 | Providing and fixing single equal plain junction of required degree : | [53 empty] | 6.53 | Providing and fixing single equal plain junction of required degree :
6.54 | 100x100x100 mm | [53 empty] | 6.54 | 100x100x100 mm
6.55 | Sand cast iron S&S as per IS - 1729 |  | 2 | each | 508.72 |  |  | Excess(+) | 1 | Full Conversion | INR | [40 empty] | #VALUE! | #VALUE! | #VALUE! | 6.55 | Sand cast iron S&S as per IS - 1729 | 2 | each
6.56 | Sand cast iron S&S as per IS - 3989 |  | 2 | each | 620.17 |  |  | Excess(+) | 1 | Full Conversion | INR | [40 empty] | #VALUE! | #VALUE! | #VALUE! | 6.56 | Sand cast iron S&S as per IS - 3989 | 2 | each
6.57 | 75x75x75 mm | [53 empty] | 6.57 | 75x75x75 mm
6.58 | Sand cast iron S&S as per IS - 1729 |  | 2 | each | 396.36 |  |  | Excess(+) | 1 | Full Conversion | INR | [40 empty] | #VALUE! | #VALUE! | #VALUE! | 6.58 | Sand cast iron S&S as per IS - 1729 | 2 | each
6.59 | Sand cast iron S&S as per IS - 3989 |  | 2 | each | 437.44 |  |  | Excess(+) | 1 | Full Conversion | INR | [40 empty] | #VALUE! | #VALUE! | #VALUE! | 6.59 | Sand cast iron S&S as per IS - 3989 | 2 | each
6.6 | Providing and fixing terminal guard : | [53 empty] | 6.6 | Providing and fixing terminal guard :
6.61 | 100 mm | [53 empty] | 6.61 | 100 mm
6.62 | Sand cast iron S&S as per IS - 1729 |  | 5 | each | 344.5 |  |  | Excess(+) | 1 | Full Conversion | INR | [40 empty] | #VALUE! | #VALUE! | #VALUE! | 6.62 | Sand cast iron S&S as per IS - 1729 | 5 | each
6.63 | Sand cast iron S&S as per IS - 3989 |  | 10 | each | 385.58 |  |  | Excess(+) | 1 | Full Conversion | INR | [40 empty] | #VALUE! | #VALUE! | #VALUE! | 6.63 | Sand cast iron S&S as per IS - 3989 | 10 | each
6.64 | 75 mm | [53 empty] | 6.64 | 75 mm
6.65 | Sand cast iron S&S as per IS - 1729 |  | 2 | each | 279.04 |  |  | Excess(+) | 1 | Full Conversion | INR | [40 empty] | #VALUE! | #VALUE! | #VALUE! | 6.65 | Sand cast iron S&S as per IS - 1729 | 2 | each
6.66 | Sand cast iron S&S as per IS - 3989 |  | 2 | each | 273.17 |  |  | Excess(+) | 1 | Full Conversion | INR | [40 empty] | #VALUE! | #VALUE! | #VALUE! | 6.66 | Sand cast iron S&S as per IS - 3989 | 2 | each
6.67 | Providing and fixing collar : | [53 empty] | 6.67 | Providing and fixing collar :
6.68 | 100 mm | [53 empty] | 6.68 | 100 mm
6.69 | Sand cast iron S&S as per IS - 1729 |  | 10 | each | 350.37 |  |  | Excess(+) | 1 | Full Conversion | INR | [40 empty] | #VALUE! | #VALUE! | #VALUE! | 6.69 | Sand cast iron S&S as per IS - 1729 | 10 | each
6.7 | Sand cast iron S&S as per IS - 3989 |  | 10 | each | 385.58 |  |  | Excess(+) | 1 | Full Conversion | INR | [40 empty] | #VALUE! | #VALUE! | #VALUE! | 6.7 | Sand cast iron S&S as per IS - 3989 | 10 | each
6.71 | 75 mm | [53 empty] | 6.71 | 75 mm
6.72 | Sand cast iron S&S as per IS - 1729 |  | 10 | each | 238.01 |  |  | Excess(+) | 1 | Full Conversion | INR | [40 empty] | #VALUE! | #VALUE! | #VALUE! | 6.72 | Sand cast iron S&S as per IS - 1729 | 10 | each
6.73 | Sand cast iron S&S as per IS - 3989 |  | 10 | each | 238.01 |  |  | Excess(+) | 1 | Full Conversion | INR | [40 empty] | #VALUE! | #VALUE! | #VALUE! | 6.73 | Sand cast iron S&S as per IS - 3989 | 10 | each
6.74 | Providing lead caulked joints to sand cast iron/centrifugally cast(spun) iron pipes and fittings of diameter : | [53 empty] | 6.74 | Providing lead caulked joints to sand cast iron/centrifugally cast(spun) iron pipes and fittings of diameter :
6.75 | 100 mm |  | 80 | each | 481.94 |  |  | Excess(+) | 1 | Full Conversion | INR | [40 empty] | #VALUE! | #VALUE! | #VALUE! | 6.75 | 100 mm | 80 | each
6.76 | 75 mm |  | 50 | each | 408.94 |  |  | Excess(+) | 1 | Full Conversion | INR | [40 empty] | #VALUE! | #VALUE! | #VALUE! | 6.76 | 75 mm | 50 | each
6.77 | Providing and fixing M.S. stays and clamps for sand cast iron/centrifugally cast (spun) iron pipes of diameter : | [53 empty] | 6.77 | Providing and fixing M.S. stays and clamps for sand cast iron/centrifugally cast (spun) iron pipes of diameter :
6.78 | 100 mm |  | 100 | each | 112.8 |  |  | Excess(+) | 1 | Full Conversion | INR | [40 empty] | #VALUE! | #VALUE! | #VALUE! | 6.78 | 100 mm | 100 | each
6.79 | 75 mm |  | 10 | each | 70.23 |  |  | Excess(+) | 1 | Full Conversion | INR | [40 empty] | #VALUE! | #VALUE! | #VALUE! | 6.79 | 75 mm | 10 | each
6.8 | Providing and fixing trap of self cleansing design with screwed downor hinged grating with or without vent arm complete, including cost ofcutting and making good the walls and floors : | [53 empty] | 6.8 | Providing and fixing trap of self cleansing design with screwed downor hinged grating with or without vent arm complete, including cost ofcutting and making good the walls and floors :
6.81 | 100 mm inlet and 100 mm outlet | [53 empty] | 6.81 | 100 mm inlet and 100 mm outlet
6.82 | Sand cast iron S&S as per IS: 3989 |  | 5 | each | 1406.49 |  |  | Excess(+) | 1 | Full Conversion | INR | [40 empty] | #VALUE! | #VALUE! | #VALUE! | 6.82 | Sand cast iron S&S as per IS: 3989 | 5 | each
6.83 | Sand Cast Iron S&S as per IS: 1729 |  | 2 | each | 1230.56 |  |  | Excess(+) | 1 | Full Conversion | INR | [40 empty] | #VALUE! | #VALUE! | #VALUE! | 6.83 | Sand Cast Iron S&S as per IS: 1729 | 2 | each
6.84 | 100 mm inlet and 75 mm outlet | [53 empty] | 6.84 | 100 mm inlet and 75 mm outlet
6.85 | Sand cast iron S&S as per IS - 3989 |  | 5 | each | 1465.15 |  |  | Excess(+) | 1 | Full Conversion | INR | [40 empty] | #VALUE! | #VALUE! | #VALUE! | 6.85 | Sand cast iron S&S as per IS - 3989 | 5 | each
6.86 | Sand Cast Iron S&S as per IS- 1729 |  | 2 | each | 1136.69 |  |  | Excess(+) | 1 | Full Conversion | INR | [40 empty] | #VALUE! | #VALUE! | #VALUE! | 6.86 | Sand Cast Iron S&S as per IS- 1729 | 2 | each
6.87 | Cutting chases in brick masonry walls for following diameter sandcast iron/centrifugally cast (spun) iron pipes and making good thesame with cement concrete 1:3:6 ( 1 cement : 3 coarse sand :6graded stone aggregate 12.5 mm nominal size), including necessaryplaster and pointing in cement mortar 1:4 (1 cement : 4 coarsesand) : | [53 empty] | 6.87 | Cutting chases in brick masonry walls for following diameter sandcast iron/centrifugally cast (spun) iron pipes and making good thesame with cement concrete 1:3:6 ( 1 cement : 3 coarse sand :6graded stone aggregate 12.5 mm nominal size), including necessaryplaster and pointing in cement mortar 1:4 (1 cement : 4 coarsesand) :
6.88 | 100 mm dia |  | 1.5 | metre | 539.85 |  |  | Excess(+) | 1 | Full Conversion | INR | [40 empty] | #VALUE! | #VALUE! | #VALUE! | 6.88 | 100 mm dia | 1.5 | metre
6.89 | 75 mm dia |  | 1.5 | metre | 387.72 |  |  | Excess(+) | 1 | Full Conversion | INR | [40 empty] | #VALUE! | #VALUE! | #VALUE! | 6.89 | 75 mm dia | 1.5 | metre
6.9 | Providing and fixing vitreous china dual purpose closet suitable foruse as squatting pan or European type water closet (Anglo IndianW.C pan) with seat & lid fixed with C.P. brass hinges and rubberbuffers, 10 litre low level flushing cistern with fitting and brackets, 40mm flush bend, 20 mm over flow pipe, with specials of standardmake and mosquito proof coupling of approved municipal designcomplete, including painting of fittings and brackets, cutting andmaking good the walls and floors wherever required: | [53 empty] | 6.9 | Providing and fixing vitreous china dual purpose closet suitable foruse as squatting pan or European type water closet (Anglo IndianW.C pan) with seat & lid fixed with C.P. brass hinges and rubberbuffers, 10 litre low level flushing cistern with fitting and brackets, 40mm flush bend, 20 mm over flow pipe, with specials of standardmake and mosquito proof coupling of approved municipal designcomplete, including painting of fittings and brackets, cutting andmaking good the walls and floors wherever required:
6.91 | White vitreous china dual purpose WC pan with whitesolid plastic seat and lid with white vitreous china flushingcistern and C.P. flush bend. |  | 5 | each | 9054.49 |  |  | Excess(+) | 1 | Full Conversion | INR | [40 empty] | #VALUE! | #VALUE! | #VALUE! | 6.91 | White vitreous china dual purpose WC pan with whitesolid plastic seat and lid with white vitreous china flushingcistern and C.P. flush bend. | 5 | each
6.92 | Providing and fixing white vitreous china extended wall mounting water closet of size 780x370x690 mm of approved shape including providing & fixing white vitreous china cistern with dual flush fitting, of flushing capacity 3 litre/ 6 litre (adjustable to 4 litre/ 8 litres), including seat cover, and cistern fittings, nuts, bolts and gasket etc complete. |  | 5 | each | 11430.56 |  |  | Excess(+) | 1 | Full Conversion | INR | [40 empty] | #VALUE! | #VALUE! | #VALUE! | 6.92 | Providing and fixing white vitreous china extended wall mounting water closet of size 780x370x690 mm of approved shape including providing & fixing white vitreous china cistern with dual flush fitting, of flushing capacity 3 litre/ 6 litre (adjustable to 4 litre/ 8 litres), including seat cover, and cistern fittings, nuts, bolts and gasket etc complete. | 5 | each
6.93 | Sub-Total | [53 empty] | 6.93 | Sub-Total
6.94 | WATER SUPPLY | [53 empty] | 6.94 | WATER SUPPLY
6.95 | Providing and fixing Chlorinated Polyvinyl Chloride (CPVC) pipes, having thermal stability for hot & cold water supply, including all CPVC plain & brass threaded fittings, including fixing the pipe with clamps at 1.00 m spacing. This includes jointing of pipes & fittings with one step CPVC solvent cement and testing of joints complete as per direction of Engineer in Charge. Internal work - Exposed on wall | [53 empty] | 6.95 | Providing and fixing Chlorinated Polyvinyl Chloride (CPVC) pipes, having thermal stability for hot & cold water supply, including all CPVC plain & brass threaded fittings, including fixing the pipe with clamps at 1.00 m spacing. This includes jointing of pipes & fittings with one step CPVC solvent cement and testing of joints complete as per direction of Engineer in Charge. Internal work - Exposed on wall
6.96 | 20 mm nominal dia Pipes |  | 25 | metre | 285.05 |  |  | Excess(+) | 1 | Full Conversion | INR | [40 empty] | #VALUE! | #VALUE! | #VALUE! | 6.96 | 20 mm nominal dia Pipes | 25 | metre
6.97 | 25 mm nominal dia Pipes |  | 12 | metre | 358.22 |  |  | Excess(+) | 1 | Full Conversion | INR | [40 empty] | #VALUE! | #VALUE! | #VALUE! | 6.97 | 25 mm nominal dia Pipes | 12 | metre
6.98 | 32 mm nominal dia Pipes |  | 12 | metre | 439.24 |  |  | Excess(+) | 1 | Full Conversion | INR | [40 empty] | #VALUE! | #VALUE! | #VALUE! | 6.98 | 32 mm nominal dia Pipes | 12 | metre
6.99 | Providing and fixing Chlorinated Polyvinyl Chloride (CPVC) pipes, having thermal stability for hot & cold water supply including all CPVC plain & brass threaded fittings This includes jointing of pipes & fittings with one step CPVC solvent cement, trenching, refilling & testing of joints complete as per direction of Engineer in Charge. External work | [53 empty] | 6.99 | Providing and fixing Chlorinated Polyvinyl Chloride (CPVC) pipes, having thermal stability for hot & cold water supply including all CPVC plain & brass threaded fittings This includes jointing of pipes & fittings with one step CPVC solvent cement, trenching, refilling & testing of joints complete as per direction of Engineer in Charge. External work
7 | 20 mm nominal dia Pipes |  | 100 | metre | 241.34 |  |  | Excess(+) | 1 | Full Conversion | INR | [40 empty] | #VALUE! | #VALUE! | #VALUE! | 7 | 20 mm nominal dia Pipes | 100 | metre
7.01 | 25 mm nominal dia Pipes |  | 25 | metre | 324.99 |  |  | Excess(+) | 1 | Full Conversion | INR | [40 empty] | #VALUE! | #VALUE! | #VALUE! | 7.01 | 25 mm nominal dia Pipes | 25 | metre
7.02 | 32 mm nominal dia Pipes |  | 5 | metre | 381.46 |  |  | Excess(+) | 1 | Full Conversion | INR | [40 empty] | #VALUE! | #VALUE! | #VALUE! | 7.02 | 32 mm nominal dia Pipes | 5 | metre
7.03 | 40 mm nominal dia Pipes |  | 5 | metre | 490.31 |  |  | Excess(+) | 1 | Full Conversion | INR | [40 empty] | #VALUE! | #VALUE! | #VALUE! | 7.03 | 40 mm nominal dia Pipes | 5 | metre
7.04 | Providing and fixing G.I. pipes complete with G.I. fittings and clamps, i/c cutting and making good the walls etc. Internal work - Exposed on wall | [53 empty] | 7.04 | Providing and fixing G.I. pipes complete with G.I. fittings and clamps, i/c cutting and making good the walls etc. Internal work - Exposed on wall
7.05 | 15 mm dia nominal bore |  | 1 | metre | 266.68 |  |  | Excess(+) | 1 | Full Conversion | INR | [40 empty] | #VALUE! | #VALUE! | #VALUE! | 7.05 | 15 mm dia nominal bore | 1 | metre
7.06 | 20 mm dia nominal bore |  | 75 | metre | 327.36 |  |  | Excess(+) | 1 | Full Conversion | INR | [40 empty] | #VALUE! | #VALUE! | #VALUE! | 7.06 | 20 mm dia nominal bore | 75 | metre
7.07 | 25 mm dia nominal bore |  | 15 | metre | 430.69 |  |  | Excess(+) | 1 | Full Conversion | INR | [40 empty] | #VALUE! | #VALUE! | #VALUE! | 7.07 | 25 mm dia nominal bore | 15 | metre
7.08 | 32 mm dia nominal bore |  | 1 | metre | 494.17 |  |  | Excess(+) | 1 | Full Conversion | INR | [40 empty] | #VALUE! | #VALUE! | #VALUE! | 7.08 | 32 mm dia nominal bore | 1 | metre
7.09 | 40 mm dia nominal bore |  | 1 | metre | 635.82 |  |  | Excess(+) | 1 | Full Conversion | INR | [40 empty] | #VALUE! | #VALUE! | #VALUE! | 7.09 | 40 mm dia nominal bore | 1 | metre
7.1 | 50 mm dia nominal bore |  | 1 | metre | 783.17 |  |  | Excess(+) | 1 | Full Conversion | INR | [40 empty] | #VALUE! | #VALUE! | #VALUE! | 7.1 | 50 mm dia nominal bore | 1 | metre
7.11 | Providing and fixing G.I. Pipes complete with G.I. fittings and clamps, i/c making good the walls etc. concealed pipe, including painting with anti corrosive bitumastic paint, cutting chases and making good the wall : | [53 empty] | 7.11 | Providing and fixing G.I. Pipes complete with G.I. fittings and clamps, i/c making good the walls etc. concealed pipe, including painting with anti corrosive bitumastic paint, cutting chases and making good the wall :
7.12 | 15 mm dia nominal bore |  | 40 | metre | 425.43 |  |  | Excess(+) | 1 | Full Conversion | INR | [40 empty] | #VALUE! | #VALUE! | #VALUE! | 7.12 | 15 mm dia nominal bore | 40 | metre
7.13 | 20 mm dia nominal bore |  | 5 | metre | 474.44 |  |  | Excess(+) | 1 | Full Conversion | INR | [40 empty] | #VALUE! | #VALUE! | #VALUE! | 7.13 | 20 mm dia nominal bore | 5 | metre
7.14 | Providing and fixing G.I. pipes complete with G.I. fittings including trenching and refilling etc. External work | [53 empty] | 7.14 | Providing and fixing G.I. pipes complete with G.I. fittings including trenching and refilling etc. External work
7.15 | 15 mm dia nominal bore |  | 6 | metre | 234.55 |  |  | Excess(+) | 1 | Full Conversion | INR | [40 empty] | #VALUE! | #VALUE! | #VALUE! | 7.15 | 15 mm dia nominal bore | 6 | metre
7.16 | 20 mm dia nominal bore |  | 6 | metre | 276.5 |  |  | Excess(+) | 1 | Full Conversion | INR | [40 empty] | #VALUE! | #VALUE! | #VALUE! | 7.16 | 20 mm dia nominal bore | 6 | metre
7.17 | 25 mm dia nominal bore |  | 6 | metre | 366.46 |  |  | Excess(+) | 1 | Full Conversion | INR | [40 empty] | #VALUE! | #VALUE! | #VALUE! | 7.17 | 25 mm dia nominal bore | 6 | metre
7.18 | 32 mm dia nominal bore |  | 6 | metre | 401.32 |  |  | Excess(+) | 1 | Full Conversion | INR | [40 empty] | #VALUE! | #VALUE! | #VALUE! | 7.18 | 32 mm dia nominal bore | 6 | metre
7.19 | 40 mm dia nominal bore |  | 6 | metre | 489.57 |  |  | Excess(+) | 1 | Full Conversion | INR | [40 empty] | #VALUE! | #VALUE! | #VALUE! | 7.19 | 40 mm dia nominal bore | 6 | metre
7.2 | 50 mm dia nominal bore |  | 6 | metre | 573.61 |  |  | Excess(+) | 1 | Full Conversion | INR | [40 empty] | #VALUE! | #VALUE! | #VALUE! | 7.2 | 50 mm dia nominal bore | 6 | metre
7.21 | Making connection of G.I. distribution branch with G.I. main of following sizes by providing and fixing tee, including cutting and threading the pipe etc. complete : | [53 empty] | 7.21 | Making connection of G.I. distribution branch with G.I. main of following sizes by providing and fixing tee, including cutting and threading the pipe etc. complete :
7.22 | 25 to 40 mm nominal bore |  | 5 | each | 663.83 |  |  | Excess(+) | 1 | Full Conversion | INR | [40 empty] | #VALUE! | #VALUE! | #VALUE! | 7.22 | 25 to 40 mm nominal bore | 5 | each
7.23 | Providing and fixing brass bib cock of approved quality : | [53 empty] | 7.23 | Providing and fixing brass bib cock of approved quality :
7.24 | 15 mm nominal bore |  | 1 | each | 266.42 |  |  | Excess(+) | 1 | Full Conversion | INR | [40 empty] | #VALUE! | #VALUE! | #VALUE! | 7.24 | 15 mm nominal bore | 1 | each
7.25 | Providing and fixing brass stop cock of approved quality : | [53 empty] | 7.25 | Providing and fixing brass stop cock of approved quality :
7.26 | 15 mm nominal bore |  | 1 | each | 266.42 |  |  | Excess(+) | 1 | Full Conversion | INR | [40 empty] | #VALUE! | #VALUE! | #VALUE! | 7.26 | 15 mm nominal bore | 1 | each
7.27 | Providing and fixing gun metal gate valve with C.I. wheel of approved quality (screwed end) : | [53 empty] | 7.27 | Providing and fixing gun metal gate valve with C.I. wheel of approved quality (screwed end) :
7.28 | 25 mm nominal bore |  | 10 | each | 466.77 |  |  | Excess(+) | 1 | Full Conversion | INR | [40 empty] | #VALUE! | #VALUE! | #VALUE! | 7.28 | 25 mm nominal bore | 10 | each
7.29 | 20 mm nominal bore |  | 15 | each | 404.87 |  |  | Excess(+) | 1 | Full Conversion | INR | [40 empty] | #VALUE! | #VALUE! | #VALUE! | 7.29 | 20 mm nominal bore | 15 | each
7.3 | 32 mm nominal bore. |  | 2 | each | 517.23 |  |  | Excess(+) | 1 | Full Conversion | INR | [40 empty] | #VALUE! | #VALUE! | #VALUE! | 7.3 | 32 mm nominal bore. | 2 | each
7.31 | 40 mm nominal bore |  | 1 | each | 620.17 |  |  | Excess(+) | 1 | Full Conversion | INR | [40 empty] | #VALUE! | #VALUE! | #VALUE! | 7.31 | 40 mm nominal bore | 1 | each
7.32 | 50 mm nominal bore |  | 1 | each | 770.06 |  |  | Excess(+) | 1 | Full Conversion | INR | [40 empty] | #VALUE! | #VALUE! | #VALUE! | 7.32 | 50 mm nominal bore | 1 | each
7.33 | Providing and fixing ball valve (brass) of approved quality, High or low pressure, with plastic floats complete : | [53 empty] | 7.33 | Providing and fixing ball valve (brass) of approved quality, High or low pressure, with plastic floats complete :
7.34 | 15 mm nominal bore |  | 2 | each | 305.87 |  |  | Excess(+) | 1 | Full Conversion | INR | [40 empty] | #VALUE! | #VALUE! | #VALUE! | 7.34 | 15 mm nominal bore | 2 | each
7.35 | 20 mm nominal bore |  | 15 | each | 348.49 |  |  | Excess(+) | 1 | Full Conversion | INR | [40 empty] | #VALUE! | #VALUE! | #VALUE! | 7.35 | 20 mm nominal bore | 15 | each
7.36 | Providing and fixing brass ferrule with C.I. mouth cover including boring and tapping the main : | [53 empty] | 7.36 | Providing and fixing brass ferrule with C.I. mouth cover including boring and tapping the main :
7.37 | 15 mm nominal bore |  | 2 | each | 264.45 |  |  | Excess(+) | 1 | Full Conversion | INR | [40 empty] | #VALUE! | #VALUE! | #VALUE! | 7.37 | 15 mm nominal bore | 2 | each
7.38 | 20 mm nominal bore |  | 2 | each | 305.04 |  |  | Excess(+) | 1 | Full Conversion | INR | [40 empty] | #VALUE! | #VALUE! | #VALUE! | 7.38 | 20 mm nominal bore | 2 | each
7.39 | Providing and fixing uplasticised PVC connection pipe with brass unions : | [53 empty] | 7.39 | Providing and fixing uplasticised PVC connection pipe with brass unions :
7.4 | 45 cm length | [53 empty] | 7.4 | 45 cm length
7.41 | 15 mm nominal bore |  | 45 | each | 74.7 |  |  | Excess(+) | 1 | Full Conversion | INR | [40 empty] | #VALUE! | #VALUE! | #VALUE! | 7.41 | 15 mm nominal bore | 45 | each
7.42 | Providing and fixing C.P. brass shower rose with 15 or 20 mm inlet : | [53 empty] | 7.42 | Providing and fixing C.P. brass shower rose with 15 or 20 mm inlet :
7.43 | 100 mm diameter |  | 5 | each | 145.86 |  |  | Excess(+) | 1 | Full Conversion | INR | [40 empty] | #VALUE! | #VALUE! | #VALUE! | 7.43 | 100 mm diameter | 5 | each
7.44 | Constructing masonry Chamber 30x30x50 cm inside, in brick work in cement mortar 1:4 (1 cement :4 coarse sand) for stop cock, with C. I. surface box 100x100 x75 mm (inside) with hinged cover fixed in cement concrete slab 1:2:4 mix (1 cement : 2 coarse sand : 4 graded stone aggregate 20 mm nominal size), i/c necessary excavation, foundation concrete 1:5:10 ( 1 cement : 5 fine sand : 10 graded stone aggregate 40mm nominal size ) and inside plastering with cement mortar 1:3 (1 cement : 3 coarse sand) 12mm thick, finished with a floating coat of neat cement complete as per standard design : | [53 empty] | 7.44 | Constructing masonry Chamber 30x30x50 cm inside, in brick work in cement mortar 1:4 (1 cement :4 coarse sand) for stop cock, with C. I. surface box 100x100 x75 mm (inside) with hinged cover fixed in cement concrete slab 1:2:4 mix (1 cement : 2 coarse sand : 4 graded stone aggregate 20 mm nominal size), i/c necessary excavation, foundation concrete 1:5:10 ( 1 cement : 5 fine sand : 10 graded stone aggregate 40mm nominal size ) and inside plastering with cement mortar 1:3 (1 cement : 3 coarse sand) 12mm thick, finished with a floating coat of neat cement complete as per standard design :
7.45 | With common burnt clay F.P.S.(non modular) bricks of class designation 7.5 |  | 10 | each | 1501.23 |  |  | Excess(+) | 1 | Full Conversion | INR | [40 empty] | #VALUE! | #VALUE! | #VALUE! | 7.45 | With common burnt clay F.P.S.(non modular) bricks of class designation 7.5 | 10 | each
7.46 | Painting G.I. pipes and fittings with synthetic enamel white paint with two coats over a ready mixed priming coat, both of approved quality for new work : | [53 empty] | 7.46 | Painting G.I. pipes and fittings with synthetic enamel white paint with two coats over a ready mixed priming coat, both of approved quality for new work :
7.47 | 15 mm diameter pipe |  | 25 | metre | 14.38 |  |  | Excess(+) | 1 | Full Conversion | INR | [40 empty] | #VALUE! | #VALUE! | #VALUE! | 7.47 | 15 mm diameter pipe | 25 | metre
7.48 | 20 mm diameter pipe |  | 75 | metre | 17.23 |  |  | Excess(+) | 1 | Full Conversion | INR | [40 empty] | #VALUE! | #VALUE! | #VALUE! | 7.48 | 20 mm diameter pipe | 75 | metre
7.49 | 25 mm diameter pipe |  | 45 | metre | 22.45 |  |  | Excess(+) | 1 | Full Conversion | INR | [40 empty] | #VALUE! | #VALUE! | #VALUE! | 7.49 | 25 mm diameter pipe | 45 | metre
7.5 | 32 mm diameter pipe |  | 40 | metre | 26.92 |  |  | Excess(+) | 1 | Full Conversion | INR | [40 empty] | #VALUE! | #VALUE! | #VALUE! | 7.5 | 32 mm diameter pipe | 40 | metre
7.51 | 40 mm diameter pipe |  | 25 | metre | 31.61 |  |  | Excess(+) | 1 | Full Conversion | INR | [40 empty] | #VALUE! | #VALUE! | #VALUE! | 7.51 | 40 mm diameter pipe | 25 | metre
7.52 | Painting G.I. pipes and fittings with two coats of anti-corrosive bitumastic paint of approved quality : | [53 empty] | 7.52 | Painting G.I. pipes and fittings with two coats of anti-corrosive bitumastic paint of approved quality :
7.53 | 15 mm diameter pipe |  | 25 | metre | 8.81 |  |  | Excess(+) | 1 | Full Conversion | INR | [40 empty] | #VALUE! | #VALUE! | #VALUE! | 7.53 | 15 mm diameter pipe | 25 | metre
7.54 | 20 mm diameter pipe |  | 75 | metre | 10.52 |  |  | Excess(+) | 1 | Full Conversion | INR | [40 empty] | #VALUE! | #VALUE! | #VALUE! | 7.54 | 20 mm diameter pipe | 75 | metre
7.55 | 25 mm diameter pipe |  | 35 | metre | 13.37 |  |  | Excess(+) | 1 | Full Conversion | INR | [40 empty] | #VALUE! | #VALUE! | #VALUE! | 7.55 | 25 mm diameter pipe | 35 | metre
7.56 | 32 mm diameter pipe |  | 15 | metre | 16.13 |  |  | Excess(+) | 1 | Full Conversion | INR | [40 empty] | #VALUE! | #VALUE! | #VALUE! | 7.56 | 32 mm diameter pipe | 15 | metre
7.57 | 40 mm diameter pipe |  | 10 | metre | 18.37 |  |  | Excess(+) | 1 | Full Conversion | INR | [40 empty] | #VALUE! | #VALUE! | #VALUE! | 7.57 | 40 mm diameter pipe | 10 | metre
7.58 | Providing and fixing G.I. Union in existing G.I. pipe line, cutting and threading the pipe and making long screws, including excavation, refilling the earth or cutting of wall and making good the same complete wherever required : | [53 empty] | 7.58 | Providing and fixing G.I. Union in existing G.I. pipe line, cutting and threading the pipe and making long screws, including excavation, refilling the earth or cutting of wall and making good the same complete wherever required :
7.59 | 15 mm nominal bore |  | 10 | each | 598.77 |  |  | Excess(+) | 1 | Full Conversion | INR | [40 empty] | #VALUE! | #VALUE! | #VALUE! | 7.59 | 15 mm nominal bore | 10 | each
7.6 | 20 mm nominal bore |  | 5 | each | 622.27 |  |  | Excess(+) | 1 | Full Conversion | INR | [40 empty] | #VALUE! | #VALUE! | #VALUE! | 7.6 | 20 mm nominal bore | 5 | each
7.61 | 25 mm nominal bore |  | 1 | each | 692.63 |  |  | Excess(+) | 1 | Full Conversion | INR | [40 empty] | #VALUE! | #VALUE! | #VALUE! | 7.61 | 25 mm nominal bore | 1 | each
7.62 | 32 mm nominal bore |  | 1 | each | 727.84 |  |  | Excess(+) | 1 | Full Conversion | INR | [40 empty] | #VALUE! | #VALUE! | #VALUE! | 7.62 | 32 mm nominal bore | 1 | each
7.63 | Providing and placing on terrace (at all floor levels) polyethylene water storage tank, IS : 12701 marked, with cover and suitable locking arrangement and making necessary holes for inlet, outlet and overflow pipes but without fittings and the base support for tank. |  | 3750 | per litre | 8.51 |  |  | Excess(+) | 1 | Full Conversion | INR | [40 empty] | #VALUE! | #VALUE! | #VALUE! | 7.63 | Providing and placing on terrace (at all floor levels) polyethylene water storage tank, IS : 12701 marked, with cover and suitable locking arrangement and making necessary holes for inlet, outlet and overflow pipes but without fittings and the base support for tank. | 3750 | per litre
7.64 | Providing and fixing C.P. brass bib cock of approved quality conforming to IS:8931 : | [53 empty] | 7.64 | Providing and fixing C.P. brass bib cock of approved quality conforming to IS:8931 :
7.65 | 15 mm nominal bore |  | 10 | each | 380.71 |  |  | Excess(+) | 1 | Full Conversion | INR | [40 empty] | #VALUE! | #VALUE! | #VALUE! | 7.65 | 15 mm nominal bore | 10 | each
7.66 | Providing and fixing C.P. brass long nose bib cock of approved quality conforming to IS standards and weighing not less than 810 gms. | [53 empty] | 7.66 | Providing and fixing C.P. brass long nose bib cock of approved quality conforming to IS standards and weighing not less than 810 gms.
7.67 | 15 mm nominal bore |  | 4 | each | 626.96 |  |  | Excess(+) | 1 | Full Conversion | INR | [40 empty] | #VALUE! | #VALUE! | #VALUE! | 7.67 | 15 mm nominal bore | 4 | each
7.68 | Providing and fixing C.P. brass long body bib cock of approved quality conforming to IS standards and weighing not less than 690 gms. | [53 empty] | 7.68 | Providing and fixing C.P. brass long body bib cock of approved quality conforming to IS standards and weighing not less than 690 gms.
7.69 | 15 mm nominal bore |  | 5 | each | 621.13 |  |  | Excess(+) | 1 | Full Conversion | INR | [40 empty] | #VALUE! | #VALUE! | #VALUE! | 7.69 | 15 mm nominal bore | 5 | each
7.7 | Providing and fixing C.P. brass stop cock (concealed) of standard design and of approved make conforming to IS:8931. | [53 empty] | 7.7 | Providing and fixing C.P. brass stop cock (concealed) of standard design and of approved make conforming to IS:8931.
7.71 | 15 mm nominal bore |  | 6 | each | 521.48 |  |  | Excess(+) | 1 | Full Conversion | INR | [40 empty] | #VALUE! | #VALUE! | #VALUE! | 7.71 | 15 mm nominal bore | 6 | each
7.72 | Providing and fixing C.P. brass angle valve for basin mixer and geyser points of approved quality conforming to IS:8931 | [53 empty] | 7.72 | Providing and fixing C.P. brass angle valve for basin mixer and geyser points of approved quality conforming to IS:8931
7.73 | 15mm nominal bore |  | 30 | each | 438.71 |  |  | Excess(+) | 1 | Full Conversion | INR | [40 empty] | #VALUE! | #VALUE! | #VALUE! | 7.73 | 15mm nominal bore | 30 | each
7.74 | Providing and fixing C.P. Brass extension nipple (size 15mmx50mm) of approved make and quality as per direction of Engineer-in-charge. |  | 45 | each | 54.1 |  |  | Excess(+) | 1 | Full Conversion | INR | [40 empty] | #VALUE! | #VALUE! | #VALUE! | 7.74 | Providing and fixing C.P. Brass extension nipple (size 15mmx50mm) of approved make and quality as per direction of Engineer-in-charge. | 45 | each
7.75 | Cutting holes up to 30x30 cm in walls including making good the same: | [53 empty] | 7.75 | Cutting holes up to 30x30 cm in walls including making good the same:
7.76 | With common burnt clay F.P.S. (non modular) bricks |  | 12 | each | 317.76 |  |  | Excess(+) | 1 | Full Conversion | INR | [40 empty] | #VALUE! | #VALUE! | #VALUE! | 7.76 | With common burnt clay F.P.S. (non modular) bricks | 12 | each
7.77 | Cutting holes up to 15x15 cm in R.C.C. floors and roofs for passing drain pipe etc. and repairing the hole after insertion of drain pipe etc. with cement concrete 1:2:4 (1 cement : 2 coarse sand : 4 graded stone aggregate 20 mm nominal size), including finishing complete so as to make it leak proof. |  | 5 | each | 330.64 |  |  | Excess(+) | 1 | Full Conversion | INR | [40 empty] | #VALUE! | #VALUE! | #VALUE! | 7.77 | Cutting holes up to 15x15 cm in R.C.C. floors and roofs for passing drain pipe etc. and repairing the hole after insertion of drain pipe etc. with cement concrete 1:2:4 (1 cement : 2 coarse sand : 4 graded stone aggregate 20 mm nominal size), including finishing complete so as to make it leak proof. | 5 | each
7.78 | Making chases up to 7.5x7.5 cm in walls including making good and finishing with matching surface after housing G.I. pipe etc. |  | 5 | metre | 150.64 |  |  | Excess(+) | 1 | Full Conversion | INR | [40 empty] | #VALUE! | #VALUE! | #VALUE! | 7.78 | Making chases up to 7.5x7.5 cm in walls including making good and finishing with matching surface after housing G.I. pipe etc. | 5 | metre
7.79 | Making hole up to 20x20 cm and embedding pipes up to 150 mm diameter in masonry and filling with cement concrete 1:3:6 (1 cement : 3 coarse sand: 6 graded stone aggregate 20 mm nominal size) including disposal of malba. |  | 10 | metre | 173.96 |  |  | Excess(+) | 1 | Full Conversion | INR | [40 empty] | #VALUE! | #VALUE! | #VALUE! | 7.79 | Making hole up to 20x20 cm and embedding pipes up to 150 mm diameter in masonry and filling with cement concrete 1:3:6 (1 cement : 3 coarse sand: 6 graded stone aggregate 20 mm nominal size) including disposal of malba. | 10 | metre
7.8 | Sub-Total | [53 empty] | 7.8 | Sub-Total
7.81 | DRAINAGE | [53 empty] | 7.81 | DRAINAGE
7.82 | Providing, laying and jointing glazed stoneware pipes class SP-1 with stiff mixture of cement mortar in the proportion of 1:1 (1 cement : 1 fine sand) including testing of joints etc. complete : | [53 empty] | 7.82 | Providing, laying and jointing glazed stoneware pipes class SP-1 with stiff mixture of cement mortar in the proportion of 1:1 (1 cement : 1 fine sand) including testing of joints etc. complete :
7.83 | 100 mm diameter |  | 5 | metre | 329.46 |  |  | Excess(+) | 1 | Full Conversion | INR | [40 empty] | #VALUE! | #VALUE! | #VALUE! | 7.83 | 100 mm diameter | 5 | metre
7.84 | 150 mm diameter |  | 5 | metre | 518.54 |  |  | Excess(+) | 1 | Full Conversion | INR | [40 empty] | #VALUE! | #VALUE! | #VALUE! | 7.84 | 150 mm diameter | 5 | metre
7.85 | Providing and laying cement concrete 1:5:10 (1 cement : 5 coarse sand : 10 graded stone aggregate 40 mm nominal size) all-round S.W. pipes including bed concrete as per standard design : | [53 empty] | 7.85 | Providing and laying cement concrete 1:5:10 (1 cement : 5 coarse sand : 10 graded stone aggregate 40 mm nominal size) all-round S.W. pipes including bed concrete as per standard design :
7.86 | 100 mm diameter S.W. pipe |  | 5 | metre | 785.18 |  |  | Excess(+) | 1 | Full Conversion | INR | [40 empty] | #VALUE! | #VALUE! | #VALUE! | 7.86 | 100 mm diameter S.W. pipe | 5 | metre
7.87 | 150 mm diameter S.W. pipe |  | 5 | metre | 960.24 |  |  | Excess(+) | 1 | Full Conversion | INR | [40 empty] | #VALUE! | #VALUE! | #VALUE! | 7.87 | 150 mm diameter S.W. pipe | 5 | metre
7.88 | Providing and fixing square-mouth S.W. gully trap class SP-1 complete with C.I. grating brick masonry chamber with water tight C.I. cover with frame of 300 x300 mm size (inside) the weight of cover to be not less than 4.50 kg and frame to be not less than 2.70 kg as per standard design: | [53 empty] | 7.88 | Providing and fixing square-mouth S.W. gully trap class SP-1 complete with C.I. grating brick masonry chamber with water tight C.I. cover with frame of 300 x300 mm size (inside) the weight of cover to be not less than 4.50 kg and frame to be not less than 2.70 kg as per standard design:
7.89 | 100x100 mm size P type | [53 empty] | 7.89 | 100x100 mm size P type
7.9 | With common burnt clay F.P.S. (non modular) bricks of class designation 7.5 |  | 2 | each | 2151.29 |  |  | Excess(+) | 1 | Full Conversion | INR | [40 empty] | #VALUE! | #VALUE! | #VALUE! | 7.9 | With common burnt clay F.P.S. (non modular) bricks of class designation 7.5 | 2 | each
7.91 | Providing and laying non-pressure NP2 class (light duty) R.C.C. pipes with collars jointed with stiff mixture of cement mortar in the proportion of 1:2 (1 cement : 2 fine sand) including testing of joints etc. complete : | [53 empty] | 7.91 | Providing and laying non-pressure NP2 class (light duty) R.C.C. pipes with collars jointed with stiff mixture of cement mortar in the proportion of 1:2 (1 cement : 2 fine sand) including testing of joints etc. complete :
7.92 | 150 mm dia. R.C.C. pipe |  | 20 | metre | 432.35 |  |  | Excess(+) | 1 | Full Conversion | INR | [40 empty] | #VALUE! | #VALUE! | #VALUE! | 7.92 | 150 mm dia. R.C.C. pipe | 20 | metre
7.93 | 300 mm dia. R.C.C. pipe |  | 20 | metre | 790.93 |  |  | Excess(+) | 1 | Full Conversion | INR | [40 empty] | #VALUE! | #VALUE! | #VALUE! | 7.93 | 300 mm dia. R.C.C. pipe | 20 | metre
7.94 | Constructing brick masonry manhole in cement mortar 1:4 ( 1 cement : 4 coarse sand ) with R.C.C. top slab with 1:1.5:3 mix (1 cement : 1.5 coarse sand (zone-III) : 3 graded stone aggregate 20 mm nominal size), foundation concrete 1:4:8 mix (1 cement : 4 coarse sand (zone-III) : 8 graded stone aggregate 40 mm nominal size), inside plastering 12 mm thick with cement mortar 1:3 (1 cement : 3 coarse sand) finished with floating coat of neat cement and making channels in cement concrete 1:2:4 (1 cement : 2 coarse sand : 4 graded stone aggregate 20 mm nominal size) finished with a floating coat of neat cement complete as per standard design : | [53 empty] | 7.94 | Constructing brick masonry manhole in cement mortar 1:4 ( 1 cement : 4 coarse sand ) with R.C.C. top slab with 1:1.5:3 mix (1 cement : 1.5 coarse sand (zone-III) : 3 graded stone aggregate 20 mm nominal size), foundation concrete 1:4:8 mix (1 cement : 4 coarse sand (zone-III) : 8 graded stone aggregate 40 mm nominal size), inside plastering 12 mm thick with cement mortar 1:3 (1 cement : 3 coarse sand) finished with floating coat of neat cement and making channels in cement concrete 1:2:4 (1 cement : 2 coarse sand : 4 graded stone aggregate 20 mm nominal size) finished with a floating coat of neat cement complete as per standard design :
7.95 | Inside size 90x80 cm and 45 cm deep including C.I. cover with frame (light duty) 455x610 mm internal dimensions, total weight of cover and frame to be not less than 38 kg (weight of cover 23 kg and weight of frame 15 kg) : | [53 empty] | 7.95 | Inside size 90x80 cm and 45 cm deep including C.I. cover with frame (light duty) 455x610 mm internal dimensions, total weight of cover and frame to be not less than 38 kg (weight of cover 23 kg and weight of frame 15 kg) :
7.96 | With common burnt clay F.P.S. (non modular) bricks of class designation 7.5 |  | 5 | each | 10247.35 |  |  | Excess(+) | 1 | Full Conversion | INR | [40 empty] | #VALUE! | #VALUE! | #VALUE! | 7.96 | With common burnt clay F.P.S. (non modular) bricks of class designation 7.5 | 5 | each
7.97 | Extra for depth for manholes : | [53 empty] | 7.97 | Extra for depth for manholes :
7.98 | Size 90x80 cm | [53 empty] | 7.98 | Size 90x80 cm
7.99 | With common burnt clay F.P.S. (non modular) bricks of class designation 7.5 |  | 0.5 | metre | 7126.22 |  |  | Excess(+) | 1 | Full Conversion | INR | [40 empty] | #VALUE! | #VALUE! | #VALUE! | 7.99 | With common burnt clay F.P.S. (non modular) bricks of class designation 7.5 | 0.5 | metre
8 | Supplying and fixing C.I. cover without frame for manholes : | [53 empty] | 8 | Supplying and fixing C.I. cover without frame for manholes :
8.01 | 455x610 mm rectangular C.I. cover (light duty) the weight of the cover to be not less than 23 kg |  | 1 | each | 1176.11 |  |  | Excess(+) | 1 | Full Conversion | INR | [40 empty] | #VALUE! | #VALUE! | #VALUE! | 8.01 | 455x610 mm rectangular C.I. cover (light duty) the weight of the cover to be not less than 23 kg | 1 | each
8.02 | 500 mm diameter C.I. cover (medium duty) the weight of the cover to be not less than 58 kg |  | 1 | each | 2822.45 |  |  | Excess(+) | 1 | Full Conversion | INR | [40 empty] | #VALUE! | #VALUE! | #VALUE! | 8.02 | 500 mm diameter C.I. cover (medium duty) the weight of the cover to be not less than 58 kg | 1 | each
8.03 | Supplying and fixing C.I. cover 300x300 mm without frame for gully trap (standard pattern) the weight of cover to be not less than 4.5 kg |  | 10 | each | 589 |  |  | Excess(+) | 1 | Full Conversion | INR | [40 empty] | #VALUE! | #VALUE! | #VALUE! | 8.03 | Supplying and fixing C.I. cover 300x300 mm without frame for gully trap (standard pattern) the weight of cover to be not less than 4.5 kg | 10 | each
8.04 | Making connection of drain or sewer line with existing manhole including breaking into and making good the walls, floors with cement concrete 1:2:4 mix (1 cement : 2 coarse sand : 4 graded stone aggregate 20 mm nominal size) cement plastered on both sides with cement mortar 1:3 (1 cement : 3 coarse sand), finished with a floating coat of neat cement and making necessary channels for the drain etc. complete : | [53 empty] | 8.04 | Making connection of drain or sewer line with existing manhole including breaking into and making good the walls, floors with cement concrete 1:2:4 mix (1 cement : 2 coarse sand : 4 graded stone aggregate 20 mm nominal size) cement plastered on both sides with cement mortar 1:3 (1 cement : 3 coarse sand), finished with a floating coat of neat cement and making necessary channels for the drain etc. complete :
8.05 | For pipes 100 to 250 mm diameter |  | 15 | each | 599.47 |  |  | Excess(+) | 1 | Full Conversion | INR | [40 empty] | #VALUE! | #VALUE! | #VALUE! | 8.05 | For pipes 100 to 250 mm diameter | 15 | each
8.06 | For pipes 250 to 300 mm diameter |  | 15 | each | 689.08 |  |  | Excess(+) | 1 | Full Conversion | INR | [40 empty] | #VALUE! | #VALUE! | #VALUE! | 8.06 | For pipes 250 to 300 mm diameter | 15 | each
8.07 | Extra for depth of manholes dismantled : | [53 empty] | 8.07 | Extra for depth of manholes dismantled :
8.08 | Rectangular manhole 90x80 cm and beyond 45 cm depth |  | 1 | metre | 1478.87 |  |  | Excess(+) | 1 | Full Conversion | INR | [40 empty] | #VALUE! | #VALUE! | #VALUE! | 8.08 | Rectangular manhole 90x80 cm and beyond 45 cm depth | 1 | metre
8.09 | Constructing brick masonry road gully chamber 110x50x77.5 cm with bricks in cement mortar 1:4 (1 cement : 4 coarse sand) including 500x450 mm precast R.C.C. horizontal grating with frame and vertical grating complete as per standard design : | [53 empty] | 8.09 | Constructing brick masonry road gully chamber 110x50x77.5 cm with bricks in cement mortar 1:4 (1 cement : 4 coarse sand) including 500x450 mm precast R.C.C. horizontal grating with frame and vertical grating complete as per standard design :
8.1 | With common burnt clay F.P.S. (non modular) bricks of class designation 7.5 |  | 6 | each | 9291.49 |  |  | Excess(+) | 1 | Full Conversion | INR | [40 empty] | #VALUE! | #VALUE! | #VALUE! | 8.1 | With common burnt clay F.P.S. (non modular) bricks of class designation 7.5 | 6 | each
8.11 | Sub-Total | [53 empty] | 8.11 | Sub-Total
8.12 | ALUMINIUM WORK | [53 empty] | 8.12 | ALUMINIUM WORK
8.13 | Providing and fixing aluminium work for doors, windows, ventilators and partitions with extruded built up standard tubular sections/ appropriate Z sections and other sections of approved make conforming to IS: 733 and IS: 1285, fixing with dash fasteners of required dia and size, including necessary filling up the gaps at junctions, i.e. at top, bottom and sides with required EPDM rubber/ neoprene gasket etc. Aluminium sections shall be smooth, rust free, straight, mitred and jointed mechanically wherever required including cleat angle, Aluminium snap beading for glazing / paneling, C.P. brass / stainless steel screws, all complete as per architectural drawings and the directions of Engineer-in-charge. (Glazing, paneling and dash fasteners to be paid for separately) : | [53 empty] | 8.13 | Providing and fixing aluminium work for doors, windows, ventilators and partitions with extruded built up standard tubular sections/ appropriate Z sections and other sections of approved make conforming to IS: 733 and IS: 1285, fixing with dash fasteners of required dia and size, including necessary filling up the gaps at junctions, i.e. at top, bottom and sides with required EPDM rubber/ neoprene gasket etc. Aluminium sections shall be smooth, rust free, straight, mitred and jointed mechanically wherever required including cleat angle, Aluminium snap beading for glazing / paneling, C.P. brass / stainless steel screws, all complete as per architectural drawings and the directions of Engineer-in-charge. (Glazing, paneling and dash fasteners to be paid for separately) :
8.14 | For fixed portion | [53 empty] | 8.14 | For fixed portion
8.15 | Anodised aluminium (anodised transparent or dyed to required shade according to IS: 1868, Minimum anodic coating of grade AC 15) |  | 10 | kg | 380.49 |  |  | Excess(+) | 1 | Full Conversion | INR | [40 empty] | #VALUE! | #VALUE! | #VALUE! | 8.15 | Anodised aluminium (anodised transparent or dyed to required shade according to IS: 1868, Minimum anodic coating of grade AC 15) | 10 | kg
8.16 | Powder coated aluminium (minimum thickness of powder coating 50 micron) |  | 150 | kg | 408.86 |  |  | Excess(+) | 1 | Full Conversion | INR | [40 empty] | #VALUE! | #VALUE! | #VALUE! | 8.16 | Powder coated aluminium (minimum thickness of powder coating 50 micron) | 150 | kg
8.17 | For shutters of doors, windows & ventilators including providing and fixing hinges/ pivots and making provision for fixing of fittings wherever required including the cost of EPDM rubber / neoprene gasket required (Fittings shall be paid for separately) | [53 empty] | 8.17 | For shutters of doors, windows & ventilators including providing and fixing hinges/ pivots and making provision for fixing of fittings wherever required including the cost of EPDM rubber / neoprene gasket required (Fittings shall be paid for separately)
8.18 | Anodised aluminium (anodised transparent or dyed to required shade according to IS: 1868, Minimum anodic coating of grade AC 15) |  | 10 | kg | 466.29 |  |  | Excess(+) | 1 | Full Conversion | INR | [40 empty] | #VALUE! | #VALUE! | #VALUE! | 8.18 | Anodised aluminium (anodised transparent or dyed to required shade according to IS: 1868, Minimum anodic coating of grade AC 15) | 10 | kg
8.19 | Powder coated aluminium (minimum thickness of powder coating 50 micron) |  | 150 | kg | 495.22 |  |  | Excess(+) | 1 | Full Conversion | INR | [40 empty] | #VALUE! | #VALUE! | #VALUE! | 8.19 | Powder coated aluminium (minimum thickness of powder coating 50 micron) | 150 | kg
8.2 | Providing and fixing 12 mm thick prelaminated particle board flat pressed three layer or graded wood particle board conforming to IS: 12823 Grade l Type ll, in panelling fixed in aluminum doors, windows shutters and partition frames with C.P. brass / stainless steel screws etc. complete as per architectural drawings and directions of engineer-in-charge. | [53 empty] | 8.2 | Providing and fixing 12 mm thick prelaminated particle board flat pressed three layer or graded wood particle board conforming to IS: 12823 Grade l Type ll, in panelling fixed in aluminum doors, windows shutters and partition frames with C.P. brass / stainless steel screws etc. complete as per architectural drawings and directions of engineer-in-charge.
8.21 | Pre-laminated particle board with decorative lamination on one side and balancing lamination on other side |  | 10 | sqm | 846.21 |  |  | Excess(+) | 1 | Full Conversion | INR | [40 empty] | #VALUE! | #VALUE! | #VALUE! | 8.21 | Pre-laminated particle board with decorative lamination on one side and balancing lamination on other side | 10 | sqm
8.22 | Pre-laminated particle board with decorative lamination on both sides |  | 10 | sqm | 833.89 |  |  | Excess(+) | 1 | Full Conversion | INR | [40 empty] | #VALUE! | #VALUE! | #VALUE! | 8.22 | Pre-laminated particle board with decorative lamination on both sides | 10 | sqm
8.23 | Providing and fixing glazing in aluminium door, window, ventilator shutters and partitions etc. with EPDM rubber / neoprene gasket etc. complete as per the architectural drawings and the directions of engineer-in-charge . (Cost of aluminium snap beading shall be paid in basic item): | [53 empty] | 8.23 | Providing and fixing glazing in aluminium door, window, ventilator shutters and partitions etc. with EPDM rubber / neoprene gasket etc. complete as per the architectural drawings and the directions of engineer-in-charge . (Cost of aluminium snap beading shall be paid in basic item):
8.24 | With float glass panes of 4.0 mm thickness (weight not less than 10kg/sqm) |  | 5 | sqm | 894.17 |  |  | Excess(+) | 1 | Full Conversion | INR | [40 empty] | #VALUE! | #VALUE! | #VALUE! | 8.24 | With float glass panes of 4.0 mm thickness (weight not less than 10kg/sqm) | 5 | sqm
8.25 | With float glass panes of 5 mm thickness (weight not less than 12.50 kg/sqm) |  | 25 | sqm | 1162.25 |  |  | Excess(+) | 1 | Full Conversion | INR | [40 empty] | #VALUE! | #VALUE! | #VALUE! | 8.25 | With float glass panes of 5 mm thickness (weight not less than 12.50 kg/sqm) | 25 | sqm
8.26 | Providing and fixing double action hydraulic floor spring of approved brand and manufacture conforming to IS : 6315, having brand logo embossed on the body / plate with double spring mechanism and door weight upto 125 kg, for doors, including cost of cutting floors, embedding in floors as required and making good the same matching to the existing floor finishing and cover plates with brass pivot and single piece M.S. sheet outer box with slide plate etc. complete as per the direction of Engineer-in-charge. | [53 empty] | 8.26 | Providing and fixing double action hydraulic floor spring of approved brand and manufacture conforming to IS : 6315, having brand logo embossed on the body / plate with double spring mechanism and door weight upto 125 kg, for doors, including cost of cutting floors, embedding in floors as required and making good the same matching to the existing floor finishing and cover plates with brass pivot and single piece M.S. sheet outer box with slide plate etc. complete as per the direction of Engineer-in-charge.
8.27 | With stainless steel cover plate minimum 1.25 mm thickness |  | 2 | each | 2147.17 |  |  | Excess(+) | 1 | Full Conversion | INR | [40 empty] | #VALUE! | #VALUE! | #VALUE! | 8.27 | With stainless steel cover plate minimum 1.25 mm thickness | 2 | each
8.28 | Filling the gap in between aluminium frame & adjacent RCC/ Brick/ Stone work by providing weather silicon sealant over backer rod of approved quality as per architectural drawings and direction of Engineer-in-charge complete. | [53 empty] | 8.28 | Filling the gap in between aluminium frame & adjacent RCC/ Brick/ Stone work by providing weather silicon sealant over backer rod of approved quality as per architectural drawings and direction of Engineer-in-charge complete.
8.29 | Upto 5mm depth and 5 mm width |  | 30 | metre | 74.75 |  |  | Excess(+) | 1 | Full Conversion | INR | [40 empty] | #VALUE! | #VALUE! | #VALUE! | 8.29 | Upto 5mm depth and 5 mm width | 30 | metre
8.3 | Extra for applying additional anodic coating AC 25 instead of AC 15 to aluminium extruded sections. | [53 empty] | 8.3 | Extra for applying additional anodic coating AC 25 instead of AC 15 to aluminium extruded sections.
8.31 | For fixed portion |  | 5 | kg | 11.75 |  |  | Excess(+) | 1 | Full Conversion | INR | [40 empty] | #VALUE! | #VALUE! | #VALUE! | 8.31 | For fixed portion | 5 | kg
8.32 | For shutters of doors, windows & ventilators |  | 5 | kg | 11.75 |  |  | Excess(+) | 1 | Full Conversion | INR | [40 empty] | #VALUE! | #VALUE! | #VALUE! | 8.32 | For shutters of doors, windows & ventilators | 5 | kg
8.33 | Providing and fixing stainless steel (SS 304 grade) adjustable friction windows stays of approved quality with necessary stainless steel screws etc. to the side hung windows as per direction of Engineer- in-charge complete. | [53 empty] | 8.33 | Providing and fixing stainless steel (SS 304 grade) adjustable friction windows stays of approved quality with necessary stainless steel screws etc. to the side hung windows as per direction of Engineer- in-charge complete.
8.34 | 205 X 19 mm |  | 25 | each | 256.73 |  |  | Excess(+) | 1 | Full Conversion | INR | [40 empty] | #VALUE! | #VALUE! | #VALUE! | 8.34 | 205 X 19 mm | 25 | each
8.35 | 255 X 19 mm |  | 25 | each | 288.65 |  |  | Excess(+) | 1 | Full Conversion | INR | [40 empty] | #VALUE! | #VALUE! | #VALUE! | 8.35 | 255 X 19 mm | 25 | each
8.36 | Providing and fixing aluminium tubular handle bar 32 mm outer dia, 3.0 mm thick & 2100 mm long with SS screws etc .complete as per direction of Engineer-in-Charge. | [53 empty] | 8.36 | Providing and fixing aluminium tubular handle bar 32 mm outer dia, 3.0 mm thick & 2100 mm long with SS screws etc .complete as per direction of Engineer-in-Charge.
8.37 | Anodized (AC 15 ) aluminium tubular handle bar |  | 10 | each | 449.98 |  |  | Excess(+) | 1 | Full Conversion | INR | [40 empty] | #VALUE! | #VALUE! | #VALUE! | 8.37 | Anodized (AC 15 ) aluminium tubular handle bar | 10 | each
8.38 | Providing and fixing Brass 100mm mortice latch and lock with 6 levers without pair of handles (best make of approved quality) for aluminium doors including necessary cutting and making good etc. complete. |  | 2 | each | 394.17 |  |  | Excess(+) | 1 | Full Conversion | INR | [40 empty] | #VALUE! | #VALUE! | #VALUE! | 8.38 | Providing and fixing Brass 100mm mortice latch and lock with 6 levers without pair of handles (best make of approved quality) for aluminium doors including necessary cutting and making good etc. complete. | 2 | each
8.39 | Providing and fixing aluminium casement windows fastener of required length for aluminium windows with necessary screws etc. complete. | [53 empty] | 8.39 | Providing and fixing aluminium casement windows fastener of required length for aluminium windows with necessary screws etc. complete.
8.4 | Anodized (AC 15) aluminium |  | 10 | each | 64.49 |  |  | Excess(+) | 1 | Full Conversion | INR | [40 empty] | #VALUE! | #VALUE! | #VALUE! | 8.4 | Anodized (AC 15) aluminium | 10 | each
8.41 | Providing and fixing aluminium round shape handle of outer dia 100 mm with SS screws etc. complete as per direction of Engineer-in-charge | [53 empty] | 8.41 | Providing and fixing aluminium round shape handle of outer dia 100 mm with SS screws etc. complete as per direction of Engineer-in-charge
8.42 | Anodized (AC 15 ) aluminium |  | 2 | each | 77.82 |  |  | Excess(+) | 1 | Full Conversion | INR | [40 empty] | #VALUE! | #VALUE! | #VALUE! | 8.42 | Anodized (AC 15 ) aluminium | 2 | each
8.43 | Filling the gap in between aluminium/ stone/ wood frame and adjacent RCC/Brick/ Stone/ wood/ Ceramic/ Gypsum work by providing weather/structural non sag elastomeric PU sealant over backer rod of approved quality as per architectural drawings and direction of Engineer-in-charge complete, complying to ASTM C920, DIN 18540- F & ISO 11600 | [53 empty] | 8.43 | Filling the gap in between aluminium/ stone/ wood frame and adjacent RCC/Brick/ Stone/ wood/ Ceramic/ Gypsum work by providing weather/structural non sag elastomeric PU sealant over backer rod of approved quality as per architectural drawings and direction of Engineer-in-charge complete, complying to ASTM C920, DIN 18540- F & ISO 11600
8.44 | Upto 5 mm depth and 5 mm width |  | 15 | metre | 114.16 |  |  | Excess(+) | 1 | Full Conversion | INR | [40 empty] | #VALUE! | #VALUE! | #VALUE! | 8.44 | Upto 5 mm depth and 5 mm width | 15 | metre
8.45 | Upto 10 mm depth and 10 mm width |  | 15 | metre | 155.2 |  |  | Excess(+) | 1 | Full Conversion | INR | [40 empty] | #VALUE! | #VALUE! | #VALUE! | 8.45 | Upto 10 mm depth and 10 mm width | 15 | metre
8.46 | Sub-Total | [53 empty] | 8.46 | Sub-Total
8.47 | WATER PROOFING | [53 empty] | 8.47 | WATER PROOFING
8.48 | Providing and laying water proofing treatment in sunken portion of WCs, bathroom etc., by applying cement slurry mixed with water proofing cement compound consisting of applying : (a) First layer of slurry of cement @ 0.488 kg/sqm mixed with water proofing cement compound @ 0.253 kg/ sqm. This layer will be allowed to air cure for 4 hours. (b) Second layer of slurry of cement @ 0.242 kg/sqm mixed with water proofing cement compound @ 0.126 kg/sqm. This layer will be allowed to air cure for 4 hours followed with water curing for 48 hours. The rate includes preparation of surface, treatment and sealing of all joints, corners, junctions of pipes and masonry with polymer mixed slurry. |  | 50 | sqm | 452.96 |  |  | Excess(+) | 1 | Full Conversion | INR | [40 empty] | #VALUE! | #VALUE! | #VALUE! | 8.48 | Providing and laying water proofing treatment in sunken portion of WCs, bathroom etc., by applying cement slurry mixed with water proofing cement compound consisting of applying : (a) First layer of slurry of cement @ 0.488 kg/sqm mixed with water proofing cement compound @ 0.253 kg/ sqm. This layer will be allowed to air cure for 4 hours. (b) Second layer of slurry of cement @ 0.242 kg/sqm mixed with water proofing cement compound @ 0.126 kg/sqm. This layer will be allowed to air cure for 4 hours followed with water curing for 48 hours. The rate includes preparation of surface, treatment and sealing of all joints, corners, junctions of pipes and masonry with polymer mixed slurry. | 50 | sqm
8.49 | Providing and laying water proofing treatment on roofs of slabs by applying cement slurry mixed with water proofing cement compound consisting of applying: (a) after surface preparation, first layer of slurry of cement @ 0.488 kg/sqm mixed with water proofing cement compound @ 0.253 kg/sqm. (b) laying second layer of Fibre glass cloth when the first layer is still green. Overlaps of joints of fibre cloth should not be less than 10 cm. (c) third layer of 1.5 mm thickness consisting of slurry of cement @ 1.289 kg/sqm mixed with water proofing cement compound @ 0.670 kg/sqm and coarse sand @ 1.289 kg/sqm. This will be allowed to air cure for 4 hours followed by water curing for 48 hours. The entire treatment will be taken upto 30 cm on parapet wall and tucked into groove in parapet all around. (d) fourth and final layer of brick tiling with cement mortar (which will be paid for separately. For the purpose of measurement the entire treated surface will be measured. |  | 50 | sqm | 513.42 |  |  | Excess(+) | 1 | Full Conversion | INR | [40 empty] | #VALUE! | #VALUE! | #VALUE! | 8.49 | Providing and laying water proofing treatment on roofs of slabs by applying cement slurry mixed with water proofing cement compound consisting of applying: (a) after surface preparation, first layer of slurry of cement @ 0.488 kg/sqm mixed with water proofing cement compound @ 0.253 kg/sqm. (b) laying second layer of Fibre glass cloth when the first layer is still green. Overlaps of joints of fibre cloth should not be less than 10 cm. (c) third layer of 1.5 mm thickness consisting of slurry of cement @ 1.289 kg/sqm mixed with water proofing cement compound @ 0.670 kg/sqm and coarse sand @ 1.289 kg/sqm. This will be allowed to air cure for 4 hours followed by water curing for 48 hours. The entire treatment will be taken upto 30 cm on parapet wall and tucked into groove in parapet all around. (d) fourth and final layer of brick tiling with cement mortar (which will be paid for separately. For the purpose of measurement the entire treated surface will be measured. | 50 | sqm
8.5 | Providing and laying integral cement based water proofing treatment including preparation of surface as required for treatment of roofs, balconies, terraces etc consisting of following operations: (a) Applying a slurry coat of neat cement using 2.75 kg/sqm of cement admixed with water proofing compound conforming to IS. 2645 and approved by Engineer-in-charge over the RCC slab including adjoining walls upto 300 mm height including cleaning the surface before treatment. (b) Laying brick bats with mortar using broken bricks/brick bats 25 mm to 115 mm size with 50% of cement mortar 1:5 (1 cement : 5 coarse sand) admixed with water proofing compound conforming to IS : 2645 and approved by Engineer- in-charge over 20 mm thick layer of cement mortar of mix 1:5 (1 cement :5 coarse sand ) admixed with water proofing compound conforming to IS : 2645 and approved by Engineer- in-charge to required slope and treating similarly the adjoining walls upto 300 mm height including rounding of junctions of walls and slabs. (c) After two days of proper curing applying a second coat of cement slurry using 2.75 kg/ sqm of cement admixed with water proofing compound conforming to IS : 2645 and approved by Engineer-in-charge. (d) Finishing the surface with 20 mm thick jointless cement mortar of mix 1:4 (1 cement :4 coarse sand) admixed with water proofing compound conforming to IS : 2645 and approved by Engineer-in-charge including laying glass fibre cloth of approved quality in top layer of plaster and finally finishing the surface with trowel with neat cement slurry and making pattern of 300x300 mm square 3 mm deep. (e) The whole terrace so finished shall be flooded with water for a minimum period of two weeks for curing and for final test.“All above operations to be done in order and as directed and specified by the Engineer-in-Charge : | [53 empty] | 8.5 | Providing and laying integral cement based water proofing treatment including preparation of surface as required for treatment of roofs, balconies, terraces etc consisting of following operations: (a) Applying a slurry coat of neat cement using 2.75 kg/sqm of cement admixed with water proofing compound conforming to IS. 2645 and approved by Engineer-in-charge over the RCC slab including adjoining walls upto 300 mm height including cleaning the surface before treatment. (b) Laying brick bats with mortar using broken bricks/brick bats 25 mm to 115 mm size with 50% of cement mortar 1:5 (1 cement : 5 coarse sand) admixed with water proofing compound conforming to IS : 2645 and approved by Engineer- in-charge over 20 mm thick layer of cement mortar of mix 1:5 (1 cement :5 coarse sand ) admixed with water proofing compound conforming to IS : 2645 and approved by Engineer- in-charge to required slope and treating similarly the adjoining walls upto 300 mm height including rounding of junctions of walls and slabs. (c) After two days of proper curing applying a second coat of cement slurry using 2.75 kg/ sqm of cement admixed with water proofing compound conforming to IS : 2645 and approved by Engineer-in-charge. (d) Finishing the surface with 20 mm thick jointless cement mortar of mix 1:4 (1 cement :4 coarse sand) admixed with water proofing compound conforming to IS : 2645 and approved by Engineer-in-charge including laying glass fibre cloth of approved quality in top layer of plaster and finally finishing the surface with trowel with neat cement slurry and making pattern of 300x300 mm square 3 mm deep. (e) The whole terrace so finished shall be flooded with water for a minimum period of two weeks for curing and for final test.“All above operations to be done in order and as directed and specified by the Engineer-in-Charge :
8.51 | With average thickness of 120 mm and minimum thickness at khurra as 65 mm. |  | 50 | sqm | 1335.34 |  |  | Excess(+) | 1 | Full Conversion | INR | [40 empty] | #VALUE! | #VALUE! | #VALUE! | 8.51 | With average thickness of 120 mm and minimum thickness at khurra as 65 mm. | 50 | sqm
8.52 | Grading roof for water proofing treatment with | [53 empty] | 8.52 | Grading roof for water proofing treatment with
8.53 | Cement concrete 1:2:4 (1 cement : 2 coarse sand : 4 graded stone aggregate 20mm nominal size) |  | 5 | cum | 6585.49 |  |  | Excess(+) | 1 | Full Conversion | INR | [40 empty] | #VALUE! | #VALUE! | #VALUE! | 8.53 | Cement concrete 1:2:4 (1 cement : 2 coarse sand : 4 graded stone aggregate 20mm nominal size) | 5 | cum
8.54 | Providing and mixing integral crystalline admixture for water proofing treatment to RCC structures like basement raft, retaining walls, reservior, sewage & water treatment plant, tunnels / subway and bridge deck etc. at the time of transporting of concrete into the drum of the ready-mix truck , using integral crystalline admixture @0.80% (minimum) to the weight of cement content per cubic meter of concrete) or higher as recommended by the manufacturer's specification in reinforced cement concrete at site of work. The material shall meet the requirements as specified in ACI-212-3R- 2010 i.e. by reducing permeability of concrete by more than 90%, compared with control concrete as per DIN 1048 and resistant to 16 bar hydrostatic pressure. The crystalline admixture shall be capable of self-healing of cracks up to a width of 0.50mm. The work shall be carried out all complete as per specification and the direction of the Engineer-in-charge. The product performance shall carry guarantee for 10 years against any leakage. |  | 10 | kg | 291.45 |  |  | Excess(+) | 1 | Full Conversion | INR | [40 empty] | #VALUE! | #VALUE! | #VALUE! | 8.54 | Providing and mixing integral crystalline admixture for water proofing treatment to RCC structures like basement raft, retaining walls, reservior, sewage & water treatment plant, tunnels / subway and bridge deck etc. at the time of transporting of concrete into the drum of the ready-mix truck , using integral crystalline admixture @0.80% (minimum) to the weight of cement content per cubic meter of concrete) or higher as recommended by the manufacturer's specification in reinforced cement concrete at site of work. The material shall meet the requirements as specified in ACI-212-3R- 2010 i.e. by reducing permeability of concrete by more than 90%, compared with control concrete as per DIN 1048 and resistant to 16 bar hydrostatic pressure. The crystalline admixture shall be capable of self-healing of cracks up to a width of 0.50mm. The work shall be carried out all complete as per specification and the direction of the Engineer-in-charge. The product performance shall carry guarantee for 10 years against any leakage. | 10 | kg
8.55 | Providing and applying fibre reinforced elastomeric liquid water proofing membrane with resilient acrylic polymers having Sun Reflectivity Index (SRI) of 105 on top of concrete roof in three coats @10.76 litre/ 10 sqm. One coat of self-priming of elastomeric waterproofing liquid (dilution with water in the ratio of 3:1) and two coats of undiluted elastomeric waterproofing liquid (dry film thickness of complete application/system not less than 500 microns). The operation shall be carried out after scrapping and properly cleaning the surface to remove loose particles with wire brushes, complete in all respect as per the direction of Engineer-in-Charge. |  | 1500 | sqm | 415.74 |  |  | Excess(+) | 1 | Full Conversion | INR | [40 empty] | #VALUE! | #VALUE! | #VALUE! | 8.55 | Providing and applying fibre reinforced elastomeric liquid water proofing membrane with resilient acrylic polymers having Sun Reflectivity Index (SRI) of 105 on top of concrete roof in three coats @10.76 litre/ 10 sqm. One coat of self-priming of elastomeric waterproofing liquid (dilution with water in the ratio of 3:1) and two coats of undiluted elastomeric waterproofing liquid (dry film thickness of complete application/system not less than 500 microns). The operation shall be carried out after scrapping and properly cleaning the surface to remove loose particles with wire brushes, complete in all respect as per the direction of Engineer-in-Charge. | 1500 | sqm
8.56 | Sub-Total | [53 empty] | 8.56 | Sub-Total
8.57 | NEW TECHNOLOGIES AND MATERIALS | [53 empty] | 8.57 | NEW TECHNOLOGIES AND MATERIALS
8.58 | Chipping of unsound/weak concrete material from slabs, beams, columns etc. with manual Chisel and/ or by standard power driven percussion type or of approved make including tapering of all edges, making square shoulders of cavities including cleaning the exposed concrete surface and reinforcement with wire brushes etc. and disposal of debris for all lead and lifts all complete as per direction of Engineer-In-Charge | [53 empty] | 8.58 | Chipping of unsound/weak concrete material from slabs, beams, columns etc. with manual Chisel and/ or by standard power driven percussion type or of approved make including tapering of all edges, making square shoulders of cavities including cleaning the exposed concrete surface and reinforcement with wire brushes etc. and disposal of debris for all lead and lifts all complete as per direction of Engineer-In-Charge
8.59 | 50mm average thickness |  | 30 | sqm | 185.49 |  |  | Excess(+) | 1 | Full Conversion | INR | [40 empty] | #VALUE! | #VALUE! | #VALUE! | 8.59 | 50mm average thickness | 30 | sqm
8.6 | 25 mm average thickness |  | 55 | sqm | 91.71 |  |  | Excess(+) | 1 | Full Conversion | INR | [40 empty] | #VALUE! | #VALUE! | #VALUE! | 8.6 | 25 mm average thickness | 55 | sqm
8.61 | Cleaning of reinforcement from rust from the reinforcing bars to give it a total rust free steel surface by using alkaline chemical rust remover of approved make with paint brush and removing loose particles after 24 hours of its application with wire brush and thoroughly washing with water and allowing it to dry, all complete as per direction of Engineer-In-Charge. | [53 empty] | 8.61 | Cleaning of reinforcement from rust from the reinforcing bars to give it a total rust free steel surface by using alkaline chemical rust remover of approved make with paint brush and removing loose particles after 24 hours of its application with wire brush and thoroughly washing with water and allowing it to dry, all complete as per direction of Engineer-In-Charge.
8.62 | Bars upto 12 mm diameter |  | 50 | metre | 5.83 |  |  | Excess(+) | 1 | Full Conversion | INR | [40 empty] | #VALUE! | #VALUE! | #VALUE! | 8.62 | Bars upto 12 mm diameter | 50 | metre
8.63 | Providing, mixing and applying bonding coat of approved adhesive on chipped portion of RCC as per specifications and direction of Engineer-In-charge complete in all respect. | [53 empty] | 8.63 | Providing, mixing and applying bonding coat of approved adhesive on chipped portion of RCC as per specifications and direction of Engineer-In-charge complete in all respect.
8.64 | SBR Polymer (@10% of cement weight) modified cementitious bond coat @ 2.2 kg cement per sqm of surface area mixed with specified proportion of approved polymer |  | 85 | sqm | 103.24 |  |  | Excess(+) | 1 | Full Conversion | INR | [40 empty] | #VALUE! | #VALUE! | #VALUE! | 8.64 | SBR Polymer (@10% of cement weight) modified cementitious bond coat @ 2.2 kg cement per sqm of surface area mixed with specified proportion of approved polymer | 85 | sqm
8.65 | Epoxy bonding adhesive having coverage 2.20 sqm/kg of approved make |  | 85 | sqm | 342.35 |  |  | Excess(+) | 1 | Full Conversion | INR | [40 empty] | #VALUE! | #VALUE! | #VALUE! | 8.65 | Epoxy bonding adhesive having coverage 2.20 sqm/kg of approved make | 85 | sqm
8.66 | Providing, mixing and applying SBR polymer (of approved make) modified Cement mortar in proportion of 1:4 (1 cement: 4 graded coarse sand with polymer minimum 2% by wt. of cement used) as per specifications and directions of Engineer-in-charge. | [53 empty] | 8.66 | Providing, mixing and applying SBR polymer (of approved make) modified Cement mortar in proportion of 1:4 (1 cement: 4 graded coarse sand with polymer minimum 2% by wt. of cement used) as per specifications and directions of Engineer-in-charge.
8.67 | 25 mm average thickness in 2 layers. |  | 55 | sqm | 447.61 |  |  | Excess(+) | 1 | Full Conversion | INR | [40 empty] | #VALUE! | #VALUE! | #VALUE! | 8.67 | 25 mm average thickness in 2 layers. | 55 | sqm
8.68 | Providing and fixing hard drawn steel wire fabric of size 75 x25 mm mesh or other suitable size wire mesh to be fixed & firmly anchored to the concrete surface by means of "L" shaped mild steel shear key welded with existing reinforcement including the cost of materials, labour, tool & plants as approved by Engineer-in-charge. |  | 1 | sqm | 719.68 |  |  | Excess(+) | 1 | Full Conversion | INR | [40 empty] | #VALUE! | #VALUE! | #VALUE! | 8.68 | Providing and fixing hard drawn steel wire fabric of size 75 x25 mm mesh or other suitable size wire mesh to be fixed & firmly anchored to the concrete surface by means of "L" shaped mild steel shear key welded with existing reinforcement including the cost of materials, labour, tool & plants as approved by Engineer-in-charge. | 1 | sqm
8.69 | Sub-Total | [53 empty] | 8.69 | Sub-Total
8.7 | MINOR CIVIL MAINTENANCE WORK: | [53 empty] | 8.7 | MINOR CIVIL MAINTENANCE WORK:
8.71 | "Providing and laying in position cement concrete of specified grade excluding the cost of centering and shuttering - All work up to plinth level : 1:5:10 (1 cement : 5 coarse sand (zone-III) derived from natural sources: 10 graded brick aggregate 40 mm nominal size derived from natural sources) |  | 10 | Cum | 5045.59 |  |  | Excess(+) | 1 | Full Conversion | INR | [40 empty] | #VALUE! | #VALUE! | #VALUE! | 8.71 | "Providing and laying in position cement concrete of specified grade excluding the cost of centering and shuttering - All work up to plinth level : 1:5:10 (1 cement : 5 coarse sand (zone-III) derived from natural sources: 10 graded brick aggregate 40 mm nominal size derived from natural sources) | 10 | Cum
8.72 | "P/F C.P brass towel rod complete with two C.P.brass brackets fixed to wooden cleats with C.P. brass screws of approved quality size of 600 x 20 mm. |  | 10 | Each | 345.17 |  |  | Excess(+) | 1 | Full Conversion | INR | [40 empty] | #VALUE! | #VALUE! | #VALUE! | 8.72 | "P/F C.P brass towel rod complete with two C.P.brass brackets fixed to wooden cleats with C.P. brass screws of approved quality size of 600 x 20 mm. | 10 | Each
8.73 | "Providing and fixing gun metal gate valve with C.I. wheel of approved quality (screwed end) : (a) 15mm nominal bore. |  | 5 | Each | 424.7 |  |  | Excess(+) | 1 | Full Conversion | INR | [40 empty] | #VALUE! | #VALUE! | #VALUE! | 8.73 | "Providing and fixing gun metal gate valve with C.I. wheel of approved quality (screwed end) : (a) 15mm nominal bore. | 5 | Each
8.74 | "Providing and fixing C.P. grating with or without hole for waste pipe for floor/ nahani trap 100 mm dia. weight not less than 100 grams. |  | 20 | Each | 58.66 |  |  | Excess(+) | 1 | Full Conversion | INR | [40 empty] | #VALUE! | #VALUE! | #VALUE! | 8.74 | "Providing and fixing C.P. grating with or without hole for waste pipe for floor/ nahani trap 100 mm dia. weight not less than 100 grams. | 20 | Each
8.75 | "Cutting rubbing and polishing of old mosaic flooring of dado for rubbing and removal of rubbish i/c one coat of cement slurry for final rubbing and polishing. |  | 25 | Sqm | 73.39 |  |  | Excess(+) | 1 | Full Conversion | INR | [40 empty] | #VALUE! | #VALUE! | #VALUE! | 8.75 | "Cutting rubbing and polishing of old mosaic flooring of dado for rubbing and removal of rubbish i/c one coat of cement slurry for final rubbing and polishing. | 25 | Sqm
8.76 | "Providing and fixing C.P flange for C.P bib cock/C.P angle stop cock. |  | 30 | Each | 15.8 |  |  | Excess(+) | 1 | Full Conversion | INR | [40 empty] | #VALUE! | #VALUE! | #VALUE! | 8.76 | "Providing and fixing C.P flange for C.P bib cock/C.P angle stop cock. | 30 | Each
8.77 | "Providing and fixing C.P Brass shower rose 15 mm or 20 mm inlet with shower arm (a) 75 mm dia fancy type. |  | 10 | Each | 610.02 |  |  | Excess(+) | 1 | Full Conversion | INR | [40 empty] | #VALUE! | #VALUE! | #VALUE! | 8.77 | "Providing and fixing C.P Brass shower rose 15 mm or 20 mm inlet with shower arm (a) 75 mm dia fancy type. | 10 | Each
8.78 | "Providing and fixing C.P. waste 32 mm dia of make L&K for wash basin / sink. |  | 15 | Each | 216.73 |  |  | Excess(+) | 1 | Full Conversion | INR | [40 empty] | #VALUE! | #VALUE! | #VALUE! | 8.78 | "Providing and fixing C.P. waste 32 mm dia of make L&K for wash basin / sink. | 15 | Each
8.79 | Providing and fixing ISI marked flush door shutter non decorative type, core of block board construction with frame of first class hard wood and well matched commercial 3 ply veneering with vertical grains or cross bands and face veneers on both faces of shutters. 35 mm thick including ISI marked M.S butt hinges with necessary screw complete. |  | 20 | Sqm | 1991.36 |  |  | Excess(+) | 1 | Full Conversion | INR | [40 empty] | #VALUE! | #VALUE! | #VALUE! | 8.79 | Providing and fixing ISI marked flush door shutter non decorative type, core of block board construction with frame of first class hard wood and well matched commercial 3 ply veneering with vertical grains or cross bands and face veneers on both faces of shutters. 35 mm thick including ISI marked M.S butt hinges with necessary screw complete. | 20 | Sqm
8.8 | "Providing and fixing white vitreous china oval type wash basin of size 550 x 480 with 15mm C.P brass pillar tap, 32mm C.P brass waste of standard pattern. |  | 1 | Each | 2512.36 |  |  | Excess(+) | 1 | Full Conversion | INR | [40 empty] | #VALUE! | #VALUE! | #VALUE! | 8.8 | "Providing and fixing white vitreous china oval type wash basin of size 550 x 480 with 15mm C.P brass pillar tap, 32mm C.P brass waste of standard pattern. | 1 | Each
8.81 | "Providing and Fixing M.S handle for steel window. |  | 10 | Each | 160.86 |  |  | Excess(+) | 1 | Full Conversion | INR | [40 empty] | #VALUE! | #VALUE! | #VALUE! | 8.81 | "Providing and Fixing M.S handle for steel window. | 10 | Each
8.82 | "Providing and fixing C.P. pillar cock 15 mm nominal bore (L&K make) for wash basin. |  | 2 | Each | 748.61 |  |  | Excess(+) | 1 | Full Conversion | INR | [40 empty] | #VALUE! | #VALUE! | #VALUE! | 8.82 | "Providing and fixing C.P. pillar cock 15 mm nominal bore (L&K make) for wash basin. | 2 | Each
8.83 | "Providing and Fixing white vitreous china flat back half stall urinal of size 580x 380 x 350 mm with fittings standard size, C.P. Brass domical waste 32 mm , C.P. Brass spreders 15 mm , C.P. Connection pipe with Brass union & clamp and C.P Brass Push Cock 15 mm including cutting & making good the wall. |  | 1 | Each | 4138.75 |  |  | Excess(+) | 1 | Full Conversion | INR | [40 empty] | #VALUE! | #VALUE! | #VALUE! | 8.83 | "Providing and Fixing white vitreous china flat back half stall urinal of size 580x 380 x 350 mm with fittings standard size, C.P. Brass domical waste 32 mm , C.P. Brass spreders 15 mm , C.P. Connection pipe with Brass union & clamp and C.P Brass Push Cock 15 mm including cutting & making good the wall. | 1 | Each
8.84 | "Providing and fixing C.P soap dish etc. complete. |  | 2 | Each | 356.9 |  |  | Excess(+) | 1 | Full Conversion | INR | [40 empty] | #VALUE! | #VALUE! | #VALUE! | 8.84 | "Providing and fixing C.P soap dish etc. complete. | 2 | Each
8.85 | Providing & fixing C.P Coat Pin hanger of approved make with necessary screws etc. complete |  | 1 | Each | 182.53 |  |  | Excess(+) | 1 | Full Conversion | INR | [40 empty] | #VALUE! | #VALUE! | #VALUE! | 8.85 | Providing & fixing C.P Coat Pin hanger of approved make with necessary screws etc. complete | 1 | Each
8.86 | "Providing and fixing C.P connection for gyser (15 x 450) mm with nut and washer. |  | 10 | Each | 196.85 |  |  | Excess(+) | 1 | Full Conversion | INR | [40 empty] | #VALUE! | #VALUE! | #VALUE! | 8.86 | "Providing and fixing C.P connection for gyser (15 x 450) mm with nut and washer. | 10 | Each
8.87 | Brick work with common burnt clay F.P.S. (non modular) bricks of class designation 7.5 in foundation and plinth in: Cement mortar 1:6 (1 cement : 6 coarse sand) with old available bricks |  | 2.5 | Cum | 3447.61 |  |  | Excess(+) | 1 | Full Conversion | INR | [40 empty] | #VALUE! | #VALUE! | #VALUE! | 8.87 | Brick work with common burnt clay F.P.S. (non modular) bricks of class designation 7.5 in foundation and plinth in: Cement mortar 1:6 (1 cement : 6 coarse sand) with old available bricks | 2.5 | Cum
8.88 | Brick on edge flooring with old available bricks of class designation 7.5 on a bed of 12 mm cement mortar, including filling the joints with same mortar, with common burnt clay non modular bricks: 1:6 (1cement : 6 coarse sand) |  | 25 | Sqm | 538.23 |  |  | Excess(+) | 1 | Full Conversion | INR | [40 empty] | #VALUE! | #VALUE! | #VALUE! | 8.88 | Brick on edge flooring with old available bricks of class designation 7.5 on a bed of 12 mm cement mortar, including filling the joints with same mortar, with common burnt clay non modular bricks: 1:6 (1cement : 6 coarse sand) | 25 | Sqm
8.89 | Half brick masonry with old available common burnt clay F.P.S. (non modular) bricks of class designation 7.5 in superstructure above plinth level up to floor V level. Cement mortar 1:4 (1 cement :4 coarse sand) |  | 10 | Sqm | 614.69 |  |  | Excess(+) | 1 | Full Conversion | INR | [40 empty] | #VALUE! | #VALUE! | #VALUE! | 8.89 | Half brick masonry with old available common burnt clay F.P.S. (non modular) bricks of class designation 7.5 in superstructure above plinth level up to floor V level. Cement mortar 1:4 (1 cement :4 coarse sand) | 10 | Sqm
8.9 | "Providing and fixing C.P waste 40 mm nominal bore for china sink or wash basin (L&K) make. |  | 8 | Each | 196.05 |  |  | Excess(+) | 1 | Full Conversion | INR | [40 empty] | #VALUE! | #VALUE! | #VALUE! | 8.9 | "Providing and fixing C.P waste 40 mm nominal bore for china sink or wash basin (L&K) make. | 8 | Each
8.91 | "Providing and fixing C.P waste 50 mm nominal bore for china sink or wash basin (L&K) make. |  | 5 | Each | 225.87 |  |  | Excess(+) | 1 | Full Conversion | INR | [40 empty] | #VALUE! | #VALUE! | #VALUE! | 8.91 | "Providing and fixing C.P waste 50 mm nominal bore for china sink or wash basin (L&K) make. | 5 | Each
8.92 | "P/F 1.50mm thick homogeneous polyvinyl chloride sheet/tile in flooring and skirting in approved pattern on a smooth and damp proof base using rubber base adhesive of approved quality and manufacturer like Dualpo S-758 , Fevicol SR 998 or equivalent including rolling with light wooden roller weight about 5 kg. All complete as directed by Engineer -in -charge in approved colour and shade. |  | 30 | Sqm | 584.22 |  |  | Excess(+) | 1 | Full Conversion | INR | [40 empty] | #VALUE! | #VALUE! | #VALUE! | 8.92 | "P/F 1.50mm thick homogeneous polyvinyl chloride sheet/tile in flooring and skirting in approved pattern on a smooth and damp proof base using rubber base adhesive of approved quality and manufacturer like Dualpo S-758 , Fevicol SR 998 or equivalent including rolling with light wooden roller weight about 5 kg. All complete as directed by Engineer -in -charge in approved colour and shade. | 30 | Sqm
8.93 | Providing & fixing Kota Stone upto 100 mm depth Strips with CM 1:4 in CC Road i/c cutting the kota in strips. |  | 55 | Rm | 78.83 |  |  | Excess(+) | 1 | Full Conversion | INR | [40 empty] | #VALUE! | #VALUE! | #VALUE! | 8.93 | Providing & fixing Kota Stone upto 100 mm depth Strips with CM 1:4 in CC Road i/c cutting the kota in strips. | 55 | Rm
8.94 | Providing and fixing C.P basin mixer of 15 mm nominal bore (L&K) make etc. complete |  | 5 | Each | 2164.31 |  |  | Excess(+) | 1 | Full Conversion | INR | [40 empty] | #VALUE! | #VALUE! | #VALUE! | 8.94 | Providing and fixing C.P basin mixer of 15 mm nominal bore (L&K) make etc. complete | 5 | Each
8.95 | Providind and fixing C.P. hand spray (heath faucet) jaquar make or equivalant with push button control and flexible hose connection with C.P hook complete in all respects. |  | 20 | Each | 651.08 |  |  | Excess(+) | 1 | Full Conversion | INR | [40 empty] | #VALUE! | #VALUE! | #VALUE! | 8.95 | Providind and fixing C.P. hand spray (heath faucet) jaquar make or equivalant with push button control and flexible hose connection with C.P hook complete in all respects. | 20 | Each
8.96 | Providing and fixing 15 mm nominal bore C.P brass two way bib cock of L&K or approved equivalent make etc. complete |  | 5 | Each | 1041.39 |  |  | Excess(+) | 1 | Full Conversion | INR | [40 empty] | #VALUE! | #VALUE! | #VALUE! | 8.96 | Providing and fixing 15 mm nominal bore C.P brass two way bib cock of L&K or approved equivalent make etc. complete | 5 | Each
8.97 | "Providing and fixing aluminum door seal in door i/c necessary screw etc complete. " |  | 40 | Metre | 181.83 |  |  | Excess(+) | 1 | Full Conversion | INR | [40 empty] | #VALUE! | #VALUE! | #VALUE! | 8.97 | "Providing and fixing aluminum door seal in door i/c necessary screw etc complete. " | 40 | Metre
8.98 | Providing and fixing anti-cocroach grating 125 mm dia of approved equivalent make. |  | 10 | Each | 275.69 |  |  | Excess(+) | 1 | Full Conversion | INR | [40 empty] | #VALUE! | #VALUE! | #VALUE! | 8.98 | Providing and fixing anti-cocroach grating 125 mm dia of approved equivalent make. | 10 | Each
8.99 | Providing and fixing 15 mm nominal bore C.P. swan neck pillar cock of L&K or approved equivalent make. |  | 4 | Each | 936.11 |  |  | Excess(+) | 1 | Full Conversion | INR | [40 empty] | #VALUE! | #VALUE! | #VALUE! | 8.99 | Providing and fixing 15 mm nominal bore C.P. swan neck pillar cock of L&K or approved equivalent make. | 4 | Each
9 | Providing and fixing 15 mm nominal bore two way angle valve of make L&K or approved equivalent make. |  | 5 | Each | 941.97 |  |  | Excess(+) | 1 | Full Conversion | INR | [40 empty] | #VALUE! | #VALUE! | #VALUE! | 9 | Providing and fixing 15 mm nominal bore two way angle valve of make L&K or approved equivalent make. | 5 | Each
9.01 | Providing and fixing of "I hook" of with ISI marked M.S. pressed butt hinged brigt finished of required size |  | 10 | Each | 32.85 |  |  | Excess(+) | 1 | Full Conversion | INR | [40 empty] | #VALUE! | #VALUE! | #VALUE! | 9.01 | Providing and fixing of "I hook" of with ISI marked M.S. pressed butt hinged brigt finished of required size | 10 | Each
9.02 | Providing and fixing fly proof stainless steel grade 304 wire gauge, to windows and clearestory windows using wire gauge with average width of aperture 1.4 mm in both directions with wire of dia 0.50 mm all complete. 12x12mm beading. |  | 20 | Sqm | 814.38 |  |  | Excess(+) | 1 | Full Conversion | INR | [40 empty] | #VALUE! | #VALUE! | #VALUE! | 9.02 | Providing and fixing fly proof stainless steel grade 304 wire gauge, to windows and clearestory windows using wire gauge with average width of aperture 1.4 mm in both directions with wire of dia 0.50 mm all complete. 12x12mm beading. | 20 | Sqm
9.03 | Supply and fixing of hand shower in mixture unit. |  | 10 | Each | 909.16 |  |  | Excess(+) | 1 | Full Conversion | INR | [40 empty] | #VALUE! | #VALUE! | #VALUE! | 9.03 | Supply and fixing of hand shower in mixture unit. | 10 | Each
9.04 | Providing and fixing PVC door silencer with necessary screw etc complete. 75mm |  | 10 | Each | 33.67 |  |  | Excess(+) | 1 | Full Conversion | INR | [40 empty] | #VALUE! | #VALUE! | #VALUE! | 9.04 | Providing and fixing PVC door silencer with necessary screw etc complete. 75mm | 10 | Each
9.05 | Providing and fixing PVC door silencer with necessary screw etc complete. 100mm |  | 10 | Each | 49.28 |  |  | Excess(+) | 1 | Full Conversion | INR | [40 empty] | #VALUE! | #VALUE! | #VALUE! | 9.05 | Providing and fixing PVC door silencer with necessary screw etc complete. 100mm | 10 | Each
9.06 | Providing and fixing Available G.I. pipes complete with G.I. fittings and clamps, i/c cutting and making good the walls etc. Internal work - Exposed on wall |  | 50 | metre | 167.38 |  |  | Excess(+) | 1 | Full Conversion | INR | [40 empty] | #VALUE! | #VALUE! | #VALUE! | 9.06 | Providing and fixing Available G.I. pipes complete with G.I. fittings and clamps, i/c cutting and making good the walls etc. Internal work - Exposed on wall | 50 | metre
9.07 | Providing and fixing CPVC ball valve 32 mm dia i/c all fittings complete of Approved make. For one piece only |  | 5 | Each | 645.24 |  |  | Excess(+) | 1 | Full Conversion | INR | [40 empty] | #VALUE! | #VALUE! | #VALUE! | 9.07 | Providing and fixing CPVC ball valve 32 mm dia i/c all fittings complete of Approved make. For one piece only | 5 | Each
9.08 | Providing and Fixing CPVC ball valve 25 mm dia i/c all fitting of Approved make. For one Piece only. |  | 5 | Each | 295.66 |  |  | Excess(+) | 1 | Full Conversion | INR | [40 empty] | #VALUE! | #VALUE! | #VALUE! | 9.08 | Providing and Fixing CPVC ball valve 25 mm dia i/c all fitting of Approved make. For one Piece only. | 5 | Each
9.09 | Providing and fixing vertical venetian blinds vista make dust guard (Classic/Select) or equivalent. 100 mm wide on windows. |  | 5 | Sqm | 1985.97 |  |  | Excess(+) | 1 | Full Conversion | INR | [40 empty] | #VALUE! | #VALUE! | #VALUE! | 9.09 | Providing and fixing vertical venetian blinds vista make dust guard (Classic/Select) or equivalent. 100 mm wide on windows. | 5 | Sqm
9.1 | Repalcement of battery box of Sensor of Urinal/Washbasin Flush for auto flushing system. |  | 3 | Each | 440.95 |  |  | Excess(+) | 1 | Full Conversion | INR | [40 empty] | #VALUE! | #VALUE! | #VALUE! | 9.1 | Repalcement of battery box of Sensor of Urinal/Washbasin Flush for auto flushing system. | 3 | Each
9.11 | Replacement of wall concealed Metropole WC flush valve (push type) in existing connection point complete. |  | 3 | Each | 3676.98 |  |  | Excess(+) | 1 | Full Conversion | INR | [40 empty] | #VALUE! | #VALUE! | #VALUE! | 9.11 | Replacement of wall concealed Metropole WC flush valve (push type) in existing connection point complete. | 3 | Each
9.12 | Providing and fixing CP Nozzle cock 15 mm dia of approved make. |  | 5 | Each | 809.47 |  |  | Excess(+) | 1 | Full Conversion | INR | [40 empty] | #VALUE! | #VALUE! | #VALUE! | 9.12 | Providing and fixing CP Nozzle cock 15 mm dia of approved make. | 5 | Each
9.13 | Replacement of urinal flush valve by providing and fixing CP push valve in existing connection point with required finishing etc, complete. |  | 5 | Each | 2121.7 |  |  | Excess(+) | 1 | Full Conversion | INR | [40 empty] | #VALUE! | #VALUE! | #VALUE! | 9.13 | Replacement of urinal flush valve by providing and fixing CP push valve in existing connection point with required finishing etc, complete. | 5 | Each
9.14 | P/F looking mirror of 5.5 mm thick superior glass of approved quality complete with 12 mm thick of water type ply wood sheet ground 40 mm widex 12 mm thick 1st class teak wood beeding frame of half round fixed to wooden cleats with CP brass screw and washer complete teak wood beading finished with sprits polishing complete. |  | 5 | Sqm. | 3267.12 |  |  | Excess(+) | 1 | Full Conversion | INR | [40 empty] | #VALUE! | #VALUE! | #VALUE! | 9.14 | P/F looking mirror of 5.5 mm thick superior glass of approved quality complete with 12 mm thick of water type ply wood sheet ground 40 mm widex 12 mm thick 1st class teak wood beeding frame of half round fixed to wooden cleats with CP brass screw and washer complete teak wood beading finished with sprits polishing complete. | 5 | Sqm.
Total in Figures | [51 empty] | #VALUE! | #VALUE! | #VALUE!
Quoted Rate in Figures |  |  |  | Select | [47 empty] | 0 | 0 | #VALUE!
Quoted Rate in Words |  | #VALUE!
Note on K15: gepadmin: 1. If you choose "Full Conversion" then Column BA (AMOUNT) and Column BB (TAXES) BOTH values will be convert based on selected Currency in (Column L). 2. If you choose "Partial Conversion" then Column BA (AMOUNT) only will be converted based on selected currency (Column L) and Column BB (TAXES) value (INR) will be added to the converted values.
Note on K16: gepadmin: 1. If you choose "Full Conversion" then Column BA (AMOUNT) and Column BB (TAXES) BOTH values will be convert based on selected Currency in (Column L). 2. If you choose "Partial Conversion" then Column BA (AMOUNT) only will be converted based on selected currency (Column L) and Column BB (TAXES) value (INR) will be added to the converted values.
Note on K20: gepadmin: 1. If you choose "Full Conversion" then Column BA (AMOUNT) and Column BB (TAXES) BOTH values will be convert based on selected Currency in (Column L). 2. If you choose "Partial Conversion" then Column BA (AMOUNT) only will be converted based on selected currency (Column L) and Column BB (TAXES) value (INR) will be added to the converted values.
Note on K22: gepadmin: 1. If you choose "Full Conversion" then Column BA (AMOUNT) and Column BB (TAXES) BOTH values will be convert based on selected Currency in (Column L). 2. If you choose "Partial Conversion" then Column BA (AMOUNT) only will be converted based on selected currency (Column L) and Column BB (TAXES) value (INR) will be added to the converted values.
Note on K25: gepadmin: 1. If you choose "Full Conversion" then Column BA (AMOUNT) and Column BB (TAXES) BOTH values will be convert based on selected Currency in (Column L). 2. If you choose "Partial Conversion" then Column BA (AMOUNT) only will be converted based on selected currency (Column L) and Column BB (TAXES) value (INR) will be added to the converted values.
Note on K26: gepadmin: 1. If you choose "Full Conversion" then Column BA (AMOUNT) and Column BB (TAXES) BOTH values will be convert based on selected Currency in (Column L). 2. If you choose "Partial Conversion" then Column BA (AMOUNT) only will be converted based on selected currency (Column L) and Column BB (TAXES) value (INR) will be added to the converted values.
Note on K27: gepadmin: 1. If you choose "Full Conversion" then Column BA (AMOUNT) and Column BB (TAXES) BOTH values will be convert based on selected Currency in (Column L). 2. If you choose "Partial Conversion" then Column BA (AMOUNT) only will be converted based on selected currency (Column L) and Column BB (TAXES) value (INR) will be added to the converted values.
Note on K28: gepadmin: 1. If you choose "Full Conversion" then Column BA (AMOUNT) and Column BB (TAXES) BOTH values will be convert based on selected Currency in (Column L). 2. If you choose "Partial Conversion" then Column BA (AMOUNT) only will be converted based on selected currency (Column L) and Column BB (TAXES) value (INR) will be added to the converted values.
Note on K29: gepadmin: 1. If you choose "Full Conversion" then Column BA (AMOUNT) and Column BB (TAXES) BOTH values will be convert based on selected Currency in (Column L). 2. If you choose "Partial Conversion" then Column BA (AMOUNT) only will be converted based on selected currency (Column L) and Column BB (TAXES) value (INR) will be added to the converted values.
Note on K31: gepadmin: 1. If you choose "Full Conversion" then Column BA (AMOUNT) and Column BB (TAXES) BOTH values will be convert based on selected Currency in (Column L). 2. If you choose "Partial Conversion" then Column BA (AMOUNT) only will be converted based on selected currency (Column L) and Column BB (TAXES) value (INR) will be added to the converted values.
Note on K33: gepadmin: 1. If you choose "Full Conversion" then Column BA (AMOUNT) and Column BB (TAXES) BOTH values will be convert based on selected Currency in (Column L). 2. If you choose "Partial Conversion" then Column BA (AMOUNT) only will be converted based on selected currency (Column L) and Column BB (TAXES) value (INR) will be added to the converted values.
Note on K34: gepadmin: 1. If you choose "Full Conversion" then Column BA (AMOUNT) and Column BB (TAXES) BOTH values will be convert based on selected Currency in (Column L). 2. If you choose "Partial Conversion" then Column BA (AMOUNT) only will be converted based on selected currency (Column L) and Column BB (TAXES) value (INR) will be added to the converted values.
Note on K35: gepadmin: 1. If you choose "Full Conversion" then Column BA (AMOUNT) and Column BB (TAXES) BOTH values will be convert based on selected Currency in (Column L). 2. If you choose "Partial Conversion" then Column BA (AMOUNT) only will be converted based on selected currency (Column L) and Column BB (TAXES) value (INR) will be added to the converted values.
Note on K39: gepadmin: 1. If you choose "Full Conversion" then Column BA (AMOUNT) and Column BB (TAXES) BOTH values will be convert based on selected Currency in (Column L). 2. If you choose "Partial Conversion" then Column BA (AMOUNT) only will be converted based on selected currency (Column L) and Column BB (TAXES) value (INR) will be added to the converted values.
Note on K40: gepadmin: 1. If you choose "Full Conversion" then Column BA (AMOUNT) and Column BB (TAXES) BOTH values will be convert based on selected Currency in (Column L). 2. If you choose "Partial Conversion" then Column BA (AMOUNT) only will be converted based on selected currency (Column L) and Column BB (TAXES) value (INR) will be added to the converted values.
Note on K42: gepadmin: 1. If you choose "Full Conversion" then Column BA (AMOUNT) and Column BB (TAXES) BOTH values will be convert based on selected Currency in (Column L). 2. If you choose "Partial Conversion" then Column BA (AMOUNT) only will be converted based on selected currency (Column L) and Column BB (TAXES) value (INR) will be added to the converted values.
Note on K43: gepadmin: 1. If you choose "Full Conversion" then Column BA (AMOUNT) and Column BB (TAXES) BOTH values will be convert based on selected Currency in (Column L). 2. If you choose "Partial Conversion" then Column BA (AMOUNT) only will be converted based on selected currency (Column L) and Column BB (TAXES) value (INR) will be added to the converted values.
Note on K44: gepadmin: 1. If you choose "Full Conversion" then Column BA (AMOUNT) and Column BB (TAXES) BOTH values will be convert based on selected Currency in (Column L). 2. If you choose "Partial Conversion" then Column BA (AMOUNT) only will be converted based on selected currency (Column L) and Column BB (TAXES) value (INR) will be added to the converted values.
Note on K45: gepadmin: 1. If you choose "Full Conversion" then Column BA (AMOUNT) and Column BB (TAXES) BOTH values will be convert based on selected Currency in (Column L). 2. If you choose "Partial Conversion" then Column BA (AMOUNT) only will be converted based on selected currency (Column L) and Column BB (TAXES) value (INR) will be added to the converted values.
Note on K46: gepadmin: 1. If you choose "Full Conversion" then Column BA (AMOUNT) and Column BB (TAXES) BOTH values will be convert based on selected Currency in (Column L). 2. If you choose "Partial Conversion" then Column BA (AMOUNT) only will be converted based on selected currency (Column L) and Column BB (TAXES) value (INR) will be added to the converted values.
Note on K50: gepadmin: 1. If you choose "Full Conversion" then Column BA (AMOUNT) and Column BB (TAXES) BOTH values will be convert based on selected Currency in (Column L). 2. If you choose "Partial Conversion" then Column BA (AMOUNT) only will be converted based on selected currency (Column L) and Column BB (TAXES) value (INR) will be added to the converted values.
Note on K52: gepadmin: 1. If you choose "Full Conversion" then Column BA (AMOUNT) and Column BB (TAXES) BOTH values will be convert based on selected Currency in (Column L). 2. If you choose "Partial Conversion" then Column BA (AMOUNT) only will be converted based on selected currency (Column L) and Column BB (TAXES) value (INR) will be added to the converted values.
Note on K53: gepadmin: 1. If you choose "Full Conversion" then Column BA (AMOUNT) and Column BB (TAXES) BOTH values will be convert based on selected Currency in (Column L). 2. If you choose "Partial Conversion" then Column BA (AMOUNT) only will be converted based on selected currency (Column L) and Column BB (TAXES) value (INR) will be added to the converted values.
Note on K55: gepadmin: 1. If you choose "Full Conversion" then Column BA (AMOUNT) and Column BB (TAXES) BOTH values will be convert based on selected Currency in (Column L). 2. If you choose "Partial Conversion" then Column BA (AMOUNT) only will be converted based on selected currency (Column L) and Column BB (TAXES) value (INR) will be added to the converted values.
Note on K56: gepadmin: 1. If you choose "Full Conversion" then Column BA (AMOUNT) and Column BB (TAXES) BOTH values will be convert based on selected Currency in (Column L). 2. If you choose "Partial Conversion" then Column BA (AMOUNT) only will be converted based on selected currency (Column L) and Column BB (TAXES) value (INR) will be added to the converted values.
Note on K57: gepadmin: 1. If you choose "Full Conversion" then Column BA (AMOUNT) and Column BB (TAXES) BOTH values will be convert based on selected Currency in (Column L). 2. If you choose "Partial Conversion" then Column BA (AMOUNT) only will be converted based on selected currency (Column L) and Column BB (TAXES) value (INR) will be added to the converted values.
Note on K58: gepadmin: 1. If you choose "Full Conversion" then Column BA (AMOUNT) and Column BB (TAXES) BOTH values will be convert based on selected Currency in (Column L). 2. If you choose "Partial Conversion" then Column BA (AMOUNT) only will be converted based on selected currency (Column L) and Column BB (TAXES) value (INR) will be added to the converted values.
Note on K59: gepadmin: 1. If you choose "Full Conversion" then Column BA (AMOUNT) and Column BB (TAXES) BOTH values will be convert based on selected Currency in (Column L). 2. If you choose "Partial Conversion" then Column BA (AMOUNT) only will be converted based on selected currency (Column L) and Column BB (TAXES) value (INR) will be added to the converted values.
Note on K60: gepadmin: 1. If you choose "Full Conversion" then Column BA (AMOUNT) and Column BB (TAXES) BOTH values will be convert based on selected Currency in (Column L). 2. If you choose "Partial Conversion" then Column BA (AMOUNT) only will be converted based on selected currency (Column L) and Column BB (TAXES) value (INR) will be added to the converted values.
Note on K61: gepadmin: 1. If you choose "Full Conversion" then Column BA (AMOUNT) and Column BB (TAXES) BOTH values will be convert based on selected Currency in (Column L). 2. If you choose "Partial Conversion" then Column BA (AMOUNT) only will be converted based on selected currency (Column L) and Column BB (TAXES) value (INR) will be added to the converted values.
Note on K62: gepadmin: 1. If you choose "Full Conversion" then Column BA (AMOUNT) and Column BB (TAXES) BOTH values will be convert based on selected Currency in (Column L). 2. If you choose "Partial Conversion" then Column BA (AMOUNT) only will be converted based on selected currency (Column L) and Column BB (TAXES) value (INR) will be added to the converted values.
Note on K64: gepadmin: 1. If you choose "Full Conversion" then Column BA (AMOUNT) and Column BB (TAXES) BOTH values will be convert based on selected Currency in (Column L). 2. If you choose "Partial Conversion" then Column BA (AMOUNT) only will be converted based on selected currency (Column L) and Column BB (TAXES) value (INR) will be added to the converted values.
Note on K65: gepadmin: 1. If you choose "Full Conversion" then Column BA (AMOUNT) and Column BB (TAXES) BOTH values will be convert based on selected Currency in (Column L). 2. If you choose "Partial Conversion" then Column BA (AMOUNT) only will be converted based on selected currency (Column L) and Column BB (TAXES) value (INR) will be added to the converted values.
Note on K66: gepadmin: 1. If you choose "Full Conversion" then Column BA (AMOUNT) and Column BB (TAXES) BOTH values will be convert based on selected Currency in (Column L). 2. If you choose "Partial Conversion" then Column BA (AMOUNT) only will be converted based on selected currency (Column L) and Column BB (TAXES) value (INR) will be added to the converted values.
Note on K68: gepadmin: 1. If you choose "Full Conversion" then Column BA (AMOUNT) and Column BB (TAXES) BOTH values will be convert based on selected Currency in (Column L). 2. If you choose "Partial Conversion" then Column BA (AMOUNT) only will be converted based on selected currency (Column L) and Column BB (TAXES) value (INR) will be added to the converted values.
Note on K70: gepadmin: 1. If you choose "Full Conversion" then Column BA (AMOUNT) and Column BB (TAXES) BOTH values will be convert based on selected Currency in (Column L). 2. If you choose "Partial Conversion" then Column BA (AMOUNT) only will be converted based on selected currency (Column L) and Column BB (TAXES) value (INR) will be added to the converted values.
Note on K71: gepadmin: 1. If you choose "Full Conversion" then Column BA (AMOUNT) and Column BB (TAXES) BOTH values will be convert based on selected Currency in (Column L). 2. If you choose "Partial Conversion" then Column BA (AMOUNT) only will be converted based on selected currency (Column L) and Column BB (TAXES) value (INR) will be added to the converted values.
Note on K75: gepadmin: 1. If you choose "Full Conversion" then Column BA (AMOUNT) and Column BB (TAXES) BOTH values will be convert based on selected Currency in (Column L). 2. If you choose "Partial Conversion" then Column BA (AMOUNT) only will be converted based on selected currency (Column L) and Column BB (TAXES) value (INR) will be added to the converted values.
Note on K77: gepadmin: 1. If you choose "Full Conversion" then Column BA (AMOUNT) and Column BB (TAXES) BOTH values will be convert based on selected Currency in (Column L). 2. If you choose "Partial Conversion" then Column BA (AMOUNT) only will be converted based on selected currency (Column L) and Column BB (TAXES) value (INR) will be added to the converted values.
Note on K79: gepadmin: 1. If you choose "Full Conversion" then Column BA (AMOUNT) and Column BB (TAXES) BOTH values will be convert based on selected Currency in (Column L). 2. If you choose "Partial Conversion" then Column BA (AMOUNT) only will be converted based on selected currency (Column L) and Column BB (TAXES) value (INR) will be added to the converted values.
Note on K81: gepadmin: 1. If you choose "Full Conversion" then Column BA (AMOUNT) and Column BB (TAXES) BOTH values will be convert based on selected Currency in (Column L). 2. If you choose "Partial Conversion" then Column BA (AMOUNT) only will be converted based on selected currency (Column L) and Column BB (TAXES) value (INR) will be added to the converted values.
Note on K83: gepadmin: 1. If you choose "Full Conversion" then Column BA (AMOUNT) and Column BB (TAXES) BOTH values will be convert based on selected Currency in (Column L). 2. If you choose "Partial Conversion" then Column BA (AMOUNT) only will be converted based on selected currency (Column L) and Column BB (TAXES) value (INR) will be added to the converted values.
Note on K84: gepadmin: 1. If you choose "Full Conversion" then Column BA (AMOUNT) and Column BB (TAXES) BOTH values will be convert based on selected Currency in (Column L). 2. If you choose "Partial Conversion" then Column BA (AMOUNT) only will be converted based on selected currency (Column L) and Column BB (TAXES) value (INR) will be added to the converted values.
Note on K86: gepadmin: 1. If you choose "Full Conversion" then Column BA (AMOUNT) and Column BB (TAXES) BOTH values will be convert based on selected Currency in (Column L). 2. If you choose "Partial Conversion" then Column BA (AMOUNT) only will be converted based on selected currency (Column L) and Column BB (TAXES) value (INR) will be added to the converted values.
Note on K87: gepadmin: 1. If you choose "Full Conversion" then Column BA (AMOUNT) and Column BB (TAXES) BOTH values will be convert based on selected Currency in (Column L). 2. If you choose "Partial Conversion" then Column BA (AMOUNT) only will be converted based on selected currency (Column L) and Column BB (TAXES) value (INR) will be added to the converted values.
Note on K92: gepadmin: 1. If you choose "Full Conversion" then Column BA (AMOUNT) and Column BB (TAXES) BOTH values will be convert based on selected Currency in (Column L). 2. If you choose "Partial Conversion" then Column BA (AMOUNT) only will be converted based on selected currency (Column L) and Column BB (TAXES) value (INR) will be added to the converted values.
Note on K93: gepadmin: 1. If you choose "Full Conversion" then Column BA (AMOUNT) and Column BB (TAXES) BOTH values will be convert based on selected Currency in (Column L). 2. If you choose "Partial Conversion" then Column BA (AMOUNT) only will be converted based on selected currency (Column L) and Column BB (TAXES) value (INR) will be added to the converted values.
Note on K95: gepadmin: 1. If you choose "Full Conversion" then Column BA (AMOUNT) and Column BB (TAXES) BOTH values will be convert based on selected Currency in (Column L). 2. If you choose "Partial Conversion" then Column BA (AMOUNT) only will be converted based on selected currency (Column L) and Column BB (TAXES) value (INR) will be added to the converted values.
Note on K96: gepadmin: 1. If you choose "Full Conversion" then Column BA (AMOUNT) and Column BB (TAXES) BOTH values will be convert based on selected Currency in (Column L). 2. If you choose "Partial Conversion" then Column BA (AMOUNT) only will be converted based on selected currency (Column L) and Column BB (TAXES) value (INR) will be added to the converted values.
Note on K98: gepadmin: 1. If you choose "Full Conversion" then Column BA (AMOUNT) and Column BB (TAXES) BOTH values will be convert based on selected Currency in (Column L). 2. If you choose "Partial Conversion" then Column BA (AMOUNT) only will be converted based on selected currency (Column L) and Column BB (TAXES) value (INR) will be added to the converted values.
Note on K99: gepadmin: 1. If you choose "Full Conversion" then Column BA (AMOUNT) and Column BB (TAXES) BOTH values will be convert based on selected Currency in (Column L). 2. If you choose "Partial Conversion" then Column BA (AMOUNT) only will be converted based on selected currency (Column L) and Column BB (TAXES) value (INR) will be added to the converted values.
Note on K100: gepadmin: 1. If you choose "Full Conversion" then Column BA (AMOUNT) and Column BB (TAXES) BOTH values will be convert based on selected Currency in (Column L). 2. If you choose "Partial Conversion" then Column BA (AMOUNT) only will be converted based on selected currency (Column L) and Column BB (TAXES) value (INR) will be added to the converted values.
Note on K101: gepadmin: 1. If you choose "Full Conversion" then Column BA (AMOUNT) and Column BB (TAXES) BOTH values will be convert based on selected Currency in (Column L). 2. If you choose "Partial Conversion" then Column BA (AMOUNT) only will be converted based on selected currency (Column L) and Column BB (TAXES) value (INR) will be added to the converted values.
Note on K103: gepadmin: 1. If you choose "Full Conversion" then Column BA (AMOUNT) and Column BB (TAXES) BOTH values will be convert based on selected Currency in (Column L). 2. If you choose "Partial Conversion" then Column BA (AMOUNT) only will be converted based on selected currency (Column L) and Column BB (TAXES) value (INR) will be added to the converted values.
Note on K104: gepadmin: 1. If you choose "Full Conversion" then Column BA (AMOUNT) and Column BB (TAXES) BOTH values will be convert based on selected Currency in (Column L). 2. If you choose "Partial Conversion" then Column BA (AMOUNT) only will be converted based on selected currency (Column L) and Column BB (TAXES) value (INR) will be added to the converted values.
Note on K108: gepadmin: 1. If you choose "Full Conversion" then Column BA (AMOUNT) and Column BB (TAXES) BOTH values will be convert based on selected Currency in (Column L). 2. If you choose "Partial Conversion" then Column BA (AMOUNT) only will be converted based on selected currency (Column L) and Column BB (TAXES) value (INR) will be added to the converted values.
Note on K109: gepadmin: 1. If you choose "Full Conversion" then Column BA (AMOUNT) and Column BB (TAXES) BOTH values will be convert based on selected Currency in (Column L). 2. If you choose "Partial Conversion" then Column BA (AMOUNT) only will be converted based on selected currency (Column L) and Column BB (TAXES) value (INR) will be added to the converted values.
Note on K112: gepadmin: 1. If you choose "Full Conversion" then Column BA (AMOUNT) and Column BB (TAXES) BOTH values will be convert based on selected Currency in (Column L). 2. If you choose "Partial Conversion" then Column BA (AMOUNT) only will be converted based on selected currency (Column L) and Column BB (TAXES) value (INR) will be added to the converted values.
Note on K115: gepadmin: 1. If you choose "Full Conversion" then Column BA (AMOUNT) and Column BB (TAXES) BOTH values will be convert based on selected Currency in (Column L). 2. If you choose "Partial Conversion" then Column BA (AMOUNT) only will be converted based on selected currency (Column L) and Column BB (TAXES) value (INR) will be added to the converted values.
Note on K116: gepadmin: 1. If you choose "Full Conversion" then Column BA (AMOUNT) and Column BB (TAXES) BOTH values will be convert based on selected Currency in (Column L). 2. If you choose "Partial Conversion" then Column BA (AMOUNT) only will be converted based on selected currency (Column L) and Column BB (TAXES) value (INR) will be added to the converted values.
Note on K118: gepadmin: 1. If you choose "Full Conversion" then Column BA (AMOUNT) and Column BB (TAXES) BOTH values will be convert based on selected Currency in (Column L). 2. If you choose "Partial Conversion" then Column BA (AMOUNT) only will be converted based on selected currency (Column L) and Column BB (TAXES) value (INR) will be added to the converted values.
Note on K120: gepadmin: 1. If you choose "Full Conversion" then Column BA (AMOUNT) and Column BB (TAXES) BOTH values will be convert based on selected Currency in (Column L). 2. If you choose "Partial Conversion" then Column BA (AMOUNT) only will be converted based on selected currency (Column L) and Column BB (TAXES) value (INR) will be added to the converted values.
Note on K121: gepadmin: 1. If you choose "Full Conversion" then Column BA (AMOUNT) and Column BB (TAXES) BOTH values will be convert based on selected Currency in (Column L). 2. If you choose "Partial Conversion" then Column BA (AMOUNT) only will be converted based on selected currency (Column L) and Column BB (TAXES) value (INR) will be added to the converted values.
Note on K122: gepadmin: 1. If you choose "Full Conversion" then Column BA (AMOUNT) and Column BB (TAXES) BOTH values will be convert based on selected Currency in (Column L). 2. If you choose "Partial Conversion" then Column BA (AMOUNT) only will be converted based on selected currency (Column L) and Column BB (TAXES) value (INR) will be added to the converted values.
Note on K125: gepadmin: 1. If you choose "Full Conversion" then Column BA (AMOUNT) and Column BB (TAXES) BOTH values will be convert based on selected Currency in (Column L). 2. If you choose "Partial Conversion" then Column BA (AMOUNT) only will be converted based on selected currency (Column L) and Column BB (TAXES) value (INR) will be added to the converted values.
Note on K126: gepadmin: 1. If you choose "Full Conversion" then Column BA (AMOUNT) and Column BB (TAXES) BOTH values will be convert based on selected Currency in (Column L). 2. If you choose "Partial Conversion" then Column BA (AMOUNT) only will be converted based on selected currency (Column L) and Column BB (TAXES) value (INR) will be added to the converted values.
Note on K128: gepadmin: 1. If you choose "Full Conversion" then Column BA (AMOUNT) and Column BB (TAXES) BOTH values will be convert based on selected Currency in (Column L). 2. If you choose "Partial Conversion" then Column BA (AMOUNT) only will be converted based on selected currency (Column L) and Column BB (TAXES) value (INR) will be added to the converted values.
Note on K130: gepadmin: 1. If you choose "Full Conversion" then Column BA (AMOUNT) and Column BB (TAXES) BOTH values will be convert based on selected Currency in (Column L). 2. If you choose "Partial Conversion" then Column BA (AMOUNT) only will be converted based on selected currency (Column L) and Column BB (TAXES) value (INR) will be added to the converted values.
Note on K131: gepadmin: 1. If you choose "Full Conversion" then Column BA (AMOUNT) and Column BB (TAXES) BOTH values will be convert based on selected Currency in (Column L). 2. If you choose "Partial Conversion" then Column BA (AMOUNT) only will be converted based on selected currency (Column L) and Column BB (TAXES) value (INR) will be added to the converted values.
Note on K132: gepadmin: 1. If you choose "Full Conversion" then Column BA (AMOUNT) and Column BB (TAXES) BOTH values will be convert based on selected Currency in (Column L). 2. If you choose "Partial Conversion" then Column BA (AMOUNT) only will be converted based on selected currency (Column L) and Column BB (TAXES) value (INR) will be added to the converted values.
Note on K134: gepadmin: 1. If you choose "Full Conversion" then Column BA (AMOUNT) and Column BB (TAXES) BOTH values will be convert based on selected Currency in (Column L). 2. If you choose "Partial Conversion" then Column BA (AMOUNT) only will be converted based on selected currency (Column L) and Column BB (TAXES) value (INR) will be added to the converted values.
Note on K135: gepadmin: 1. If you choose "Full Conversion" then Column BA (AMOUNT) and Column BB (TAXES) BOTH values will be convert based on selected Currency in (Column L). 2. If you choose "Partial Conversion" then Column BA (AMOUNT) only will be converted based on selected currency (Column L) and Column BB (TAXES) value (INR) will be added to the converted values.
Note on K136: gepadmin: 1. If you choose "Full Conversion" then Column BA (AMOUNT) and Column BB (TAXES) BOTH values will be convert based on selected Currency in (Column L). 2. If you choose "Partial Conversion" then Column BA (AMOUNT) only will be converted based on selected currency (Column L) and Column BB (TAXES) value (INR) will be added to the converted values.
Note on K137: gepadmin: 1. If you choose "Full Conversion" then Column BA (AMOUNT) and Column BB (TAXES) BOTH values will be convert based on selected Currency in (Column L). 2. If you choose "Partial Conversion" then Column BA (AMOUNT) only will be converted based on selected currency (Column L) and Column BB (TAXES) value (INR) will be added to the converted values.
Note on K139: gepadmin: 1. If you choose "Full Conversion" then Column BA (AMOUNT) and Column BB (TAXES) BOTH values will be convert based on selected Currency in (Column L). 2. If you choose "Partial Conversion" then Column BA (AMOUNT) only will be converted based on selected currency (Column L) and Column BB (TAXES) value (INR) will be added to the converted values.
Note on K141: gepadmin: 1. If you choose "Full Conversion" then Column BA (AMOUNT) and Column BB (TAXES) BOTH values will be convert based on selected Currency in (Column L). 2. If you choose "Partial Conversion" then Column BA (AMOUNT) only will be converted based on selected currency (Column L) and Column BB (TAXES) value (INR) will be added to the converted values.
Note on K143: gepadmin: 1. If you choose "Full Conversion" then Column BA (AMOUNT) and Column BB (TAXES) BOTH values will be convert based on selected Currency in (Column L). 2. If you choose "Partial Conversion" then Column BA (AMOUNT) only will be converted based on selected currency (Column L) and Column BB (TAXES) value (INR) will be added to the converted values.
Note on K145: gepadmin: 1. If you choose "Full Conversion" then Column BA (AMOUNT) and Column BB (TAXES) BOTH values will be convert based on selected Currency in (Column L). 2. If you choose "Partial Conversion" then Column BA (AMOUNT) only will be converted based on selected currency (Column L) and Column BB (TAXES) value (INR) will be added to the converted values.
Note on K146: gepadmin: 1. If you choose "Full Conversion" then Column BA (AMOUNT) and Column BB (TAXES) BOTH values will be convert based on selected Currency in (Column L). 2. If you choose "Partial Conversion" then Column BA (AMOUNT) only will be converted based on selected currency (Column L) and Column BB (TAXES) value (INR) will be added to the converted values.
Note on K148: gepadmin: 1. If you choose "Full Conversion" then Column BA (AMOUNT) and Column BB (TAXES) BOTH values will be convert based on selected Currency in (Column L). 2. If you choose "Partial Conversion" then Column BA (AMOUNT) only will be converted based on selected currency (Column L) and Column BB (TAXES) value (INR) will be added to the converted values.
Note on K149: gepadmin: 1. If you choose "Full Conversion" then Column BA (AMOUNT) and Column BB (TAXES) BOTH values will be convert based on selected Currency in (Column L). 2. If you choose "Partial Conversion" then Column BA (AMOUNT) only will be converted based on selected currency (Column L) and Column BB (TAXES) value (INR) will be added to the converted values.
Note on K150: gepadmin: 1. If you choose "Full Conversion" then Column BA (AMOUNT) and Column BB (TAXES) BOTH values will be convert based on selected Currency in (Column L). 2. If you choose "Partial Conversion" then Column BA (AMOUNT) only will be converted based on selected currency (Column L) and Column BB (TAXES) value (INR) will be added to the converted values.
Note on K151: gepadmin: 1. If you choose "Full Conversion" then Column BA (AMOUNT) and Column BB (TAXES) BOTH values will be convert based on selected Currency in (Column L). 2. If you choose "Partial Conversion" then Column BA (AMOUNT) only will be converted based on selected currency (Column L) and Column BB (TAXES) value (INR) will be added to the converted values.
Note on K153: gepadmin: 1. If you choose "Full Conversion" then Column BA (AMOUNT) and Column BB (TAXES) BOTH values will be convert based on selected Currency in (Column L). 2. If you choose "Partial Conversion" then Column BA (AMOUNT) only will be converted based on selected currency (Column L) and Column BB (TAXES) value (INR) will be added to the converted values.
Note on K154: gepadmin: 1. If you choose "Full Conversion" then Column BA (AMOUNT) and Column BB (TAXES) BOTH values will be convert based on selected Currency in (Column L). 2. If you choose "Partial Conversion" then Column BA (AMOUNT) only will be converted based on selected currency (Column L) and Column BB (TAXES) value (INR) will be added to the converted values.
Note on K156: gepadmin: 1. If you choose "Full Conversion" then Column BA (AMOUNT) and Column BB (TAXES) BOTH values will be convert based on selected Currency in (Column L). 2. If you choose "Partial Conversion" then Column BA (AMOUNT) only will be converted based on selected currency (Column L) and Column BB (TAXES) value (INR) will be added to the converted values.
Note on K157: gepadmin: 1. If you choose "Full Conversion" then Column BA (AMOUNT) and Column BB (TAXES) BOTH values will be convert based on selected Currency in (Column L). 2. If you choose "Partial Conversion" then Column BA (AMOUNT) only will be converted based on selected currency (Column L) and Column BB (TAXES) value (INR) will be added to the converted values.
Note on K159: gepadmin: 1. If you choose "Full Conversion" then Column BA (AMOUNT) and Column BB (TAXES) BOTH values will be convert based on selected Currency in (Column L). 2. If you choose "Partial Conversion" then Column BA (AMOUNT) only will be converted based on selected currency (Column L) and Column BB (TAXES) value (INR) will be added to the converted values.
Note on K160: gepadmin: 1. If you choose "Full Conversion" then Column BA (AMOUNT) and Column BB (TAXES) BOTH values will be convert based on selected Currency in (Column L). 2. If you choose "Partial Conversion" then Column BA (AMOUNT) only will be converted based on selected currency (Column L) and Column BB (TAXES) value (INR) will be added to the converted values.
Note on K162: gepadmin: 1. If you choose "Full Conversion" then Column BA (AMOUNT) and Column BB (TAXES) BOTH values will be convert based on selected Currency in (Column L). 2. If you choose "Partial Conversion" then Column BA (AMOUNT) only will be converted based on selected currency (Column L) and Column BB (TAXES) value (INR) will be added to the converted values.
Note on K163: gepadmin: 1. If you choose "Full Conversion" then Column BA (AMOUNT) and Column BB (TAXES) BOTH values will be convert based on selected Currency in (Column L). 2. If you choose "Partial Conversion" then Column BA (AMOUNT) only will be converted based on selected currency (Column L) and Column BB (TAXES) value (INR) will be added to the converted values.
Note on K164: gepadmin: 1. If you choose "Full Conversion" then Column BA (AMOUNT) and Column BB (TAXES) BOTH values will be convert based on selected Currency in (Column L). 2. If you choose "Partial Conversion" then Column BA (AMOUNT) only will be converted based on selected currency (Column L) and Column BB (TAXES) value (INR) will be added to the converted values.
Note on K166: gepadmin: 1. If you choose "Full Conversion" then Column BA (AMOUNT) and Column BB (TAXES) BOTH values will be convert based on selected Currency in (Column L). 2. If you choose "Partial Conversion" then Column BA (AMOUNT) only will be converted based on selected currency (Column L) and Column BB (TAXES) value (INR) will be added to the converted values.
Note on K168: gepadmin: 1. If you choose "Full Conversion" then Column BA (AMOUNT) and Column BB (TAXES) BOTH values will be convert based on selected Currency in (Column L). 2. If you choose "Partial Conversion" then Column BA (AMOUNT) only will be converted based on selected currency (Column L) and Column BB (TAXES) value (INR) will be added to the converted values.
Note on K169: gepadmin: 1. If you choose "Full Conversion" then Column BA (AMOUNT) and Column BB (TAXES) BOTH values will be convert based on selected Currency in (Column L). 2. If you choose "Partial Conversion" then Column BA (AMOUNT) only will be converted based on selected currency (Column L) and Column BB (TAXES) value (INR) will be added to the converted values.
Note on K170: gepadmin: 1. If you choose "Full Conversion" then Column BA (AMOUNT) and Column BB (TAXES) BOTH values will be convert based on selected Currency in (Column L). 2. If you choose "Partial Conversion" then Column BA (AMOUNT) only will be converted based on selected currency (Column L) and Column BB (TAXES) value (INR) will be added to the converted values.
Note on K172: gepadmin: 1. If you choose "Full Conversion" then Column BA (AMOUNT) and Column BB (TAXES) BOTH values will be convert based on selected Currency in (Column L). 2. If you choose "Partial Conversion" then Column BA (AMOUNT) only will be converted based on selected currency (Column L) and Column BB (TAXES) value (INR) will be added to the converted values.
Note on K173: gepadmin: 1. If you choose "Full Conversion" then Column BA (AMOUNT) and Column BB (TAXES) BOTH values will be convert based on selected Currency in (Column L). 2. If you choose "Partial Conversion" then Column BA (AMOUNT) only will be converted based on selected currency (Column L) and Column BB (TAXES) value (INR) will be added to the converted values.
Note on K175: gepadmin: 1. If you choose "Full Conversion" then Column BA (AMOUNT) and Column BB (TAXES) BOTH values will be convert based on selected Currency in (Column L). 2. If you choose "Partial Conversion" then Column BA (AMOUNT) only will be converted based on selected currency (Column L) and Column BB (TAXES) value (INR) will be added to the converted values.
Note on K176: gepadmin: 1. If you choose "Full Conversion" then Column BA (AMOUNT) and Column BB (TAXES) BOTH values will be convert based on selected Currency in (Column L). 2. If you choose "Partial Conversion" then Column BA (AMOUNT) only will be converted based on selected currency (Column L) and Column BB (TAXES) value (INR) will be added to the converted values.
Note on K177: gepadmin: 1. If you choose "Full Conversion" then Column BA (AMOUNT) and Column BB (TAXES) BOTH values will be convert based on selected Currency in (Column L). 2. If you choose "Partial Conversion" then Column BA (AMOUNT) only will be converted based on selected currency (Column L) and Column BB (TAXES) value (INR) will be added to the converted values.
Note on K178: gepadmin: 1. If you choose "Full Conversion" then Column BA (AMOUNT) and Column BB (TAXES) BOTH values will be convert based on selected Currency in (Column L). 2. If you choose "Partial Conversion" then Column BA (AMOUNT) only will be converted based on selected currency (Column L) and Column BB (TAXES) value (INR) will be added to the converted values.
Note on K179: gepadmin: 1. If you choose "Full Conversion" then Column BA (AMOUNT) and Column BB (TAXES) BOTH values will be convert based on selected Currency in (Column L). 2. If you choose "Partial Conversion" then Column BA (AMOUNT) only will be converted based on selected currency (Column L) and Column BB (TAXES) value (INR) will be added to the converted values.
Note on K181: gepadmin: 1. If you choose "Full Conversion" then Column BA (AMOUNT) and Column BB (TAXES) BOTH values will be convert based on selected Currency in (Column L). 2. If you choose "Partial Conversion" then Column BA (AMOUNT) only will be converted based on selected currency (Column L) and Column BB (TAXES) value (INR) will be added to the converted values.
Note on K182: gepadmin: 1. If you choose "Full Conversion" then Column BA (AMOUNT) and Column BB (TAXES) BOTH values will be convert based on selected Currency in (Column L). 2. If you choose "Partial Conversion" then Column BA (AMOUNT) only will be converted based on selected currency (Column L) and Column BB (TAXES) value (INR) will be added to the converted values.
Note on K184: gepadmin: 1. If you choose "Full Conversion" then Column BA (AMOUNT) and Column BB (TAXES) BOTH values will be convert based on selected Currency in (Column L). 2. If you choose "Partial Conversion" then Column BA (AMOUNT) only will be converted based on selected currency (Column L) and Column BB (TAXES) value (INR) will be added to the converted values.
Note on K185: gepadmin: 1. If you choose "Full Conversion" then Column BA (AMOUNT) and Column BB (TAXES) BOTH values will be convert based on selected Currency in (Column L). 2. If you choose "Partial Conversion" then Column BA (AMOUNT) only will be converted based on selected currency (Column L) and Column BB (TAXES) value (INR) will be added to the converted values.
Note on K187: gepadmin: 1. If you choose "Full Conversion" then Column BA (AMOUNT) and Column BB (TAXES) BOTH values will be convert based on selected Currency in (Column L). 2. If you choose "Partial Conversion" then Column BA (AMOUNT) only will be converted based on selected currency (Column L) and Column BB (TAXES) value (INR) will be added to the converted values.
Note on K188: gepadmin: 1. If you choose "Full Conversion" then Column BA (AMOUNT) and Column BB (TAXES) BOTH values will be convert based on selected Currency in (Column L). 2. If you choose "Partial Conversion" then Column BA (AMOUNT) only will be converted based on selected currency (Column L) and Column BB (TAXES) value (INR) will be added to the converted values.
Note on K190: gepadmin: 1. If you choose "Full Conversion" then Column BA (AMOUNT) and Column BB (TAXES) BOTH values will be convert based on selected Currency in (Column L). 2. If you choose "Partial Conversion" then Column BA (AMOUNT) only will be converted based on selected currency (Column L) and Column BB (TAXES) value (INR) will be added to the converted values.
Note on K191: gepadmin: 1. If you choose "Full Conversion" then Column BA (AMOUNT) and Column BB (TAXES) BOTH values will be convert based on selected Currency in (Column L). 2. If you choose "Partial Conversion" then Column BA (AMOUNT) only will be converted based on selected currency (Column L) and Column BB (TAXES) value (INR) will be added to the converted values.
Note on K193: gepadmin: 1. If you choose "Full Conversion" then Column BA (AMOUNT) and Column BB (TAXES) BOTH values will be convert based on selected Currency in (Column L). 2. If you choose "Partial Conversion" then Column BA (AMOUNT) only will be converted based on selected currency (Column L) and Column BB (TAXES) value (INR) will be added to the converted values.
Note on K195: gepadmin: 1. If you choose "Full Conversion" then Column BA (AMOUNT) and Column BB (TAXES) BOTH values will be convert based on selected Currency in (Column L). 2. If you choose "Partial Conversion" then Column BA (AMOUNT) only will be converted based on selected currency (Column L) and Column BB (TAXES) value (INR) will be added to the converted values.
Note on K197: gepadmin: 1. If you choose "Full Conversion" then Column BA (AMOUNT) and Column BB (TAXES) BOTH values will be convert based on selected Currency in (Column L). 2. If you choose "Partial Conversion" then Column BA (AMOUNT) only will be converted based on selected currency (Column L) and Column BB (TAXES) value (INR) will be added to the converted values.
Note on K199: gepadmin: 1. If you choose "Full Conversion" then Column BA (AMOUNT) and Column BB (TAXES) BOTH values will be convert based on selected Currency in (Column L). 2. If you choose "Partial Conversion" then Column BA (AMOUNT) only will be converted based on selected currency (Column L) and Column BB (TAXES) value (INR) will be added to the converted values.
Note on K203: gepadmin: 1. If you choose "Full Conversion" then Column BA (AMOUNT) and Column BB (TAXES) BOTH values will be convert based on selected Currency in (Column L). 2. If you choose "Partial Conversion" then Column BA (AMOUNT) only will be converted based on selected currency (Column L) and Column BB (TAXES) value (INR) will be added to the converted values.
Note on K205: gepadmin: 1. If you choose "Full Conversion" then Column BA (AMOUNT) and Column BB (TAXES) BOTH values will be convert based on selected Currency in (Column L). 2. If you choose "Partial Conversion" then Column BA (AMOUNT) only will be converted based on selected currency (Column L) and Column BB (TAXES) value (INR) will be added to the converted values.
Note on K206: gepadmin: 1. If you choose "Full Conversion" then Column BA (AMOUNT) and Column BB (TAXES) BOTH values will be convert based on selected Currency in (Column L). 2. If you choose "Partial Conversion" then Column BA (AMOUNT) only will be converted based on selected currency (Column L) and Column BB (TAXES) value (INR) will be added to the converted values.
Note on K207: gepadmin: 1. If you choose "Full Conversion" then Column BA (AMOUNT) and Column BB (TAXES) BOTH values will be convert based on selected Currency in (Column L). 2. If you choose "Partial Conversion" then Column BA (AMOUNT) only will be converted based on selected currency (Column L) and Column BB (TAXES) value (INR) will be added to the converted values.
Note on K208: gepadmin: 1. If you choose "Full Conversion" then Column BA (AMOUNT) and Column BB (TAXES) BOTH values will be convert based on selected Currency in (Column L). 2. If you choose "Partial Conversion" then Column BA (AMOUNT) only will be converted based on selected currency (Column L) and Column BB (TAXES) value (INR) will be added to the converted values.
Note on K211: gepadmin: 1. If you choose "Full Conversion" then Column BA (AMOUNT) and Column BB (TAXES) BOTH values will be convert based on selected Currency in (Column L). 2. If you choose "Partial Conversion" then Column BA (AMOUNT) only will be converted based on selected currency (Column L) and Column BB (TAXES) value (INR) will be added to the converted values.
Note on K212: gepadmin: 1. If you choose "Full Conversion" then Column BA (AMOUNT) and Column BB (TAXES) BOTH values will be convert based on selected Currency in (Column L). 2. If you choose "Partial Conversion" then Column BA (AMOUNT) only will be converted based on selected currency (Column L) and Column BB (TAXES) value (INR) will be added to the converted values.
Note on K214: gepadmin: 1. If you choose "Full Conversion" then Column BA (AMOUNT) and Column BB (TAXES) BOTH values will be convert based on selected Currency in (Column L). 2. If you choose "Partial Conversion" then Column BA (AMOUNT) only will be converted based on selected currency (Column L) and Column BB (TAXES) value (INR) will be added to the converted values.
Note on K216: gepadmin: 1. If you choose "Full Conversion" then Column BA (AMOUNT) and Column BB (TAXES) BOTH values will be convert based on selected Currency in (Column L). 2. If you choose "Partial Conversion" then Column BA (AMOUNT) only will be converted based on selected currency (Column L) and Column BB (TAXES) value (INR) will be added to the converted values.
Note on K217: gepadmin: 1. If you choose "Full Conversion" then Column BA (AMOUNT) and Column BB (TAXES) BOTH values will be convert based on selected Currency in (Column L). 2. If you choose "Partial Conversion" then Column BA (AMOUNT) only will be converted based on selected currency (Column L) and Column BB (TAXES) value (INR) will be added to the converted values.
Note on K219: gepadmin: 1. If you choose "Full Conversion" then Column BA (AMOUNT) and Column BB (TAXES) BOTH values will be convert based on selected Currency in (Column L). 2. If you choose "Partial Conversion" then Column BA (AMOUNT) only will be converted based on selected currency (Column L) and Column BB (TAXES) value (INR) will be added to the converted values.
Note on K220: gepadmin: 1. If you choose "Full Conversion" then Column BA (AMOUNT) and Column BB (TAXES) BOTH values will be convert based on selected Currency in (Column L). 2. If you choose "Partial Conversion" then Column BA (AMOUNT) only will be converted based on selected currency (Column L) and Column BB (TAXES) value (INR) will be added to the converted values.
Note on K222: gepadmin: 1. If you choose "Full Conversion" then Column BA (AMOUNT) and Column BB (TAXES) BOTH values will be convert based on selected Currency in (Column L). 2. If you choose "Partial Conversion" then Column BA (AMOUNT) only will be converted based on selected currency (Column L) and Column BB (TAXES) value (INR) will be added to the converted values.
Note on K224: gepadmin: 1. If you choose "Full Conversion" then Column BA (AMOUNT) and Column BB (TAXES) BOTH values will be convert based on selected Currency in (Column L). 2. If you choose "Partial Conversion" then Column BA (AMOUNT) only will be converted based on selected currency (Column L) and Column BB (TAXES) value (INR) will be added to the converted values.
Note on K226: gepadmin: 1. If you choose "Full Conversion" then Column BA (AMOUNT) and Column BB (TAXES) BOTH values will be convert based on selected Currency in (Column L). 2. If you choose "Partial Conversion" then Column BA (AMOUNT) only will be converted based on selected currency (Column L) and Column BB (TAXES) value (INR) will be added to the converted values.
Note on K227: gepadmin: 1. If you choose "Full Conversion" then Column BA (AMOUNT) and Column BB (TAXES) BOTH values will be convert based on selected Currency in (Column L). 2. If you choose "Partial Conversion" then Column BA (AMOUNT) only will be converted based on selected currency (Column L) and Column BB (TAXES) value (INR) will be added to the converted values.
Note on K229: gepadmin: 1. If you choose "Full Conversion" then Column BA (AMOUNT) and Column BB (TAXES) BOTH values will be convert based on selected Currency in (Column L). 2. If you choose "Partial Conversion" then Column BA (AMOUNT) only will be converted based on selected currency (Column L) and Column BB (TAXES) value (INR) will be added to the converted values.
Note on K231: gepadmin: 1. If you choose "Full Conversion" then Column BA (AMOUNT) and Column BB (TAXES) BOTH values will be convert based on selected Currency in (Column L). 2. If you choose "Partial Conversion" then Column BA (AMOUNT) only will be converted based on selected currency (Column L) and Column BB (TAXES) value (INR) will be added to the converted values.
Note on K233: gepadmin: 1. If you choose "Full Conversion" then Column BA (AMOUNT) and Column BB (TAXES) BOTH values will be convert based on selected Currency in (Column L). 2. If you choose "Partial Conversion" then Column BA (AMOUNT) only will be converted based on selected currency (Column L) and Column BB (TAXES) value (INR) will be added to the converted values.
Note on K234: gepadmin: 1. If you choose "Full Conversion" then Column BA (AMOUNT) and Column BB (TAXES) BOTH values will be convert based on selected Currency in (Column L). 2. If you choose "Partial Conversion" then Column BA (AMOUNT) only will be converted based on selected currency (Column L) and Column BB (TAXES) value (INR) will be added to the converted values.
Note on K235: gepadmin: 1. If you choose "Full Conversion" then Column BA (AMOUNT) and Column BB (TAXES) BOTH values will be convert based on selected Currency in (Column L). 2. If you choose "Partial Conversion" then Column BA (AMOUNT) only will be converted based on selected currency (Column L) and Column BB (TAXES) value (INR) will be added to the converted values.
Note on K236: gepadmin: 1. If you choose "Full Conversion" then Column BA (AMOUNT) and Column BB (TAXES) BOTH values will be convert based on selected Currency in (Column L). 2. If you choose "Partial Conversion" then Column BA (AMOUNT) only will be converted based on selected currency (Column L) and Column BB (TAXES) value (INR) will be added to the converted values.
Note on K237: gepadmin: 1. If you choose "Full Conversion" then Column BA (AMOUNT) and Column BB (TAXES) BOTH values will be convert based on selected Currency in (Column L). 2. If you choose "Partial Conversion" then Column BA (AMOUNT) only will be converted based on selected currency (Column L) and Column BB (TAXES) value (INR) will be added to the converted values.
Note on K238: gepadmin: 1. If you choose "Full Conversion" then Column BA (AMOUNT) and Column BB (TAXES) BOTH values will be convert based on selected Currency in (Column L). 2. If you choose "Partial Conversion" then Column BA (AMOUNT) only will be converted based on selected currency (Column L) and Column BB (TAXES) value (INR) will be added to the converted values.
Note on K240: gepadmin: 1. If you choose "Full Conversion" then Column BA (AMOUNT) and Column BB (TAXES) BOTH values will be convert based on selected Currency in (Column L). 2. If you choose "Partial Conversion" then Column BA (AMOUNT) only will be converted based on selected currency (Column L) and Column BB (TAXES) value (INR) will be added to the converted values.
Note on K241: gepadmin: 1. If you choose "Full Conversion" then Column BA (AMOUNT) and Column BB (TAXES) BOTH values will be convert based on selected Currency in (Column L). 2. If you choose "Partial Conversion" then Column BA (AMOUNT) only will be converted based on selected currency (Column L) and Column BB (TAXES) value (INR) will be added to the converted values.
Note on K243: gepadmin: 1. If you choose "Full Conversion" then Column BA (AMOUNT) and Column BB (TAXES) BOTH values will be convert based on selected Currency in (Column L). 2. If you choose "Partial Conversion" then Column BA (AMOUNT) only will be converted based on selected currency (Column L) and Column BB (TAXES) value (INR) will be added to the converted values.
Note on K244: gepadmin: 1. If you choose "Full Conversion" then Column BA (AMOUNT) and Column BB (TAXES) BOTH values will be convert based on selected Currency in (Column L). 2. If you choose "Partial Conversion" then Column BA (AMOUNT) only will be converted based on selected currency (Column L) and Column BB (TAXES) value (INR) will be added to the converted values.
Note on K245: gepadmin: 1. If you choose "Full Conversion" then Column BA (AMOUNT) and Column BB (TAXES) BOTH values will be convert based on selected Currency in (Column L). 2. If you choose "Partial Conversion" then Column BA (AMOUNT) only will be converted based on selected currency (Column L) and Column BB (TAXES) value (INR) will be added to the converted values.
Note on K249: gepadmin: 1. If you choose "Full Conversion" then Column BA (AMOUNT) and Column BB (TAXES) BOTH values will be convert based on selected Currency in (Column L). 2. If you choose "Partial Conversion" then Column BA (AMOUNT) only will be converted based on selected currency (Column L) and Column BB (TAXES) value (INR) will be added to the converted values.
Note on K251: gepadmin: 1. If you choose "Full Conversion" then Column BA (AMOUNT) and Column BB (TAXES) BOTH values will be convert based on selected Currency in (Column L). 2. If you choose "Partial Conversion" then Column BA (AMOUNT) only will be converted based on selected currency (Column L) and Column BB (TAXES) value (INR) will be added to the converted values.
Note on K253: gepadmin: 1. If you choose "Full Conversion" then Column BA (AMOUNT) and Column BB (TAXES) BOTH values will be convert based on selected Currency in (Column L). 2. If you choose "Partial Conversion" then Column BA (AMOUNT) only will be converted based on selected currency (Column L) and Column BB (TAXES) value (INR) will be added to the converted values.
Note on K254: gepadmin: 1. If you choose "Full Conversion" then Column BA (AMOUNT) and Column BB (TAXES) BOTH values will be convert based on selected Currency in (Column L). 2. If you choose "Partial Conversion" then Column BA (AMOUNT) only will be converted based on selected currency (Column L) and Column BB (TAXES) value (INR) will be added to the converted values.
Note on K256: gepadmin: 1. If you choose "Full Conversion" then Column BA (AMOUNT) and Column BB (TAXES) BOTH values will be convert based on selected Currency in (Column L). 2. If you choose "Partial Conversion" then Column BA (AMOUNT) only will be converted based on selected currency (Column L) and Column BB (TAXES) value (INR) will be added to the converted values.
Note on K258: gepadmin: 1. If you choose "Full Conversion" then Column BA (AMOUNT) and Column BB (TAXES) BOTH values will be convert based on selected Currency in (Column L). 2. If you choose "Partial Conversion" then Column BA (AMOUNT) only will be converted based on selected currency (Column L) and Column BB (TAXES) value (INR) will be added to the converted values.
Note on K260: gepadmin: 1. If you choose "Full Conversion" then Column BA (AMOUNT) and Column BB (TAXES) BOTH values will be convert based on selected Currency in (Column L). 2. If you choose "Partial Conversion" then Column BA (AMOUNT) only will be converted based on selected currency (Column L) and Column BB (TAXES) value (INR) will be added to the converted values.
Note on K262: gepadmin: 1. If you choose "Full Conversion" then Column BA (AMOUNT) and Column BB (TAXES) BOTH values will be convert based on selected Currency in (Column L). 2. If you choose "Partial Conversion" then Column BA (AMOUNT) only will be converted based on selected currency (Column L) and Column BB (TAXES) value (INR) will be added to the converted values.
Note on K263: gepadmin: 1. If you choose "Full Conversion" then Column BA (AMOUNT) and Column BB (TAXES) BOTH values will be convert based on selected Currency in (Column L). 2. If you choose "Partial Conversion" then Column BA (AMOUNT) only will be converted based on selected currency (Column L) and Column BB (TAXES) value (INR) will be added to the converted values.
Note on K264: gepadmin: 1. If you choose "Full Conversion" then Column BA (AMOUNT) and Column BB (TAXES) BOTH values will be convert based on selected Currency in (Column L). 2. If you choose "Partial Conversion" then Column BA (AMOUNT) only will be converted based on selected currency (Column L) and Column BB (TAXES) value (INR) will be added to the converted values.
Note on K265: gepadmin: 1. If you choose "Full Conversion" then Column BA (AMOUNT) and Column BB (TAXES) BOTH values will be convert based on selected Currency in (Column L). 2. If you choose "Partial Conversion" then Column BA (AMOUNT) only will be converted based on selected currency (Column L) and Column BB (TAXES) value (INR) will be added to the converted values.
Note on K268: gepadmin: 1. If you choose "Full Conversion" then Column BA (AMOUNT) and Column BB (TAXES) BOTH values will be convert based on selected Currency in (Column L). 2. If you choose "Partial Conversion" then Column BA (AMOUNT) only will be converted based on selected currency (Column L) and Column BB (TAXES) value (INR) will be added to the converted values.
Note on K270: gepadmin: 1. If you choose "Full Conversion" then Column BA (AMOUNT) and Column BB (TAXES) BOTH values will be convert based on selected Currency in (Column L). 2. If you choose "Partial Conversion" then Column BA (AMOUNT) only will be converted based on selected currency (Column L) and Column BB (TAXES) value (INR) will be added to the converted values.
Note on K272: gepadmin: 1. If you choose "Full Conversion" then Column BA (AMOUNT) and Column BB (TAXES) BOTH values will be convert based on selected Currency in (Column L). 2. If you choose "Partial Conversion" then Column BA (AMOUNT) only will be converted based on selected currency (Column L) and Column BB (TAXES) value (INR) will be added to the converted values.
Note on K274: gepadmin: 1. If you choose "Full Conversion" then Column BA (AMOUNT) and Column BB (TAXES) BOTH values will be convert based on selected Currency in (Column L). 2. If you choose "Partial Conversion" then Column BA (AMOUNT) only will be converted based on selected currency (Column L) and Column BB (TAXES) value (INR) will be added to the converted values.
Note on K278: gepadmin: 1. If you choose "Full Conversion" then Column BA (AMOUNT) and Column BB (TAXES) BOTH values will be convert based on selected Currency in (Column L). 2. If you choose "Partial Conversion" then Column BA (AMOUNT) only will be converted based on selected currency (Column L) and Column BB (TAXES) value (INR) will be added to the converted values.
Note on K280: gepadmin: 1. If you choose "Full Conversion" then Column BA (AMOUNT) and Column BB (TAXES) BOTH values will be convert based on selected Currency in (Column L). 2. If you choose "Partial Conversion" then Column BA (AMOUNT) only will be converted based on selected currency (Column L) and Column BB (TAXES) value (INR) will be added to the converted values.
Note on K281: gepadmin: 1. If you choose "Full Conversion" then Column BA (AMOUNT) and Column BB (TAXES) BOTH values will be convert based on selected Currency in (Column L). 2. If you choose "Partial Conversion" then Column BA (AMOUNT) only will be converted based on selected currency (Column L) and Column BB (TAXES) value (INR) will be added to the converted values.
Note on K283: gepadmin: 1. If you choose "Full Conversion" then Column BA (AMOUNT) and Column BB (TAXES) BOTH values will be convert based on selected Currency in (Column L). 2. If you choose "Partial Conversion" then Column BA (AMOUNT) only will be converted based on selected currency (Column L) and Column BB (TAXES) value (INR) will be added to the converted values.
Note on K285: gepadmin: 1. If you choose "Full Conversion" then Column BA (AMOUNT) and Column BB (TAXES) BOTH values will be convert based on selected Currency in (Column L). 2. If you choose "Partial Conversion" then Column BA (AMOUNT) only will be converted based on selected currency (Column L) and Column BB (TAXES) value (INR) will be added to the converted values.
Note on K287: gepadmin: 1. If you choose "Full Conversion" then Column BA (AMOUNT) and Column BB (TAXES) BOTH values will be convert based on selected Currency in (Column L). 2. If you choose "Partial Conversion" then Column BA (AMOUNT) only will be converted based on selected currency (Column L) and Column BB (TAXES) value (INR) will be added to the converted values.
Note on K288: gepadmin: 1. If you choose "Full Conversion" then Column BA (AMOUNT) and Column BB (TAXES) BOTH values will be convert based on selected Currency in (Column L). 2. If you choose "Partial Conversion" then Column BA (AMOUNT) only will be converted based on selected currency (Column L) and Column BB (TAXES) value (INR) will be added to the converted values.
Note on K290: gepadmin: 1. If you choose "Full Conversion" then Column BA (AMOUNT) and Column BB (TAXES) BOTH values will be convert based on selected Currency in (Column L). 2. If you choose "Partial Conversion" then Column BA (AMOUNT) only will be converted based on selected currency (Column L) and Column BB (TAXES) value (INR) will be added to the converted values.
Note on K291: gepadmin: 1. If you choose "Full Conversion" then Column BA (AMOUNT) and Column BB (TAXES) BOTH values will be convert based on selected Currency in (Column L). 2. If you choose "Partial Conversion" then Column BA (AMOUNT) only will be converted based on selected currency (Column L) and Column BB (TAXES) value (INR) will be added to the converted values.
Note on K294: gepadmin: 1. If you choose "Full Conversion" then Column BA (AMOUNT) and Column BB (TAXES) BOTH values will be convert based on selected Currency in (Column L). 2. If you choose "Partial Conversion" then Column BA (AMOUNT) only will be converted based on selected currency (Column L) and Column BB (TAXES) value (INR) will be added to the converted values.
Note on K295: gepadmin: 1. If you choose "Full Conversion" then Column BA (AMOUNT) and Column BB (TAXES) BOTH values will be convert based on selected Currency in (Column L). 2. If you choose "Partial Conversion" then Column BA (AMOUNT) only will be converted based on selected currency (Column L) and Column BB (TAXES) value (INR) will be added to the converted values.
Note on K297: gepadmin: 1. If you choose "Full Conversion" then Column BA (AMOUNT) and Column BB (TAXES) BOTH values will be convert based on selected Currency in (Column L). 2. If you choose "Partial Conversion" then Column BA (AMOUNT) only will be converted based on selected currency (Column L) and Column BB (TAXES) value (INR) will be added to the converted values.
Note on K298: gepadmin: 1. If you choose "Full Conversion" then Column BA (AMOUNT) and Column BB (TAXES) BOTH values will be convert based on selected Currency in (Column L). 2. If you choose "Partial Conversion" then Column BA (AMOUNT) only will be converted based on selected currency (Column L) and Column BB (TAXES) value (INR) will be added to the converted values.
Note on K300: gepadmin: 1. If you choose "Full Conversion" then Column BA (AMOUNT) and Column BB (TAXES) BOTH values will be convert based on selected Currency in (Column L). 2. If you choose "Partial Conversion" then Column BA (AMOUNT) only will be converted based on selected currency (Column L) and Column BB (TAXES) value (INR) will be added to the converted values.
Note on K301: gepadmin: 1. If you choose "Full Conversion" then Column BA (AMOUNT) and Column BB (TAXES) BOTH values will be convert based on selected Currency in (Column L). 2. If you choose "Partial Conversion" then Column BA (AMOUNT) only will be converted based on selected currency (Column L) and Column BB (TAXES) value (INR) will be added to the converted values.
Note on K303: gepadmin: 1. If you choose "Full Conversion" then Column BA (AMOUNT) and Column BB (TAXES) BOTH values will be convert based on selected Currency in (Column L). 2. If you choose "Partial Conversion" then Column BA (AMOUNT) only will be converted based on selected currency (Column L) and Column BB (TAXES) value (INR) will be added to the converted values.
Note on K304: gepadmin: 1. If you choose "Full Conversion" then Column BA (AMOUNT) and Column BB (TAXES) BOTH values will be convert based on selected Currency in (Column L). 2. If you choose "Partial Conversion" then Column BA (AMOUNT) only will be converted based on selected currency (Column L) and Column BB (TAXES) value (INR) will be added to the converted values.
Note on K306: gepadmin: 1. If you choose "Full Conversion" then Column BA (AMOUNT) and Column BB (TAXES) BOTH values will be convert based on selected Currency in (Column L). 2. If you choose "Partial Conversion" then Column BA (AMOUNT) only will be converted based on selected currency (Column L) and Column BB (TAXES) value (INR) will be added to the converted values.
Note on K308: gepadmin: 1. If you choose "Full Conversion" then Column BA (AMOUNT) and Column BB (TAXES) BOTH values will be convert based on selected Currency in (Column L). 2. If you choose "Partial Conversion" then Column BA (AMOUNT) only will be converted based on selected currency (Column L) and Column BB (TAXES) value (INR) will be added to the converted values.
Note on K309: gepadmin: 1. If you choose "Full Conversion" then Column BA (AMOUNT) and Column BB (TAXES) BOTH values will be convert based on selected Currency in (Column L). 2. If you choose "Partial Conversion" then Column BA (AMOUNT) only will be converted based on selected currency (Column L) and Column BB (TAXES) value (INR) will be added to the converted values.
Note on K311: gepadmin: 1. If you choose "Full Conversion" then Column BA (AMOUNT) and Column BB (TAXES) BOTH values will be convert based on selected Currency in (Column L). 2. If you choose "Partial Conversion" then Column BA (AMOUNT) only will be converted based on selected currency (Column L) and Column BB (TAXES) value (INR) will be added to the converted values.
Note on K312: gepadmin: 1. If you choose "Full Conversion" then Column BA (AMOUNT) and Column BB (TAXES) BOTH values will be convert based on selected Currency in (Column L). 2. If you choose "Partial Conversion" then Column BA (AMOUNT) only will be converted based on selected currency (Column L) and Column BB (TAXES) value (INR) will be added to the converted values.
Note on K313: gepadmin: 1. If you choose "Full Conversion" then Column BA (AMOUNT) and Column BB (TAXES) BOTH values will be convert based on selected Currency in (Column L). 2. If you choose "Partial Conversion" then Column BA (AMOUNT) only will be converted based on selected currency (Column L) and Column BB (TAXES) value (INR) will be added to the converted values.
Note on K315: gepadmin: 1. If you choose "Full Conversion" then Column BA (AMOUNT) and Column BB (TAXES) BOTH values will be convert based on selected Currency in (Column L). 2. If you choose "Partial Conversion" then Column BA (AMOUNT) only will be converted based on selected currency (Column L) and Column BB (TAXES) value (INR) will be added to the converted values.
Note on K316: gepadmin: 1. If you choose "Full Conversion" then Column BA (AMOUNT) and Column BB (TAXES) BOTH values will be convert based on selected Currency in (Column L). 2. If you choose "Partial Conversion" then Column BA (AMOUNT) only will be converted based on selected currency (Column L) and Column BB (TAXES) value (INR) will be added to the converted values.
Note on K320: gepadmin: 1. If you choose "Full Conversion" then Column BA (AMOUNT) and Column BB (TAXES) BOTH values will be convert based on selected Currency in (Column L). 2. If you choose "Partial Conversion" then Column BA (AMOUNT) only will be converted based on selected currency (Column L) and Column BB (TAXES) value (INR) will be added to the converted values.
Note on K322: gepadmin: 1. If you choose "Full Conversion" then Column BA (AMOUNT) and Column BB (TAXES) BOTH values will be convert based on selected Currency in (Column L). 2. If you choose "Partial Conversion" then Column BA (AMOUNT) only will be converted based on selected currency (Column L) and Column BB (TAXES) value (INR) will be added to the converted values.
Note on K324: gepadmin: 1. If you choose "Full Conversion" then Column BA (AMOUNT) and Column BB (TAXES) BOTH values will be convert based on selected Currency in (Column L). 2. If you choose "Partial Conversion" then Column BA (AMOUNT) only will be converted based on selected currency (Column L) and Column BB (TAXES) value (INR) will be added to the converted values.
Note on K326: gepadmin: 1. If you choose "Full Conversion" then Column BA (AMOUNT) and Column BB (TAXES) BOTH values will be convert based on selected Currency in (Column L). 2. If you choose "Partial Conversion" then Column BA (AMOUNT) only will be converted based on selected currency (Column L) and Column BB (TAXES) value (INR) will be added to the converted values.
Note on K328: gepadmin: 1. If you choose "Full Conversion" then Column BA (AMOUNT) and Column BB (TAXES) BOTH values will be convert based on selected Currency in (Column L). 2. If you choose "Partial Conversion" then Column BA (AMOUNT) only will be converted based on selected currency (Column L) and Column BB (TAXES) value (INR) will be added to the converted values.
Note on K330: gepadmin: 1. If you choose "Full Conversion" then Column BA (AMOUNT) and Column BB (TAXES) BOTH values will be convert based on selected Currency in (Column L). 2. If you choose "Partial Conversion" then Column BA (AMOUNT) only will be converted based on selected currency (Column L) and Column BB (TAXES) value (INR) will be added to the converted values.
Note on K332: gepadmin: 1. If you choose "Full Conversion" then Column BA (AMOUNT) and Column BB (TAXES) BOTH values will be convert based on selected Currency in (Column L). 2. If you choose "Partial Conversion" then Column BA (AMOUNT) only will be converted based on selected currency (Column L) and Column BB (TAXES) value (INR) will be added to the converted values.
Note on K333: gepadmin: 1. If you choose "Full Conversion" then Column BA (AMOUNT) and Column BB (TAXES) BOTH values will be convert based on selected Currency in (Column L). 2. If you choose "Partial Conversion" then Column BA (AMOUNT) only will be converted based on selected currency (Column L) and Column BB (TAXES) value (INR) will be added to the converted values.
Note on K334: gepadmin: 1. If you choose "Full Conversion" then Column BA (AMOUNT) and Column BB (TAXES) BOTH values will be convert based on selected Currency in (Column L). 2. If you choose "Partial Conversion" then Column BA (AMOUNT) only will be converted based on selected currency (Column L) and Column BB (TAXES) value (INR) will be added to the converted values.
Note on K335: gepadmin: 1. If you choose "Full Conversion" then Column BA (AMOUNT) and Column BB (TAXES) BOTH values will be convert based on selected Currency in (Column L). 2. If you choose "Partial Conversion" then Column BA (AMOUNT) only will be converted based on selected currency (Column L) and Column BB (TAXES) value (INR) will be added to the converted values.
Note on K337: gepadmin: 1. If you choose "Full Conversion" then Column BA (AMOUNT) and Column BB (TAXES) BOTH values will be convert based on selected Currency in (Column L). 2. If you choose "Partial Conversion" then Column BA (AMOUNT) only will be converted based on selected currency (Column L) and Column BB (TAXES) value (INR) will be added to the converted values.
Note on K339: gepadmin: 1. If you choose "Full Conversion" then Column BA (AMOUNT) and Column BB (TAXES) BOTH values will be convert based on selected Currency in (Column L). 2. If you choose "Partial Conversion" then Column BA (AMOUNT) only will be converted based on selected currency (Column L) and Column BB (TAXES) value (INR) will be added to the converted values.
Note on K340: gepadmin: 1. If you choose "Full Conversion" then Column BA (AMOUNT) and Column BB (TAXES) BOTH values will be convert based on selected Currency in (Column L). 2. If you choose "Partial Conversion" then Column BA (AMOUNT) only will be converted based on selected currency (Column L) and Column BB (TAXES) value (INR) will be added to the converted values.
Note on K342: gepadmin: 1. If you choose "Full Conversion" then Column BA (AMOUNT) and Column BB (TAXES) BOTH values will be convert based on selected Currency in (Column L). 2. If you choose "Partial Conversion" then Column BA (AMOUNT) only will be converted based on selected currency (Column L) and Column BB (TAXES) value (INR) will be added to the converted values.
Note on K344: gepadmin: 1. If you choose "Full Conversion" then Column BA (AMOUNT) and Column BB (TAXES) BOTH values will be convert based on selected Currency in (Column L). 2. If you choose "Partial Conversion" then Column BA (AMOUNT) only will be converted based on selected currency (Column L) and Column BB (TAXES) value (INR) will be added to the converted values.
Note on K346: gepadmin: 1. If you choose "Full Conversion" then Column BA (AMOUNT) and Column BB (TAXES) BOTH values will be convert based on selected Currency in (Column L). 2. If you choose "Partial Conversion" then Column BA (AMOUNT) only will be converted based on selected currency (Column L) and Column BB (TAXES) value (INR) will be added to the converted values.
Note on K348: gepadmin: 1. If you choose "Full Conversion" then Column BA (AMOUNT) and Column BB (TAXES) BOTH values will be convert based on selected Currency in (Column L). 2. If you choose "Partial Conversion" then Column BA (AMOUNT) only will be converted based on selected currency (Column L) and Column BB (TAXES) value (INR) will be added to the converted values.
Note on K350: gepadmin: 1. If you choose "Full Conversion" then Column BA (AMOUNT) and Column BB (TAXES) BOTH values will be convert based on selected Currency in (Column L). 2. If you choose "Partial Conversion" then Column BA (AMOUNT) only will be converted based on selected currency (Column L) and Column BB (TAXES) value (INR) will be added to the converted values.
Note on K352: gepadmin: 1. If you choose "Full Conversion" then Column BA (AMOUNT) and Column BB (TAXES) BOTH values will be convert based on selected Currency in (Column L). 2. If you choose "Partial Conversion" then Column BA (AMOUNT) only will be converted based on selected currency (Column L) and Column BB (TAXES) value (INR) will be added to the converted values.
Note on K353: gepadmin: 1. If you choose "Full Conversion" then Column BA (AMOUNT) and Column BB (TAXES) BOTH values will be convert based on selected Currency in (Column L). 2. If you choose "Partial Conversion" then Column BA (AMOUNT) only will be converted based on selected currency (Column L) and Column BB (TAXES) value (INR) will be added to the converted values.
Note on K355: gepadmin: 1. If you choose "Full Conversion" then Column BA (AMOUNT) and Column BB (TAXES) BOTH values will be convert based on selected Currency in (Column L). 2. If you choose "Partial Conversion" then Column BA (AMOUNT) only will be converted based on selected currency (Column L) and Column BB (TAXES) value (INR) will be added to the converted values.
Note on K356: gepadmin: 1. If you choose "Full Conversion" then Column BA (AMOUNT) and Column BB (TAXES) BOTH values will be convert based on selected Currency in (Column L). 2. If you choose "Partial Conversion" then Column BA (AMOUNT) only will be converted based on selected currency (Column L) and Column BB (TAXES) value (INR) will be added to the converted values.
Note on K358: gepadmin: 1. If you choose "Full Conversion" then Column BA (AMOUNT) and Column BB (TAXES) BOTH values will be convert based on selected Currency in (Column L). 2. If you choose "Partial Conversion" then Column BA (AMOUNT) only will be converted based on selected currency (Column L) and Column BB (TAXES) value (INR) will be added to the converted values.
Note on K360: gepadmin: 1. If you choose "Full Conversion" then Column BA (AMOUNT) and Column BB (TAXES) BOTH values will be convert based on selected Currency in (Column L). 2. If you choose "Partial Conversion" then Column BA (AMOUNT) only will be converted based on selected currency (Column L) and Column BB (TAXES) value (INR) will be added to the converted values.
Note on K362: gepadmin: 1. If you choose "Full Conversion" then Column BA (AMOUNT) and Column BB (TAXES) BOTH values will be convert based on selected Currency in (Column L). 2. If you choose "Partial Conversion" then Column BA (AMOUNT) only will be converted based on selected currency (Column L) and Column BB (TAXES) value (INR) will be added to the converted values.
Note on K364: gepadmin: 1. If you choose "Full Conversion" then Column BA (AMOUNT) and Column BB (TAXES) BOTH values will be convert based on selected Currency in (Column L). 2. If you choose "Partial Conversion" then Column BA (AMOUNT) only will be converted based on selected currency (Column L) and Column BB (TAXES) value (INR) will be added to the converted values.
Note on K366: gepadmin: 1. If you choose "Full Conversion" then Column BA (AMOUNT) and Column BB (TAXES) BOTH values will be convert based on selected Currency in (Column L). 2. If you choose "Partial Conversion" then Column BA (AMOUNT) only will be converted based on selected currency (Column L) and Column BB (TAXES) value (INR) will be added to the converted values.
Note on K367: gepadmin: 1. If you choose "Full Conversion" then Column BA (AMOUNT) and Column BB (TAXES) BOTH values will be convert based on selected Currency in (Column L). 2. If you choose "Partial Conversion" then Column BA (AMOUNT) only will be converted based on selected currency (Column L) and Column BB (TAXES) value (INR) will be added to the converted values.
Note on K369: gepadmin: 1. If you choose "Full Conversion" then Column BA (AMOUNT) and Column BB (TAXES) BOTH values will be convert based on selected Currency in (Column L). 2. If you choose "Partial Conversion" then Column BA (AMOUNT) only will be converted based on selected currency (Column L) and Column BB (TAXES) value (INR) will be added to the converted values.
Note on K370: gepadmin: 1. If you choose "Full Conversion" then Column BA (AMOUNT) and Column BB (TAXES) BOTH values will be convert based on selected Currency in (Column L). 2. If you choose "Partial Conversion" then Column BA (AMOUNT) only will be converted based on selected currency (Column L) and Column BB (TAXES) value (INR) will be added to the converted values.
Note on K371: gepadmin: 1. If you choose "Full Conversion" then Column BA (AMOUNT) and Column BB (TAXES) BOTH values will be convert based on selected Currency in (Column L). 2. If you choose "Partial Conversion" then Column BA (AMOUNT) only will be converted based on selected currency (Column L) and Column BB (TAXES) value (INR) will be added to the converted values.
Note on K372: gepadmin: 1. If you choose "Full Conversion" then Column BA (AMOUNT) and Column BB (TAXES) BOTH values will be convert based on selected Currency in (Column L). 2. If you choose "Partial Conversion" then Column BA (AMOUNT) only will be converted based on selected currency (Column L) and Column BB (TAXES) value (INR) will be added to the converted values.
Note on K374: gepadmin: 1. If you choose "Full Conversion" then Column BA (AMOUNT) and Column BB (TAXES) BOTH values will be convert based on selected Currency in (Column L). 2. If you choose "Partial Conversion" then Column BA (AMOUNT) only will be converted based on selected currency (Column L) and Column BB (TAXES) value (INR) will be added to the converted values.
Note on K376: gepadmin: 1. If you choose "Full Conversion" then Column BA (AMOUNT) and Column BB (TAXES) BOTH values will be convert based on selected Currency in (Column L). 2. If you choose "Partial Conversion" then Column BA (AMOUNT) only will be converted based on selected currency (Column L) and Column BB (TAXES) value (INR) will be added to the converted values.
Note on K377: gepadmin: 1. If you choose "Full Conversion" then Column BA (AMOUNT) and Column BB (TAXES) BOTH values will be convert based on selected Currency in (Column L). 2. If you choose "Partial Conversion" then Column BA (AMOUNT) only will be converted based on selected currency (Column L) and Column BB (TAXES) value (INR) will be added to the converted values.
Note on K378: gepadmin: 1. If you choose "Full Conversion" then Column BA (AMOUNT) and Column BB (TAXES) BOTH values will be convert based on selected Currency in (Column L). 2. If you choose "Partial Conversion" then Column BA (AMOUNT) only will be converted based on selected currency (Column L) and Column BB (TAXES) value (INR) will be added to the converted values.
Note on K380: gepadmin: 1. If you choose "Full Conversion" then Column BA (AMOUNT) and Column BB (TAXES) BOTH values will be convert based on selected Currency in (Column L). 2. If you choose "Partial Conversion" then Column BA (AMOUNT) only will be converted based on selected currency (Column L) and Column BB (TAXES) value (INR) will be added to the converted values.
Note on K381: gepadmin: 1. If you choose "Full Conversion" then Column BA (AMOUNT) and Column BB (TAXES) BOTH values will be convert based on selected Currency in (Column L). 2. If you choose "Partial Conversion" then Column BA (AMOUNT) only will be converted based on selected currency (Column L) and Column BB (TAXES) value (INR) will be added to the converted values.
Note on K383: gepadmin: 1. If you choose "Full Conversion" then Column BA (AMOUNT) and Column BB (TAXES) BOTH values will be convert based on selected Currency in (Column L). 2. If you choose "Partial Conversion" then Column BA (AMOUNT) only will be converted based on selected currency (Column L) and Column BB (TAXES) value (INR) will be added to the converted values.
Note on K385: gepadmin: 1. If you choose "Full Conversion" then Column BA (AMOUNT) and Column BB (TAXES) BOTH values will be convert based on selected Currency in (Column L). 2. If you choose "Partial Conversion" then Column BA (AMOUNT) only will be converted based on selected currency (Column L) and Column BB (TAXES) value (INR) will be added to the converted values.
Note on K387: gepadmin: 1. If you choose "Full Conversion" then Column BA (AMOUNT) and Column BB (TAXES) BOTH values will be convert based on selected Currency in (Column L). 2. If you choose "Partial Conversion" then Column BA (AMOUNT) only will be converted based on selected currency (Column L) and Column BB (TAXES) value (INR) will be added to the converted values.
Note on K389: gepadmin: 1. If you choose "Full Conversion" then Column BA (AMOUNT) and Column BB (TAXES) BOTH values will be convert based on selected Currency in (Column L). 2. If you choose "Partial Conversion" then Column BA (AMOUNT) only will be converted based on selected currency (Column L) and Column BB (TAXES) value (INR) will be added to the converted values.
Note on K391: gepadmin: 1. If you choose "Full Conversion" then Column BA (AMOUNT) and Column BB (TAXES) BOTH values will be convert based on selected Currency in (Column L). 2. If you choose "Partial Conversion" then Column BA (AMOUNT) only will be converted based on selected currency (Column L) and Column BB (TAXES) value (INR) will be added to the converted values.
Note on K392: gepadmin: 1. If you choose "Full Conversion" then Column BA (AMOUNT) and Column BB (TAXES) BOTH values will be convert based on selected Currency in (Column L). 2. If you choose "Partial Conversion" then Column BA (AMOUNT) only will be converted based on selected currency (Column L) and Column BB (TAXES) value (INR) will be added to the converted values.
Note on K393: gepadmin: 1. If you choose "Full Conversion" then Column BA (AMOUNT) and Column BB (TAXES) BOTH values will be convert based on selected Currency in (Column L). 2. If you choose "Partial Conversion" then Column BA (AMOUNT) only will be converted based on selected currency (Column L) and Column BB (TAXES) value (INR) will be added to the converted values.
Note on K397: gepadmin: 1. If you choose "Full Conversion" then Column BA (AMOUNT) and Column BB (TAXES) BOTH values will be convert based on selected Currency in (Column L). 2. If you choose "Partial Conversion" then Column BA (AMOUNT) only will be converted based on selected currency (Column L) and Column BB (TAXES) value (INR) will be added to the converted values.
Note on K399: gepadmin: 1. If you choose "Full Conversion" then Column BA (AMOUNT) and Column BB (TAXES) BOTH values will be convert based on selected Currency in (Column L). 2. If you choose "Partial Conversion" then Column BA (AMOUNT) only will be converted based on selected currency (Column L) and Column BB (TAXES) value (INR) will be added to the converted values.
Note on K400: gepadmin: 1. If you choose "Full Conversion" then Column BA (AMOUNT) and Column BB (TAXES) BOTH values will be convert based on selected Currency in (Column L). 2. If you choose "Partial Conversion" then Column BA (AMOUNT) only will be converted based on selected currency (Column L) and Column BB (TAXES) value (INR) will be added to the converted values.
Note on K402: gepadmin: 1. If you choose "Full Conversion" then Column BA (AMOUNT) and Column BB (TAXES) BOTH values will be convert based on selected Currency in (Column L). 2. If you choose "Partial Conversion" then Column BA (AMOUNT) only will be converted based on selected currency (Column L) and Column BB (TAXES) value (INR) will be added to the converted values.
Note on K404: gepadmin: 1. If you choose "Full Conversion" then Column BA (AMOUNT) and Column BB (TAXES) BOTH values will be convert based on selected Currency in (Column L). 2. If you choose "Partial Conversion" then Column BA (AMOUNT) only will be converted based on selected currency (Column L) and Column BB (TAXES) value (INR) will be added to the converted values.
Note on K406: gepadmin: 1. If you choose "Full Conversion" then Column BA (AMOUNT) and Column BB (TAXES) BOTH values will be convert based on selected Currency in (Column L). 2. If you choose "Partial Conversion" then Column BA (AMOUNT) only will be converted based on selected currency (Column L) and Column BB (TAXES) value (INR) will be added to the converted values.
Note on K407: gepadmin: 1. If you choose "Full Conversion" then Column BA (AMOUNT) and Column BB (TAXES) BOTH values will be convert based on selected Currency in (Column L). 2. If you choose "Partial Conversion" then Column BA (AMOUNT) only will be converted based on selected currency (Column L) and Column BB (TAXES) value (INR) will be added to the converted values.
Note on K408: gepadmin: 1. If you choose "Full Conversion" then Column BA (AMOUNT) and Column BB (TAXES) BOTH values will be convert based on selected Currency in (Column L). 2. If you choose "Partial Conversion" then Column BA (AMOUNT) only will be converted based on selected currency (Column L) and Column BB (TAXES) value (INR) will be added to the converted values.
Note on K409: gepadmin: 1. If you choose "Full Conversion" then Column BA (AMOUNT) and Column BB (TAXES) BOTH values will be convert based on selected Currency in (Column L). 2. If you choose "Partial Conversion" then Column BA (AMOUNT) only will be converted based on selected currency (Column L) and Column BB (TAXES) value (INR) will be added to the converted values.
Note on K411: gepadmin: 1. If you choose "Full Conversion" then Column BA (AMOUNT) and Column BB (TAXES) BOTH values will be convert based on selected Currency in (Column L). 2. If you choose "Partial Conversion" then Column BA (AMOUNT) only will be converted based on selected currency (Column L) and Column BB (TAXES) value (INR) will be added to the converted values.
Note on K413: gepadmin: 1. If you choose "Full Conversion" then Column BA (AMOUNT) and Column BB (TAXES) BOTH values will be convert based on selected Currency in (Column L). 2. If you choose "Partial Conversion" then Column BA (AMOUNT) only will be converted based on selected currency (Column L) and Column BB (TAXES) value (INR) will be added to the converted values.
Note on K414: gepadmin: 1. If you choose "Full Conversion" then Column BA (AMOUNT) and Column BB (TAXES) BOTH values will be convert based on selected Currency in (Column L). 2. If you choose "Partial Conversion" then Column BA (AMOUNT) only will be converted based on selected currency (Column L) and Column BB (TAXES) value (INR) will be added to the converted values.
Note on K415: gepadmin: 1. If you choose "Full Conversion" then Column BA (AMOUNT) and Column BB (TAXES) BOTH values will be convert based on selected Currency in (Column L). 2. If you choose "Partial Conversion" then Column BA (AMOUNT) only will be converted based on selected currency (Column L) and Column BB (TAXES) value (INR) will be added to the converted values.
Note on K416: gepadmin: 1. If you choose "Full Conversion" then Column BA (AMOUNT) and Column BB (TAXES) BOTH values will be convert based on selected Currency in (Column L). 2. If you choose "Partial Conversion" then Column BA (AMOUNT) only will be converted based on selected currency (Column L) and Column BB (TAXES) value (INR) will be added to the converted values.
Note on K417: gepadmin: 1. If you choose "Full Conversion" then Column BA (AMOUNT) and Column BB (TAXES) BOTH values will be convert based on selected Currency in (Column L). 2. If you choose "Partial Conversion" then Column BA (AMOUNT) only will be converted based on selected currency (Column L) and Column BB (TAXES) value (INR) will be added to the converted values.
Note on K418: gepadmin: 1. If you choose "Full Conversion" then Column BA (AMOUNT) and Column BB (TAXES) BOTH values will be convert based on selected Currency in (Column L). 2. If you choose "Partial Conversion" then Column BA (AMOUNT) only will be converted based on selected currency (Column L) and Column BB (TAXES) value (INR) will be added to the converted values.
Note on K419: gepadmin: 1. If you choose "Full Conversion" then Column BA (AMOUNT) and Column BB (TAXES) BOTH values will be convert based on selected Currency in (Column L). 2. If you choose "Partial Conversion" then Column BA (AMOUNT) only will be converted based on selected currency (Column L) and Column BB (TAXES) value (INR) will be added to the converted values.
Note on K421: gepadmin: 1. If you choose "Full Conversion" then Column BA (AMOUNT) and Column BB (TAXES) BOTH values will be convert based on selected Currency in (Column L). 2. If you choose "Partial Conversion" then Column BA (AMOUNT) only will be converted based on selected currency (Column L) and Column BB (TAXES) value (INR) will be added to the converted values.
Note on K422: gepadmin: 1. If you choose "Full Conversion" then Column BA (AMOUNT) and Column BB (TAXES) BOTH values will be convert based on selected Currency in (Column L). 2. If you choose "Partial Conversion" then Column BA (AMOUNT) only will be converted based on selected currency (Column L) and Column BB (TAXES) value (INR) will be added to the converted values.
Note on K423: gepadmin: 1. If you choose "Full Conversion" then Column BA (AMOUNT) and Column BB (TAXES) BOTH values will be convert based on selected Currency in (Column L). 2. If you choose "Partial Conversion" then Column BA (AMOUNT) only will be converted based on selected currency (Column L) and Column BB (TAXES) value (INR) will be added to the converted values.
Note on K424: gepadmin: 1. If you choose "Full Conversion" then Column BA (AMOUNT) and Column BB (TAXES) BOTH values will be convert based on selected Currency in (Column L). 2. If you choose "Partial Conversion" then Column BA (AMOUNT) only will be converted based on selected currency (Column L) and Column BB (TAXES) value (INR) will be added to the converted values.
Note on K425: gepadmin: 1. If you choose "Full Conversion" then Column BA (AMOUNT) and Column BB (TAXES) BOTH values will be convert based on selected Currency in (Column L). 2. If you choose "Partial Conversion" then Column BA (AMOUNT) only will be converted based on selected currency (Column L) and Column BB (TAXES) value (INR) will be added to the converted values.
Note on K426: gepadmin: 1. If you choose "Full Conversion" then Column BA (AMOUNT) and Column BB (TAXES) BOTH values will be convert based on selected Currency in (Column L). 2. If you choose "Partial Conversion" then Column BA (AMOUNT) only will be converted based on selected currency (Column L) and Column BB (TAXES) value (INR) will be added to the converted values.
Note on K429: gepadmin: 1. If you choose "Full Conversion" then Column BA (AMOUNT) and Column BB (TAXES) BOTH values will be convert based on selected Currency in (Column L). 2. If you choose "Partial Conversion" then Column BA (AMOUNT) only will be converted based on selected currency (Column L) and Column BB (TAXES) value (INR) will be added to the converted values.
Note on K431: gepadmin: 1. If you choose "Full Conversion" then Column BA (AMOUNT) and Column BB (TAXES) BOTH values will be convert based on selected Currency in (Column L). 2. If you choose "Partial Conversion" then Column BA (AMOUNT) only will be converted based on selected currency (Column L) and Column BB (TAXES) value (INR) will be added to the converted values.
Note on K432: gepadmin: 1. If you choose "Full Conversion" then Column BA (AMOUNT) and Column BB (TAXES) BOTH values will be convert based on selected Currency in (Column L). 2. If you choose "Partial Conversion" then Column BA (AMOUNT) only will be converted based on selected currency (Column L) and Column BB (TAXES) value (INR) will be added to the converted values.
Note on K433: gepadmin: 1. If you choose "Full Conversion" then Column BA (AMOUNT) and Column BB (TAXES) BOTH values will be convert based on selected Currency in (Column L). 2. If you choose "Partial Conversion" then Column BA (AMOUNT) only will be converted based on selected currency (Column L) and Column BB (TAXES) value (INR) will be added to the converted values.
Note on K434: gepadmin: 1. If you choose "Full Conversion" then Column BA (AMOUNT) and Column BB (TAXES) BOTH values will be convert based on selected Currency in (Column L). 2. If you choose "Partial Conversion" then Column BA (AMOUNT) only will be converted based on selected currency (Column L) and Column BB (TAXES) value (INR) will be added to the converted values.
Note on K436: gepadmin: 1. If you choose "Full Conversion" then Column BA (AMOUNT) and Column BB (TAXES) BOTH values will be convert based on selected Currency in (Column L). 2. If you choose "Partial Conversion" then Column BA (AMOUNT) only will be converted based on selected currency (Column L) and Column BB (TAXES) value (INR) will be added to the converted values.
Note on K438: gepadmin: 1. If you choose "Full Conversion" then Column BA (AMOUNT) and Column BB (TAXES) BOTH values will be convert based on selected Currency in (Column L). 2. If you choose "Partial Conversion" then Column BA (AMOUNT) only will be converted based on selected currency (Column L) and Column BB (TAXES) value (INR) will be added to the converted values.
Note on K440: gepadmin: 1. If you choose "Full Conversion" then Column BA (AMOUNT) and Column BB (TAXES) BOTH values will be convert based on selected Currency in (Column L). 2. If you choose "Partial Conversion" then Column BA (AMOUNT) only will be converted based on selected currency (Column L) and Column BB (TAXES) value (INR) will be added to the converted values.
Note on K442: gepadmin: 1. If you choose "Full Conversion" then Column BA (AMOUNT) and Column BB (TAXES) BOTH values will be convert based on selected Currency in (Column L). 2. If you choose "Partial Conversion" then Column BA (AMOUNT) only will be converted based on selected currency (Column L) and Column BB (TAXES) value (INR) will be added to the converted values.
Note on K443: gepadmin: 1. If you choose "Full Conversion" then Column BA (AMOUNT) and Column BB (TAXES) BOTH values will be convert based on selected Currency in (Column L). 2. If you choose "Partial Conversion" then Column BA (AMOUNT) only will be converted based on selected currency (Column L) and Column BB (TAXES) value (INR) will be added to the converted values.
Note on K444: gepadmin: 1. If you choose "Full Conversion" then Column BA (AMOUNT) and Column BB (TAXES) BOTH values will be convert based on selected Currency in (Column L). 2. If you choose "Partial Conversion" then Column BA (AMOUNT) only will be converted based on selected currency (Column L) and Column BB (TAXES) value (INR) will be added to the converted values.
Note on K446: gepadmin: 1. If you choose "Full Conversion" then Column BA (AMOUNT) and Column BB (TAXES) BOTH values will be convert based on selected Currency in (Column L). 2. If you choose "Partial Conversion" then Column BA (AMOUNT) only will be converted based on selected currency (Column L) and Column BB (TAXES) value (INR) will be added to the converted values.
Note on K447: gepadmin: 1. If you choose "Full Conversion" then Column BA (AMOUNT) and Column BB (TAXES) BOTH values will be convert based on selected Currency in (Column L). 2. If you choose "Partial Conversion" then Column BA (AMOUNT) only will be converted based on selected currency (Column L) and Column BB (TAXES) value (INR) will be added to the converted values.
Note on K448: gepadmin: 1. If you choose "Full Conversion" then Column BA (AMOUNT) and Column BB (TAXES) BOTH values will be convert based on selected Currency in (Column L). 2. If you choose "Partial Conversion" then Column BA (AMOUNT) only will be converted based on selected currency (Column L) and Column BB (TAXES) value (INR) will be added to the converted values.
Note on K449: gepadmin: 1. If you choose "Full Conversion" then Column BA (AMOUNT) and Column BB (TAXES) BOTH values will be convert based on selected Currency in (Column L). 2. If you choose "Partial Conversion" then Column BA (AMOUNT) only will be converted based on selected currency (Column L) and Column BB (TAXES) value (INR) will be added to the converted values.
Note on K450: gepadmin: 1. If you choose "Full Conversion" then Column BA (AMOUNT) and Column BB (TAXES) BOTH values will be convert based on selected Currency in (Column L). 2. If you choose "Partial Conversion" then Column BA (AMOUNT) only will be converted based on selected currency (Column L) and Column BB (TAXES) value (INR) will be added to the converted values.
Note on K452: gepadmin: 1. If you choose "Full Conversion" then Column BA (AMOUNT) and Column BB (TAXES) BOTH values will be convert based on selected Currency in (Column L). 2. If you choose "Partial Conversion" then Column BA (AMOUNT) only will be converted based on selected currency (Column L) and Column BB (TAXES) value (INR) will be added to the converted values.
Note on K453: gepadmin: 1. If you choose "Full Conversion" then Column BA (AMOUNT) and Column BB (TAXES) BOTH values will be convert based on selected Currency in (Column L). 2. If you choose "Partial Conversion" then Column BA (AMOUNT) only will be converted based on selected currency (Column L) and Column BB (TAXES) value (INR) will be added to the converted values.
Note on K455: gepadmin: 1. If you choose "Full Conversion" then Column BA (AMOUNT) and Column BB (TAXES) BOTH values will be convert based on selected Currency in (Column L). 2. If you choose "Partial Conversion" then Column BA (AMOUNT) only will be converted based on selected currency (Column L) and Column BB (TAXES) value (INR) will be added to the converted values.
Note on K456: gepadmin: 1. If you choose "Full Conversion" then Column BA (AMOUNT) and Column BB (TAXES) BOTH values will be convert based on selected Currency in (Column L). 2. If you choose "Partial Conversion" then Column BA (AMOUNT) only will be converted based on selected currency (Column L) and Column BB (TAXES) value (INR) will be added to the converted values.
Note on K458: gepadmin: 1. If you choose "Full Conversion" then Column BA (AMOUNT) and Column BB (TAXES) BOTH values will be convert based on selected Currency in (Column L). 2. If you choose "Partial Conversion" then Column BA (AMOUNT) only will be converted based on selected currency (Column L) and Column BB (TAXES) value (INR) will be added to the converted values.
Note on K459: gepadmin: 1. If you choose "Full Conversion" then Column BA (AMOUNT) and Column BB (TAXES) BOTH values will be convert based on selected Currency in (Column L). 2. If you choose "Partial Conversion" then Column BA (AMOUNT) only will be converted based on selected currency (Column L) and Column BB (TAXES) value (INR) will be added to the converted values.
Note on K461: gepadmin: 1. If you choose "Full Conversion" then Column BA (AMOUNT) and Column BB (TAXES) BOTH values will be convert based on selected Currency in (Column L). 2. If you choose "Partial Conversion" then Column BA (AMOUNT) only will be converted based on selected currency (Column L) and Column BB (TAXES) value (INR) will be added to the converted values.
Note on K463: gepadmin: 1. If you choose "Full Conversion" then Column BA (AMOUNT) and Column BB (TAXES) BOTH values will be convert based on selected Currency in (Column L). 2. If you choose "Partial Conversion" then Column BA (AMOUNT) only will be converted based on selected currency (Column L) and Column BB (TAXES) value (INR) will be added to the converted values.
Note on K464: gepadmin: 1. If you choose "Full Conversion" then Column BA (AMOUNT) and Column BB (TAXES) BOTH values will be convert based on selected Currency in (Column L). 2. If you choose "Partial Conversion" then Column BA (AMOUNT) only will be converted based on selected currency (Column L) and Column BB (TAXES) value (INR) will be added to the converted values.
Note on K465: gepadmin: 1. If you choose "Full Conversion" then Column BA (AMOUNT) and Column BB (TAXES) BOTH values will be convert based on selected Currency in (Column L). 2. If you choose "Partial Conversion" then Column BA (AMOUNT) only will be converted based on selected currency (Column L) and Column BB (TAXES) value (INR) will be added to the converted values.
Note on K466: gepadmin: 1. If you choose "Full Conversion" then Column BA (AMOUNT) and Column BB (TAXES) BOTH values will be convert based on selected Currency in (Column L). 2. If you choose "Partial Conversion" then Column BA (AMOUNT) only will be converted based on selected currency (Column L) and Column BB (TAXES) value (INR) will be added to the converted values.
Note on K467: gepadmin: 1. If you choose "Full Conversion" then Column BA (AMOUNT) and Column BB (TAXES) BOTH values will be convert based on selected Currency in (Column L). 2. If you choose "Partial Conversion" then Column BA (AMOUNT) only will be converted based on selected currency (Column L) and Column BB (TAXES) value (INR) will be added to the converted values.
Note on K468: gepadmin: 1. If you choose "Full Conversion" then Column BA (AMOUNT) and Column BB (TAXES) BOTH values will be convert based on selected Currency in (Column L). 2. If you choose "Partial Conversion" then Column BA (AMOUNT) only will be converted based on selected currency (Column L) and Column BB (TAXES) value (INR) will be added to the converted values.
Note on K472: gepadmin: 1. If you choose "Full Conversion" then Column BA (AMOUNT) and Column BB (TAXES) BOTH values will be convert based on selected Currency in (Column L). 2. If you choose "Partial Conversion" then Column BA (AMOUNT) only will be converted based on selected currency (Column L) and Column BB (TAXES) value (INR) will be added to the converted values.
Note on K473: gepadmin: 1. If you choose "Full Conversion" then Column BA (AMOUNT) and Column BB (TAXES) BOTH values will be convert based on selected Currency in (Column L). 2. If you choose "Partial Conversion" then Column BA (AMOUNT) only will be converted based on selected currency (Column L) and Column BB (TAXES) value (INR) will be added to the converted values.
Note on K474: gepadmin: 1. If you choose "Full Conversion" then Column BA (AMOUNT) and Column BB (TAXES) BOTH values will be convert based on selected Currency in (Column L). 2. If you choose "Partial Conversion" then Column BA (AMOUNT) only will be converted based on selected currency (Column L) and Column BB (TAXES) value (INR) will be added to the converted values.
Note on K475: gepadmin: 1. If you choose "Full Conversion" then Column BA (AMOUNT) and Column BB (TAXES) BOTH values will be convert based on selected Currency in (Column L). 2. If you choose "Partial Conversion" then Column BA (AMOUNT) only will be converted based on selected currency (Column L) and Column BB (TAXES) value (INR) will be added to the converted values.
Note on K477: gepadmin: 1. If you choose "Full Conversion" then Column BA (AMOUNT) and Column BB (TAXES) BOTH values will be convert based on selected Currency in (Column L). 2. If you choose "Partial Conversion" then Column BA (AMOUNT) only will be converted based on selected currency (Column L) and Column BB (TAXES) value (INR) will be added to the converted values.
Note on K478: gepadmin: 1. If you choose "Full Conversion" then Column BA (AMOUNT) and Column BB (TAXES) BOTH values will be convert based on selected Currency in (Column L). 2. If you choose "Partial Conversion" then Column BA (AMOUNT) only will be converted based on selected currency (Column L) and Column BB (TAXES) value (INR) will be added to the converted values.
Note on K480: gepadmin: 1. If you choose "Full Conversion" then Column BA (AMOUNT) and Column BB (TAXES) BOTH values will be convert based on selected Currency in (Column L). 2. If you choose "Partial Conversion" then Column BA (AMOUNT) only will be converted based on selected currency (Column L) and Column BB (TAXES) value (INR) will be added to the converted values.
Note on K481: gepadmin: 1. If you choose "Full Conversion" then Column BA (AMOUNT) and Column BB (TAXES) BOTH values will be convert based on selected Currency in (Column L). 2. If you choose "Partial Conversion" then Column BA (AMOUNT) only will be converted based on selected currency (Column L) and Column BB (TAXES) value (INR) will be added to the converted values.
Note on K482: gepadmin: 1. If you choose "Full Conversion" then Column BA (AMOUNT) and Column BB (TAXES) BOTH values will be convert based on selected Currency in (Column L). 2. If you choose "Partial Conversion" then Column BA (AMOUNT) only will be converted based on selected currency (Column L) and Column BB (TAXES) value (INR) will be added to the converted values.
Note on K483: gepadmin: 1. If you choose "Full Conversion" then Column BA (AMOUNT) and Column BB (TAXES) BOTH values will be convert based on selected Currency in (Column L). 2. If you choose "Partial Conversion" then Column BA (AMOUNT) only will be converted based on selected currency (Column L) and Column BB (TAXES) value (INR) will be added to the converted values.
Note on K487: gepadmin: 1. If you choose "Full Conversion" then Column BA (AMOUNT) and Column BB (TAXES) BOTH values will be convert based on selected Currency in (Column L). 2. If you choose "Partial Conversion" then Column BA (AMOUNT) only will be converted based on selected currency (Column L) and Column BB (TAXES) value (INR) will be added to the converted values.
Note on K489: gepadmin: 1. If you choose "Full Conversion" then Column BA (AMOUNT) and Column BB (TAXES) BOTH values will be convert based on selected Currency in (Column L). 2. If you choose "Partial Conversion" then Column BA (AMOUNT) only will be converted based on selected currency (Column L) and Column BB (TAXES) value (INR) will be added to the converted values.
Note on K491: gepadmin: 1. If you choose "Full Conversion" then Column BA (AMOUNT) and Column BB (TAXES) BOTH values will be convert based on selected Currency in (Column L). 2. If you choose "Partial Conversion" then Column BA (AMOUNT) only will be converted based on selected currency (Column L) and Column BB (TAXES) value (INR) will be added to the converted values.
Note on K493: gepadmin: 1. If you choose "Full Conversion" then Column BA (AMOUNT) and Column BB (TAXES) BOTH values will be convert based on selected Currency in (Column L). 2. If you choose "Partial Conversion" then Column BA (AMOUNT) only will be converted based on selected currency (Column L) and Column BB (TAXES) value (INR) will be added to the converted values.
Note on K495: gepadmin: 1. If you choose "Full Conversion" then Column BA (AMOUNT) and Column BB (TAXES) BOTH values will be convert based on selected Currency in (Column L). 2. If you choose "Partial Conversion" then Column BA (AMOUNT) only will be converted based on selected currency (Column L) and Column BB (TAXES) value (INR) will be added to the converted values.
Note on K496: gepadmin: 1. If you choose "Full Conversion" then Column BA (AMOUNT) and Column BB (TAXES) BOTH values will be convert based on selected Currency in (Column L). 2. If you choose "Partial Conversion" then Column BA (AMOUNT) only will be converted based on selected currency (Column L) and Column BB (TAXES) value (INR) will be added to the converted values.
Note on K497: gepadmin: 1. If you choose "Full Conversion" then Column BA (AMOUNT) and Column BB (TAXES) BOTH values will be convert based on selected Currency in (Column L). 2. If you choose "Partial Conversion" then Column BA (AMOUNT) only will be converted based on selected currency (Column L) and Column BB (TAXES) value (INR) will be added to the converted values.
Note on K500: gepadmin: 1. If you choose "Full Conversion" then Column BA (AMOUNT) and Column BB (TAXES) BOTH values will be convert based on selected Currency in (Column L). 2. If you choose "Partial Conversion" then Column BA (AMOUNT) only will be converted based on selected currency (Column L) and Column BB (TAXES) value (INR) will be added to the converted values.
Note on K502: gepadmin: 1. If you choose "Full Conversion" then Column BA (AMOUNT) and Column BB (TAXES) BOTH values will be convert based on selected Currency in (Column L). 2. If you choose "Partial Conversion" then Column BA (AMOUNT) only will be converted based on selected currency (Column L) and Column BB (TAXES) value (INR) will be added to the converted values.
Note on K504: gepadmin: 1. If you choose "Full Conversion" then Column BA (AMOUNT) and Column BB (TAXES) BOTH values will be convert based on selected Currency in (Column L). 2. If you choose "Partial Conversion" then Column BA (AMOUNT) only will be converted based on selected currency (Column L) and Column BB (TAXES) value (INR) will be added to the converted values.
Note on K505: gepadmin: 1. If you choose "Full Conversion" then Column BA (AMOUNT) and Column BB (TAXES) BOTH values will be convert based on selected Currency in (Column L). 2. If you choose "Partial Conversion" then Column BA (AMOUNT) only will be converted based on selected currency (Column L) and Column BB (TAXES) value (INR) will be added to the converted values.
Note on K506: gepadmin: 1. If you choose "Full Conversion" then Column BA (AMOUNT) and Column BB (TAXES) BOTH values will be convert based on selected Currency in (Column L). 2. If you choose "Partial Conversion" then Column BA (AMOUNT) only will be converted based on selected currency (Column L) and Column BB (TAXES) value (INR) will be added to the converted values.
Note on K508: gepadmin: 1. If you choose "Full Conversion" then Column BA (AMOUNT) and Column BB (TAXES) BOTH values will be convert based on selected Currency in (Column L). 2. If you choose "Partial Conversion" then Column BA (AMOUNT) only will be converted based on selected currency (Column L) and Column BB (TAXES) value (INR) will be added to the converted values.
Note on K510: gepadmin: 1. If you choose "Full Conversion" then Column BA (AMOUNT) and Column BB (TAXES) BOTH values will be convert based on selected Currency in (Column L). 2. If you choose "Partial Conversion" then Column BA (AMOUNT) only will be converted based on selected currency (Column L) and Column BB (TAXES) value (INR) will be added to the converted values.
Note on K512: gepadmin: 1. If you choose "Full Conversion" then Column BA (AMOUNT) and Column BB (TAXES) BOTH values will be convert based on selected Currency in (Column L). 2. If you choose "Partial Conversion" then Column BA (AMOUNT) only will be converted based on selected currency (Column L) and Column BB (TAXES) value (INR) will be added to the converted values.
Note on K513: gepadmin: 1. If you choose "Full Conversion" then Column BA (AMOUNT) and Column BB (TAXES) BOTH values will be convert based on selected Currency in (Column L). 2. If you choose "Partial Conversion" then Column BA (AMOUNT) only will be converted based on selected currency (Column L) and Column BB (TAXES) value (INR) will be added to the converted values.
Note on K514: gepadmin: 1. If you choose "Full Conversion" then Column BA (AMOUNT) and Column BB (TAXES) BOTH values will be convert based on selected Currency in (Column L). 2. If you choose "Partial Conversion" then Column BA (AMOUNT) only will be converted based on selected currency (Column L) and Column BB (TAXES) value (INR) will be added to the converted values.
Note on K515: gepadmin: 1. If you choose "Full Conversion" then Column BA (AMOUNT) and Column BB (TAXES) BOTH values will be convert based on selected Currency in (Column L). 2. If you choose "Partial Conversion" then Column BA (AMOUNT) only will be converted based on selected currency (Column L) and Column BB (TAXES) value (INR) will be added to the converted values.
Note on K516: gepadmin: 1. If you choose "Full Conversion" then Column BA (AMOUNT) and Column BB (TAXES) BOTH values will be convert based on selected Currency in (Column L). 2. If you choose "Partial Conversion" then Column BA (AMOUNT) only will be converted based on selected currency (Column L) and Column BB (TAXES) value (INR) will be added to the converted values.
Note on K518: gepadmin: 1. If you choose "Full Conversion" then Column BA (AMOUNT) and Column BB (TAXES) BOTH values will be convert based on selected Currency in (Column L). 2. If you choose "Partial Conversion" then Column BA (AMOUNT) only will be converted based on selected currency (Column L) and Column BB (TAXES) value (INR) will be added to the converted values.
Note on K521: gepadmin: 1. If you choose "Full Conversion" then Column BA (AMOUNT) and Column BB (TAXES) BOTH values will be convert based on selected Currency in (Column L). 2. If you choose "Partial Conversion" then Column BA (AMOUNT) only will be converted based on selected currency (Column L) and Column BB (TAXES) value (INR) will be added to the converted values.
Note on K522: gepadmin: 1. If you choose "Full Conversion" then Column BA (AMOUNT) and Column BB (TAXES) BOTH values will be convert based on selected Currency in (Column L). 2. If you choose "Partial Conversion" then Column BA (AMOUNT) only will be converted based on selected currency (Column L) and Column BB (TAXES) value (INR) will be added to the converted values.
Note on K524: gepadmin: 1. If you choose "Full Conversion" then Column BA (AMOUNT) and Column BB (TAXES) BOTH values will be convert based on selected Currency in (Column L). 2. If you choose "Partial Conversion" then Column BA (AMOUNT) only will be converted based on selected currency (Column L) and Column BB (TAXES) value (INR) will be added to the converted values.
Note on K525: gepadmin: 1. If you choose "Full Conversion" then Column BA (AMOUNT) and Column BB (TAXES) BOTH values will be convert based on selected Currency in (Column L). 2. If you choose "Partial Conversion" then Column BA (AMOUNT) only will be converted based on selected currency (Column L) and Column BB (TAXES) value (INR) will be added to the converted values.
Note on K526: gepadmin: 1. If you choose "Full Conversion" then Column BA (AMOUNT) and Column BB (TAXES) BOTH values will be convert based on selected Currency in (Column L). 2. If you choose "Partial Conversion" then Column BA (AMOUNT) only will be converted based on selected currency (Column L) and Column BB (TAXES) value (INR) will be added to the converted values.
Note on K528: gepadmin: 1. If you choose "Full Conversion" then Column BA (AMOUNT) and Column BB (TAXES) BOTH values will be convert based on selected Currency in (Column L). 2. If you choose "Partial Conversion" then Column BA (AMOUNT) only will be converted based on selected currency (Column L) and Column BB (TAXES) value (INR) will be added to the converted values.
Note on K529: gepadmin: 1. If you choose "Full Conversion" then Column BA (AMOUNT) and Column BB (TAXES) BOTH values will be convert based on selected Currency in (Column L). 2. If you choose "Partial Conversion" then Column BA (AMOUNT) only will be converted based on selected currency (Column L) and Column BB (TAXES) value (INR) will be added to the converted values.
Note on K531: gepadmin: 1. If you choose "Full Conversion" then Column BA (AMOUNT) and Column BB (TAXES) BOTH values will be convert based on selected Currency in (Column L). 2. If you choose "Partial Conversion" then Column BA (AMOUNT) only will be converted based on selected currency (Column L) and Column BB (TAXES) value (INR) will be added to the converted values.
Note on K534: gepadmin: 1. If you choose "Full Conversion" then Column BA (AMOUNT) and Column BB (TAXES) BOTH values will be convert based on selected Currency in (Column L). 2. If you choose "Partial Conversion" then Column BA (AMOUNT) only will be converted based on selected currency (Column L) and Column BB (TAXES) value (INR) will be added to the converted values.
Note on K535: gepadmin: 1. If you choose "Full Conversion" then Column BA (AMOUNT) and Column BB (TAXES) BOTH values will be convert based on selected Currency in (Column L). 2. If you choose "Partial Conversion" then Column BA (AMOUNT) only will be converted based on selected currency (Column L) and Column BB (TAXES) value (INR) will be added to the converted values.
Note on K537: gepadmin: 1. If you choose "Full Conversion" then Column BA (AMOUNT) and Column BB (TAXES) BOTH values will be convert based on selected Currency in (Column L). 2. If you choose "Partial Conversion" then Column BA (AMOUNT) only will be converted based on selected currency (Column L) and Column BB (TAXES) value (INR) will be added to the converted values.
Note on K538: gepadmin: 1. If you choose "Full Conversion" then Column BA (AMOUNT) and Column BB (TAXES) BOTH values will be convert based on selected Currency in (Column L). 2. If you choose "Partial Conversion" then Column BA (AMOUNT) only will be converted based on selected currency (Column L) and Column BB (TAXES) value (INR) will be added to the converted values.
Note on K540: gepadmin: 1. If you choose "Full Conversion" then Column BA (AMOUNT) and Column BB (TAXES) BOTH values will be convert based on selected Currency in (Column L). 2. If you choose "Partial Conversion" then Column BA (AMOUNT) only will be converted based on selected currency (Column L) and Column BB (TAXES) value (INR) will be added to the converted values.
Note on K541: gepadmin: 1. If you choose "Full Conversion" then Column BA (AMOUNT) and Column BB (TAXES) BOTH values will be convert based on selected Currency in (Column L). 2. If you choose "Partial Conversion" then Column BA (AMOUNT) only will be converted based on selected currency (Column L) and Column BB (TAXES) value (INR) will be added to the converted values.
Note on K543: gepadmin: 1. If you choose "Full Conversion" then Column BA (AMOUNT) and Column BB (TAXES) BOTH values will be convert based on selected Currency in (Column L). 2. If you choose "Partial Conversion" then Column BA (AMOUNT) only will be converted based on selected currency (Column L) and Column BB (TAXES) value (INR) will be added to the converted values.
Note on K544: gepadmin: 1. If you choose "Full Conversion" then Column BA (AMOUNT) and Column BB (TAXES) BOTH values will be convert based on selected Currency in (Column L). 2. If you choose "Partial Conversion" then Column BA (AMOUNT) only will be converted based on selected currency (Column L) and Column BB (TAXES) value (INR) will be added to the converted values.
Note on K547: gepadmin: 1. If you choose "Full Conversion" then Column BA (AMOUNT) and Column BB (TAXES) BOTH values will be convert based on selected Currency in (Column L). 2. If you choose "Partial Conversion" then Column BA (AMOUNT) only will be converted based on selected currency (Column L) and Column BB (TAXES) value (INR) will be added to the converted values.
Note on K548: gepadmin: 1. If you choose "Full Conversion" then Column BA (AMOUNT) and Column BB (TAXES) BOTH values will be convert based on selected Currency in (Column L). 2. If you choose "Partial Conversion" then Column BA (AMOUNT) only will be converted based on selected currency (Column L) and Column BB (TAXES) value (INR) will be added to the converted values.
Note on K550: gepadmin: 1. If you choose "Full Conversion" then Column BA (AMOUNT) and Column BB (TAXES) BOTH values will be convert based on selected Currency in (Column L). 2. If you choose "Partial Conversion" then Column BA (AMOUNT) only will be converted based on selected currency (Column L) and Column BB (TAXES) value (INR) will be added to the converted values.
Note on K551: gepadmin: 1. If you choose "Full Conversion" then Column BA (AMOUNT) and Column BB (TAXES) BOTH values will be convert based on selected Currency in (Column L). 2. If you choose "Partial Conversion" then Column BA (AMOUNT) only will be converted based on selected currency (Column L) and Column BB (TAXES) value (INR) will be added to the converted values.
Note on K554: gepadmin: 1. If you choose "Full Conversion" then Column BA (AMOUNT) and Column BB (TAXES) BOTH values will be convert based on selected Currency in (Column L). 2. If you choose "Partial Conversion" then Column BA (AMOUNT) only will be converted based on selected currency (Column L) and Column BB (TAXES) value (INR) will be added to the converted values.
Note on K555: gepadmin: 1. If you choose "Full Conversion" then Column BA (AMOUNT) and Column BB (TAXES) BOTH values will be convert based on selected Currency in (Column L). 2. If you choose "Partial Conversion" then Column BA (AMOUNT) only will be converted based on selected currency (Column L) and Column BB (TAXES) value (INR) will be added to the converted values.
Note on K557: gepadmin: 1. If you choose "Full Conversion" then Column BA (AMOUNT) and Column BB (TAXES) BOTH values will be convert based on selected Currency in (Column L). 2. If you choose "Partial Conversion" then Column BA (AMOUNT) only will be converted based on selected currency (Column L) and Column BB (TAXES) value (INR) will be added to the converted values.
Note on K558: gepadmin: 1. If you choose "Full Conversion" then Column BA (AMOUNT) and Column BB (TAXES) BOTH values will be convert based on selected Currency in (Column L). 2. If you choose "Partial Conversion" then Column BA (AMOUNT) only will be converted based on selected currency (Column L) and Column BB (TAXES) value (INR) will be added to the converted values.
Note on K561: gepadmin: 1. If you choose "Full Conversion" then Column BA (AMOUNT) and Column BB (TAXES) BOTH values will be convert based on selected Currency in (Column L). 2. If you choose "Partial Conversion" then Column BA (AMOUNT) only will be converted based on selected currency (Column L) and Column BB (TAXES) value (INR) will be added to the converted values.
Note on K562: gepadmin: 1. If you choose "Full Conversion" then Column BA (AMOUNT) and Column BB (TAXES) BOTH values will be convert based on selected Currency in (Column L). 2. If you choose "Partial Conversion" then Column BA (AMOUNT) only will be converted based on selected currency (Column L) and Column BB (TAXES) value (INR) will be added to the converted values.
Note on K564: gepadmin: 1. If you choose "Full Conversion" then Column BA (AMOUNT) and Column BB (TAXES) BOTH values will be convert based on selected Currency in (Column L). 2. If you choose "Partial Conversion" then Column BA (AMOUNT) only will be converted based on selected currency (Column L) and Column BB (TAXES) value (INR) will be added to the converted values.
Note on K565: gepadmin: 1. If you choose "Full Conversion" then Column BA (AMOUNT) and Column BB (TAXES) BOTH values will be convert based on selected Currency in (Column L). 2. If you choose "Partial Conversion" then Column BA (AMOUNT) only will be converted based on selected currency (Column L) and Column BB (TAXES) value (INR) will be added to the converted values.
Note on K568: gepadmin: 1. If you choose "Full Conversion" then Column BA (AMOUNT) and Column BB (TAXES) BOTH values will be convert based on selected Currency in (Column L). 2. If you choose "Partial Conversion" then Column BA (AMOUNT) only will be converted based on selected currency (Column L) and Column BB (TAXES) value (INR) will be added to the converted values.
Note on K569: gepadmin: 1. If you choose "Full Conversion" then Column BA (AMOUNT) and Column BB (TAXES) BOTH values will be convert based on selected Currency in (Column L). 2. If you choose "Partial Conversion" then Column BA (AMOUNT) only will be converted based on selected currency (Column L) and Column BB (TAXES) value (INR) will be added to the converted values.
Note on K571: gepadmin: 1. If you choose "Full Conversion" then Column BA (AMOUNT) and Column BB (TAXES) BOTH values will be convert based on selected Currency in (Column L). 2. If you choose "Partial Conversion" then Column BA (AMOUNT) only will be converted based on selected currency (Column L) and Column BB (TAXES) value (INR) will be added to the converted values.
Note on K572: gepadmin: 1. If you choose "Full Conversion" then Column BA (AMOUNT) and Column BB (TAXES) BOTH values will be convert based on selected Currency in (Column L). 2. If you choose "Partial Conversion" then Column BA (AMOUNT) only will be converted based on selected currency (Column L) and Column BB (TAXES) value (INR) will be added to the converted values.
Note on K575: gepadmin: 1. If you choose "Full Conversion" then Column BA (AMOUNT) and Column BB (TAXES) BOTH values will be convert based on selected Currency in (Column L). 2. If you choose "Partial Conversion" then Column BA (AMOUNT) only will be converted based on selected currency (Column L) and Column BB (TAXES) value (INR) will be added to the converted values.
Note on K576: gepadmin: 1. If you choose "Full Conversion" then Column BA (AMOUNT) and Column BB (TAXES) BOTH values will be convert based on selected Currency in (Column L). 2. If you choose "Partial Conversion" then Column BA (AMOUNT) only will be converted based on selected currency (Column L) and Column BB (TAXES) value (INR) will be added to the converted values.
Note on K578: gepadmin: 1. If you choose "Full Conversion" then Column BA (AMOUNT) and Column BB (TAXES) BOTH values will be convert based on selected Currency in (Column L). 2. If you choose "Partial Conversion" then Column BA (AMOUNT) only will be converted based on selected currency (Column L) and Column BB (TAXES) value (INR) will be added to the converted values.
Note on K579: gepadmin: 1. If you choose "Full Conversion" then Column BA (AMOUNT) and Column BB (TAXES) BOTH values will be convert based on selected Currency in (Column L). 2. If you choose "Partial Conversion" then Column BA (AMOUNT) only will be converted based on selected currency (Column L) and Column BB (TAXES) value (INR) will be added to the converted values.
Note on K582: gepadmin: 1. If you choose "Full Conversion" then Column BA (AMOUNT) and Column BB (TAXES) BOTH values will be convert based on selected Currency in (Column L). 2. If you choose "Partial Conversion" then Column BA (AMOUNT) only will be converted based on selected currency (Column L) and Column BB (TAXES) value (INR) will be added to the converted values.
Note on K583: gepadmin: 1. If you choose "Full Conversion" then Column BA (AMOUNT) and Column BB (TAXES) BOTH values will be convert based on selected Currency in (Column L). 2. If you choose "Partial Conversion" then Column BA (AMOUNT) only will be converted based on selected currency (Column L) and Column BB (TAXES) value (INR) will be added to the converted values.
Note on K585: gepadmin: 1. If you choose "Full Conversion" then Column BA (AMOUNT) and Column BB (TAXES) BOTH values will be convert based on selected Currency in (Column L). 2. If you choose "Partial Conversion" then Column BA (AMOUNT) only will be converted based on selected currency (Column L) and Column BB (TAXES) value (INR) will be added to the converted values.
Note on K586: gepadmin: 1. If you choose "Full Conversion" then Column BA (AMOUNT) and Column BB (TAXES) BOTH values will be convert based on selected Currency in (Column L). 2. If you choose "Partial Conversion" then Column BA (AMOUNT) only will be converted based on selected currency (Column L) and Column BB (TAXES) value (INR) will be added to the converted values.
Note on K588: gepadmin: 1. If you choose "Full Conversion" then Column BA (AMOUNT) and Column BB (TAXES) BOTH values will be convert based on selected Currency in (Column L). 2. If you choose "Partial Conversion" then Column BA (AMOUNT) only will be converted based on selected currency (Column L) and Column BB (TAXES) value (INR) will be added to the converted values.
Note on K589: gepadmin: 1. If you choose "Full Conversion" then Column BA (AMOUNT) and Column BB (TAXES) BOTH values will be convert based on selected Currency in (Column L). 2. If you choose "Partial Conversion" then Column BA (AMOUNT) only will be converted based on selected currency (Column L) and Column BB (TAXES) value (INR) will be added to the converted values.
Note on K591: gepadmin: 1. If you choose "Full Conversion" then Column BA (AMOUNT) and Column BB (TAXES) BOTH values will be convert based on selected Currency in (Column L). 2. If you choose "Partial Conversion" then Column BA (AMOUNT) only will be converted based on selected currency (Column L) and Column BB (TAXES) value (INR) will be added to the converted values.
Note on K592: gepadmin: 1. If you choose "Full Conversion" then Column BA (AMOUNT) and Column BB (TAXES) BOTH values will be convert based on selected Currency in (Column L). 2. If you choose "Partial Conversion" then Column BA (AMOUNT) only will be converted based on selected currency (Column L) and Column BB (TAXES) value (INR) will be added to the converted values.
Note on K595: gepadmin: 1. If you choose "Full Conversion" then Column BA (AMOUNT) and Column BB (TAXES) BOTH values will be convert based on selected Currency in (Column L). 2. If you choose "Partial Conversion" then Column BA (AMOUNT) only will be converted based on selected currency (Column L) and Column BB (TAXES) value (INR) will be added to the converted values.
Note on K596: gepadmin: 1. If you choose "Full Conversion" then Column BA (AMOUNT) and Column BB (TAXES) BOTH values will be convert based on selected Currency in (Column L). 2. If you choose "Partial Conversion" then Column BA (AMOUNT) only will be converted based on selected currency (Column L) and Column BB (TAXES) value (INR) will be added to the converted values.
Note on K598: gepadmin: 1. If you choose "Full Conversion" then Column BA (AMOUNT) and Column BB (TAXES) BOTH values will be convert based on selected Currency in (Column L). 2. If you choose "Partial Conversion" then Column BA (AMOUNT) only will be converted based on selected currency (Column L) and Column BB (TAXES) value (INR) will be added to the converted values.
Note on K599: gepadmin: 1. If you choose "Full Conversion" then Column BA (AMOUNT) and Column BB (TAXES) BOTH values will be convert based on selected Currency in (Column L). 2. If you choose "Partial Conversion" then Column BA (AMOUNT) only will be converted based on selected currency (Column L) and Column BB (TAXES) value (INR) will be added to the converted values.
Note on K601: gepadmin: 1. If you choose "Full Conversion" then Column BA (AMOUNT) and Column BB (TAXES) BOTH values will be convert based on selected Currency in (Column L). 2. If you choose "Partial Conversion" then Column BA (AMOUNT) only will be converted based on selected currency (Column L) and Column BB (TAXES) value (INR) will be added to the converted values.
Note on K602: gepadmin: 1. If you choose "Full Conversion" then Column BA (AMOUNT) and Column BB (TAXES) BOTH values will be convert based on selected Currency in (Column L). 2. If you choose "Partial Conversion" then Column BA (AMOUNT) only will be converted based on selected currency (Column L) and Column BB (TAXES) value (INR) will be added to the converted values.
Note on K604: gepadmin: 1. If you choose "Full Conversion" then Column BA (AMOUNT) and Column BB (TAXES) BOTH values will be convert based on selected Currency in (Column L). 2. If you choose "Partial Conversion" then Column BA (AMOUNT) only will be converted based on selected currency (Column L) and Column BB (TAXES) value (INR) will be added to the converted values.
Note on K605: gepadmin: 1. If you choose "Full Conversion" then Column BA (AMOUNT) and Column BB (TAXES) BOTH values will be convert based on selected Currency in (Column L). 2. If you choose "Partial Conversion" then Column BA (AMOUNT) only will be converted based on selected currency (Column L) and Column BB (TAXES) value (INR) will be added to the converted values.
Note on K609: gepadmin: 1. If you choose "Full Conversion" then Column BA (AMOUNT) and Column BB (TAXES) BOTH values will be convert based on selected Currency in (Column L). 2. If you choose "Partial Conversion" then Column BA (AMOUNT) only will be converted based on selected currency (Column L) and Column BB (TAXES) value (INR) will be added to the converted values.
Note on K610: gepadmin: 1. If you choose "Full Conversion" then Column BA (AMOUNT) and Column BB (TAXES) BOTH values will be convert based on selected Currency in (Column L). 2. If you choose "Partial Conversion" then Column BA (AMOUNT) only will be converted based on selected currency (Column L) and Column BB (TAXES) value (INR) will be added to the converted values.
Note on K611: gepadmin: 1. If you choose "Full Conversion" then Column BA (AMOUNT) and Column BB (TAXES) BOTH values will be convert based on selected Currency in (Column L). 2. If you choose "Partial Conversion" then Column BA (AMOUNT) only will be converted based on selected currency (Column L) and Column BB (TAXES) value (INR) will be added to the converted values.
Note on K613: gepadmin: 1. If you choose "Full Conversion" then Column BA (AMOUNT) and Column BB (TAXES) BOTH values will be convert based on selected Currency in (Column L). 2. If you choose "Partial Conversion" then Column BA (AMOUNT) only will be converted based on selected currency (Column L) and Column BB (TAXES) value (INR) will be added to the converted values.
Note on K614: gepadmin: 1. If you choose "Full Conversion" then Column BA (AMOUNT) and Column BB (TAXES) BOTH values will be convert based on selected Currency in (Column L). 2. If you choose "Partial Conversion" then Column BA (AMOUNT) only will be converted based on selected currency (Column L) and Column BB (TAXES) value (INR) will be added to the converted values.
Note on K615: gepadmin: 1. If you choose "Full Conversion" then Column BA (AMOUNT) and Column BB (TAXES) BOTH values will be convert based on selected Currency in (Column L). 2. If you choose "Partial Conversion" then Column BA (AMOUNT) only will be converted based on selected currency (Column L) and Column BB (TAXES) value (INR) will be added to the converted values.
Note on K616: gepadmin: 1. If you choose "Full Conversion" then Column BA (AMOUNT) and Column BB (TAXES) BOTH values will be convert based on selected Currency in (Column L). 2. If you choose "Partial Conversion" then Column BA (AMOUNT) only will be converted based on selected currency (Column L) and Column BB (TAXES) value (INR) will be added to the converted values.
Note on K618: gepadmin: 1. If you choose "Full Conversion" then Column BA (AMOUNT) and Column BB (TAXES) BOTH values will be convert based on selected Currency in (Column L). 2. If you choose "Partial Conversion" then Column BA (AMOUNT) only will be converted based on selected currency (Column L) and Column BB (TAXES) value (INR) will be added to the converted values.
Note on K619: gepadmin: 1. If you choose "Full Conversion" then Column BA (AMOUNT) and Column BB (TAXES) BOTH values will be convert based on selected Currency in (Column L). 2. If you choose "Partial Conversion" then Column BA (AMOUNT) only will be converted based on selected currency (Column L) and Column BB (TAXES) value (INR) will be added to the converted values.
Note on K620: gepadmin: 1. If you choose "Full Conversion" then Column BA (AMOUNT) and Column BB (TAXES) BOTH values will be convert based on selected Currency in (Column L). 2. If you choose "Partial Conversion" then Column BA (AMOUNT) only will be converted based on selected currency (Column L) and Column BB (TAXES) value (INR) will be added to the converted values.
Note on K621: gepadmin: 1. If you choose "Full Conversion" then Column BA (AMOUNT) and Column BB (TAXES) BOTH values will be convert based on selected Currency in (Column L). 2. If you choose "Partial Conversion" then Column BA (AMOUNT) only will be converted based on selected currency (Column L) and Column BB (TAXES) value (INR) will be added to the converted values.
Note on K622: gepadmin: 1. If you choose "Full Conversion" then Column BA (AMOUNT) and Column BB (TAXES) BOTH values will be convert based on selected Currency in (Column L). 2. If you choose "Partial Conversion" then Column BA (AMOUNT) only will be converted based on selected currency (Column L) and Column BB (TAXES) value (INR) will be added to the converted values.
Note on K623: gepadmin: 1. If you choose "Full Conversion" then Column BA (AMOUNT) and Column BB (TAXES) BOTH values will be convert based on selected Currency in (Column L). 2. If you choose "Partial Conversion" then Column BA (AMOUNT) only will be converted based on selected currency (Column L) and Column BB (TAXES) value (INR) will be added to the converted values.
Note on K625: gepadmin: 1. If you choose "Full Conversion" then Column BA (AMOUNT) and Column BB (TAXES) BOTH values will be convert based on selected Currency in (Column L). 2. If you choose "Partial Conversion" then Column BA (AMOUNT) only will be converted based on selected currency (Column L) and Column BB (TAXES) value (INR) will be added to the converted values.
Note on K626: gepadmin: 1. If you choose "Full Conversion" then Column BA (AMOUNT) and Column BB (TAXES) BOTH values will be convert based on selected Currency in (Column L). 2. If you choose "Partial Conversion" then Column BA (AMOUNT) only will be converted based on selected currency (Column L) and Column BB (TAXES) value (INR) will be added to the converted values.
Note on K628: gepadmin: 1. If you choose "Full Conversion" then Column BA (AMOUNT) and Column BB (TAXES) BOTH values will be convert based on selected Currency in (Column L). 2. If you choose "Partial Conversion" then Column BA (AMOUNT) only will be converted based on selected currency (Column L) and Column BB (TAXES) value (INR) will be added to the converted values.
Note on K629: gepadmin: 1. If you choose "Full Conversion" then Column BA (AMOUNT) and Column BB (TAXES) BOTH values will be convert based on selected Currency in (Column L). 2. If you choose "Partial Conversion" then Column BA (AMOUNT) only will be converted based on selected currency (Column L) and Column BB (TAXES) value (INR) will be added to the converted values.
Note on K630: gepadmin: 1. If you choose "Full Conversion" then Column BA (AMOUNT) and Column BB (TAXES) BOTH values will be convert based on selected Currency in (Column L). 2. If you choose "Partial Conversion" then Column BA (AMOUNT) only will be converted based on selected currency (Column L) and Column BB (TAXES) value (INR) will be added to the converted values.
Note on K631: gepadmin: 1. If you choose "Full Conversion" then Column BA (AMOUNT) and Column BB (TAXES) BOTH values will be convert based on selected Currency in (Column L). 2. If you choose "Partial Conversion" then Column BA (AMOUNT) only will be converted based on selected currency (Column L) and Column BB (TAXES) value (INR) will be added to the converted values.
Note on K632: gepadmin: 1. If you choose "Full Conversion" then Column BA (AMOUNT) and Column BB (TAXES) BOTH values will be convert based on selected Currency in (Column L). 2. If you choose "Partial Conversion" then Column BA (AMOUNT) only will be converted based on selected currency (Column L) and Column BB (TAXES) value (INR) will be added to the converted values.
Note on K633: gepadmin: 1. If you choose "Full Conversion" then Column BA (AMOUNT) and Column BB (TAXES) BOTH values will be convert based on selected Currency in (Column L). 2. If you choose "Partial Conversion" then Column BA (AMOUNT) only will be converted based on selected currency (Column L) and Column BB (TAXES) value (INR) will be added to the converted values.
Note on K635: gepadmin: 1. If you choose "Full Conversion" then Column BA (AMOUNT) and Column BB (TAXES) BOTH values will be convert based on selected Currency in (Column L). 2. If you choose "Partial Conversion" then Column BA (AMOUNT) only will be converted based on selected currency (Column L) and Column BB (TAXES) value (INR) will be added to the converted values.
Note on K637: gepadmin: 1. If you choose "Full Conversion" then Column BA (AMOUNT) and Column BB (TAXES) BOTH values will be convert based on selected Currency in (Column L). 2. If you choose "Partial Conversion" then Column BA (AMOUNT) only will be converted based on selected currency (Column L) and Column BB (TAXES) value (INR) will be added to the converted values.
Note on K639: gepadmin: 1. If you choose "Full Conversion" then Column BA (AMOUNT) and Column BB (TAXES) BOTH values will be convert based on selected Currency in (Column L). 2. If you choose "Partial Conversion" then Column BA (AMOUNT) only will be converted based on selected currency (Column L) and Column BB (TAXES) value (INR) will be added to the converted values.
Note on K641: gepadmin: 1. If you choose "Full Conversion" then Column BA (AMOUNT) and Column BB (TAXES) BOTH values will be convert based on selected Currency in (Column L). 2. If you choose "Partial Conversion" then Column BA (AMOUNT) only will be converted based on selected currency (Column L) and Column BB (TAXES) value (INR) will be added to the converted values.
Note on K642: gepadmin: 1. If you choose "Full Conversion" then Column BA (AMOUNT) and Column BB (TAXES) BOTH values will be convert based on selected Currency in (Column L). 2. If you choose "Partial Conversion" then Column BA (AMOUNT) only will be converted based on selected currency (Column L) and Column BB (TAXES) value (INR) will be added to the converted values.
Note on K643: gepadmin: 1. If you choose "Full Conversion" then Column BA (AMOUNT) and Column BB (TAXES) BOTH values will be convert based on selected Currency in (Column L). 2. If you choose "Partial Conversion" then Column BA (AMOUNT) only will be converted based on selected currency (Column L) and Column BB (TAXES) value (INR) will be added to the converted values.
Note on K644: gepadmin: 1. If you choose "Full Conversion" then Column BA (AMOUNT) and Column BB (TAXES) BOTH values will be convert based on selected Currency in (Column L). 2. If you choose "Partial Conversion" then Column BA (AMOUNT) only will be converted based on selected currency (Column L) and Column BB (TAXES) value (INR) will be added to the converted values.
Note on K645: gepadmin: 1. If you choose "Full Conversion" then Column BA (AMOUNT) and Column BB (TAXES) BOTH values will be convert based on selected Currency in (Column L). 2. If you choose "Partial Conversion" then Column BA (AMOUNT) only will be converted based on selected currency (Column L) and Column BB (TAXES) value (INR) will be added to the converted values.
Note on K647: gepadmin: 1. If you choose "Full Conversion" then Column BA (AMOUNT) and Column BB (TAXES) BOTH values will be convert based on selected Currency in (Column L). 2. If you choose "Partial Conversion" then Column BA (AMOUNT) only will be converted based on selected currency (Column L) and Column BB (TAXES) value (INR) will be added to the converted values.
Note on K648: gepadmin: 1. If you choose "Full Conversion" then Column BA (AMOUNT) and Column BB (TAXES) BOTH values will be convert based on selected Currency in (Column L). 2. If you choose "Partial Conversion" then Column BA (AMOUNT) only will be converted based on selected currency (Column L) and Column BB (TAXES) value (INR) will be added to the converted values.
Note on K650: gepadmin: 1. If you choose "Full Conversion" then Column BA (AMOUNT) and Column BB (TAXES) BOTH values will be convert based on selected Currency in (Column L). 2. If you choose "Partial Conversion" then Column BA (AMOUNT) only will be converted based on selected currency (Column L) and Column BB (TAXES) value (INR) will be added to the converted values.
Note on K651: gepadmin: 1. If you choose "Full Conversion" then Column BA (AMOUNT) and Column BB (TAXES) BOTH values will be convert based on selected Currency in (Column L). 2. If you choose "Partial Conversion" then Column BA (AMOUNT) only will be converted based on selected currency (Column L) and Column BB (TAXES) value (INR) will be added to the converted values.
Note on K654: gepadmin: 1. If you choose "Full Conversion" then Column BA (AMOUNT) and Column BB (TAXES) BOTH values will be convert based on selected Currency in (Column L). 2. If you choose "Partial Conversion" then Column BA (AMOUNT) only will be converted based on selected currency (Column L) and Column BB (TAXES) value (INR) will be added to the converted values.
Note on K656: gepadmin: 1. If you choose "Full Conversion" then Column BA (AMOUNT) and Column BB (TAXES) BOTH values will be convert based on selected Currency in (Column L). 2. If you choose "Partial Conversion" then Column BA (AMOUNT) only will be converted based on selected currency (Column L) and Column BB (TAXES) value (INR) will be added to the converted values.
Note on K658: gepadmin: 1. If you choose "Full Conversion" then Column BA (AMOUNT) and Column BB (TAXES) BOTH values will be convert based on selected Currency in (Column L). 2. If you choose "Partial Conversion" then Column BA (AMOUNT) only will be converted based on selected currency (Column L) and Column BB (TAXES) value (INR) will be added to the converted values.
Note on K660: gepadmin: 1. If you choose "Full Conversion" then Column BA (AMOUNT) and Column BB (TAXES) BOTH values will be convert based on selected Currency in (Column L). 2. If you choose "Partial Conversion" then Column BA (AMOUNT) only will be converted based on selected currency (Column L) and Column BB (TAXES) value (INR) will be added to the converted values.
Note on K661: gepadmin: 1. If you choose "Full Conversion" then Column BA (AMOUNT) and Column BB (TAXES) BOTH values will be convert based on selected Currency in (Column L). 2. If you choose "Partial Conversion" then Column BA (AMOUNT) only will be converted based on selected currency (Column L) and Column BB (TAXES) value (INR) will be added to the converted values.
Note on K662: gepadmin: 1. If you choose "Full Conversion" then Column BA (AMOUNT) and Column BB (TAXES) BOTH values will be convert based on selected Currency in (Column L). 2. If you choose "Partial Conversion" then Column BA (AMOUNT) only will be converted based on selected currency (Column L) and Column BB (TAXES) value (INR) will be added to the converted values.
Note on K663: gepadmin: 1. If you choose "Full Conversion" then Column BA (AMOUNT) and Column BB (TAXES) BOTH values will be convert based on selected Currency in (Column L). 2. If you choose "Partial Conversion" then Column BA (AMOUNT) only will be converted based on selected currency (Column L) and Column BB (TAXES) value (INR) will be added to the converted values.
Note on K664: gepadmin: 1. If you choose "Full Conversion" then Column BA (AMOUNT) and Column BB (TAXES) BOTH values will be convert based on selected Currency in (Column L). 2. If you choose "Partial Conversion" then Column BA (AMOUNT) only will be converted based on selected currency (Column L) and Column BB (TAXES) value (INR) will be added to the converted values.
Note on K666: gepadmin: 1. If you choose "Full Conversion" then Column BA (AMOUNT) and Column BB (TAXES) BOTH values will be convert based on selected Currency in (Column L). 2. If you choose "Partial Conversion" then Column BA (AMOUNT) only will be converted based on selected currency (Column L) and Column BB (TAXES) value (INR) will be added to the converted values.
Note on K667: gepadmin: 1. If you choose "Full Conversion" then Column BA (AMOUNT) and Column BB (TAXES) BOTH values will be convert based on selected Currency in (Column L). 2. If you choose "Partial Conversion" then Column BA (AMOUNT) only will be converted based on selected currency (Column L) and Column BB (TAXES) value (INR) will be added to the converted values.
Note on K668: gepadmin: 1. If you choose "Full Conversion" then Column BA (AMOUNT) and Column BB (TAXES) BOTH values will be convert based on selected Currency in (Column L). 2. If you choose "Partial Conversion" then Column BA (AMOUNT) only will be converted based on selected currency (Column L) and Column BB (TAXES) value (INR) will be added to the converted values.
Note on K669: gepadmin: 1. If you choose "Full Conversion" then Column BA (AMOUNT) and Column BB (TAXES) BOTH values will be convert based on selected Currency in (Column L). 2. If you choose "Partial Conversion" then Column BA (AMOUNT) only will be converted based on selected currency (Column L) and Column BB (TAXES) value (INR) will be added to the converted values.
Note on K670: gepadmin: 1. If you choose "Full Conversion" then Column BA (AMOUNT) and Column BB (TAXES) BOTH values will be convert based on selected Currency in (Column L). 2. If you choose "Partial Conversion" then Column BA (AMOUNT) only will be converted based on selected currency (Column L) and Column BB (TAXES) value (INR) will be added to the converted values.
Note on K672: gepadmin: 1. If you choose "Full Conversion" then Column BA (AMOUNT) and Column BB (TAXES) BOTH values will be convert based on selected Currency in (Column L). 2. If you choose "Partial Conversion" then Column BA (AMOUNT) only will be converted based on selected currency (Column L) and Column BB (TAXES) value (INR) will be added to the converted values.
Note on K673: gepadmin: 1. If you choose "Full Conversion" then Column BA (AMOUNT) and Column BB (TAXES) BOTH values will be convert based on selected Currency in (Column L). 2. If you choose "Partial Conversion" then Column BA (AMOUNT) only will be converted based on selected currency (Column L) and Column BB (TAXES) value (INR) will be added to the converted values.
Note on K674: gepadmin: 1. If you choose "Full Conversion" then Column BA (AMOUNT) and Column BB (TAXES) BOTH values will be convert based on selected Currency in (Column L). 2. If you choose "Partial Conversion" then Column BA (AMOUNT) only will be converted based on selected currency (Column L) and Column BB (TAXES) value (INR) will be added to the converted values.
Note on K675: gepadmin: 1. If you choose "Full Conversion" then Column BA (AMOUNT) and Column BB (TAXES) BOTH values will be convert based on selected Currency in (Column L). 2. If you choose "Partial Conversion" then Column BA (AMOUNT) only will be converted based on selected currency (Column L) and Column BB (TAXES) value (INR) will be added to the converted values.
Note on K676: gepadmin: 1. If you choose "Full Conversion" then Column BA (AMOUNT) and Column BB (TAXES) BOTH values will be convert based on selected Currency in (Column L). 2. If you choose "Partial Conversion" then Column BA (AMOUNT) only will be converted based on selected currency (Column L) and Column BB (TAXES) value (INR) will be added to the converted values.
Note on K678: gepadmin: 1. If you choose "Full Conversion" then Column BA (AMOUNT) and Column BB (TAXES) BOTH values will be convert based on selected Currency in (Column L). 2. If you choose "Partial Conversion" then Column BA (AMOUNT) only will be converted based on selected currency (Column L) and Column BB (TAXES) value (INR) will be added to the converted values.
Note on K680: gepadmin: 1. If you choose "Full Conversion" then Column BA (AMOUNT) and Column BB (TAXES) BOTH values will be convert based on selected Currency in (Column L). 2. If you choose "Partial Conversion" then Column BA (AMOUNT) only will be converted based on selected currency (Column L) and Column BB (TAXES) value (INR) will be added to the converted values.
Note on K682: gepadmin: 1. If you choose "Full Conversion" then Column BA (AMOUNT) and Column BB (TAXES) BOTH values will be convert based on selected Currency in (Column L). 2. If you choose "Partial Conversion" then Column BA (AMOUNT) only will be converted based on selected currency (Column L) and Column BB (TAXES) value (INR) will be added to the converted values.
Note on K684: gepadmin: 1. If you choose "Full Conversion" then Column BA (AMOUNT) and Column BB (TAXES) BOTH values will be convert based on selected Currency in (Column L). 2. If you choose "Partial Conversion" then Column BA (AMOUNT) only will be converted based on selected currency (Column L) and Column BB (TAXES) value (INR) will be added to the converted values.
Note on K686: gepadmin: 1. If you choose "Full Conversion" then Column BA (AMOUNT) and Column BB (TAXES) BOTH values will be convert based on selected Currency in (Column L). 2. If you choose "Partial Conversion" then Column BA (AMOUNT) only will be converted based on selected currency (Column L) and Column BB (TAXES) value (INR) will be added to the converted values.
Note on K687: gepadmin: 1. If you choose "Full Conversion" then Column BA (AMOUNT) and Column BB (TAXES) BOTH values will be convert based on selected Currency in (Column L). 2. If you choose "Partial Conversion" then Column BA (AMOUNT) only will be converted based on selected currency (Column L) and Column BB (TAXES) value (INR) will be added to the converted values.
Note on K689: gepadmin: 1. If you choose "Full Conversion" then Column BA (AMOUNT) and Column BB (TAXES) BOTH values will be convert based on selected Currency in (Column L). 2. If you choose "Partial Conversion" then Column BA (AMOUNT) only will be converted based on selected currency (Column L) and Column BB (TAXES) value (INR) will be added to the converted values.
Note on K690: gepadmin: 1. If you choose "Full Conversion" then Column BA (AMOUNT) and Column BB (TAXES) BOTH values will be convert based on selected Currency in (Column L). 2. If you choose "Partial Conversion" then Column BA (AMOUNT) only will be converted based on selected currency (Column L) and Column BB (TAXES) value (INR) will be added to the converted values.
Note on K691: gepadmin: 1. If you choose "Full Conversion" then Column BA (AMOUNT) and Column BB (TAXES) BOTH values will be convert based on selected Currency in (Column L). 2. If you choose "Partial Conversion" then Column BA (AMOUNT) only will be converted based on selected currency (Column L) and Column BB (TAXES) value (INR) will be added to the converted values.
Note on K692: gepadmin: 1. If you choose "Full Conversion" then Column BA (AMOUNT) and Column BB (TAXES) BOTH values will be convert based on selected Currency in (Column L). 2. If you choose "Partial Conversion" then Column BA (AMOUNT) only will be converted based on selected currency (Column L) and Column BB (TAXES) value (INR) will be added to the converted values.
Note on K696: gepadmin: 1. If you choose "Full Conversion" then Column BA (AMOUNT) and Column BB (TAXES) BOTH values will be convert based on selected Currency in (Column L). 2. If you choose "Partial Conversion" then Column BA (AMOUNT) only will be converted based on selected currency (Column L) and Column BB (TAXES) value (INR) will be added to the converted values.
Note on K697: gepadmin: 1. If you choose "Full Conversion" then Column BA (AMOUNT) and Column BB (TAXES) BOTH values will be convert based on selected Currency in (Column L). 2. If you choose "Partial Conversion" then Column BA (AMOUNT) only will be converted based on selected currency (Column L) and Column BB (TAXES) value (INR) will be added to the converted values.
Note on K699: gepadmin: 1. If you choose "Full Conversion" then Column BA (AMOUNT) and Column BB (TAXES) BOTH values will be convert based on selected Currency in (Column L). 2. If you choose "Partial Conversion" then Column BA (AMOUNT) only will be converted based on selected currency (Column L) and Column BB (TAXES) value (INR) will be added to the converted values.
Note on K700: gepadmin: 1. If you choose "Full Conversion" then Column BA (AMOUNT) and Column BB (TAXES) BOTH values will be convert based on selected Currency in (Column L). 2. If you choose "Partial Conversion" then Column BA (AMOUNT) only will be converted based on selected currency (Column L) and Column BB (TAXES) value (INR) will be added to the converted values.
Note on K703: gepadmin: 1. If you choose "Full Conversion" then Column BA (AMOUNT) and Column BB (TAXES) BOTH values will be convert based on selected Currency in (Column L). 2. If you choose "Partial Conversion" then Column BA (AMOUNT) only will be converted based on selected currency (Column L) and Column BB (TAXES) value (INR) will be added to the converted values.
Note on K705: gepadmin: 1. If you choose "Full Conversion" then Column BA (AMOUNT) and Column BB (TAXES) BOTH values will be convert based on selected Currency in (Column L). 2. If you choose "Partial Conversion" then Column BA (AMOUNT) only will be converted based on selected currency (Column L) and Column BB (TAXES) value (INR) will be added to the converted values.
Note on K706: gepadmin: 1. If you choose "Full Conversion" then Column BA (AMOUNT) and Column BB (TAXES) BOTH values will be convert based on selected Currency in (Column L). 2. If you choose "Partial Conversion" then Column BA (AMOUNT) only will be converted based on selected currency (Column L) and Column BB (TAXES) value (INR) will be added to the converted values.
Note on K709: gepadmin: 1. If you choose "Full Conversion" then Column BA (AMOUNT) and Column BB (TAXES) BOTH values will be convert based on selected Currency in (Column L). 2. If you choose "Partial Conversion" then Column BA (AMOUNT) only will be converted based on selected currency (Column L) and Column BB (TAXES) value (INR) will be added to the converted values.
Note on K712: gepadmin: 1. If you choose "Full Conversion" then Column BA (AMOUNT) and Column BB (TAXES) BOTH values will be convert based on selected Currency in (Column L). 2. If you choose "Partial Conversion" then Column BA (AMOUNT) only will be converted based on selected currency (Column L) and Column BB (TAXES) value (INR) will be added to the converted values.
Note on K714: gepadmin: 1. If you choose "Full Conversion" then Column BA (AMOUNT) and Column BB (TAXES) BOTH values will be convert based on selected Currency in (Column L). 2. If you choose "Partial Conversion" then Column BA (AMOUNT) only will be converted based on selected currency (Column L) and Column BB (TAXES) value (INR) will be added to the converted values.
Note on K715: gepadmin: 1. If you choose "Full Conversion" then Column BA (AMOUNT) and Column BB (TAXES) BOTH values will be convert based on selected Currency in (Column L). 2. If you choose "Partial Conversion" then Column BA (AMOUNT) only will be converted based on selected currency (Column L) and Column BB (TAXES) value (INR) will be added to the converted values.
Note on K716: gepadmin: 1. If you choose "Full Conversion" then Column BA (AMOUNT) and Column BB (TAXES) BOTH values will be convert based on selected Currency in (Column L). 2. If you choose "Partial Conversion" then Column BA (AMOUNT) only will be converted based on selected currency (Column L) and Column BB (TAXES) value (INR) will be added to the converted values.
Note on K718: gepadmin: 1. If you choose "Full Conversion" then Column BA (AMOUNT) and Column BB (TAXES) BOTH values will be convert based on selected Currency in (Column L). 2. If you choose "Partial Conversion" then Column BA (AMOUNT) only will be converted based on selected currency (Column L) and Column BB (TAXES) value (INR) will be added to the converted values.
Note on K719: gepadmin: 1. If you choose "Full Conversion" then Column BA (AMOUNT) and Column BB (TAXES) BOTH values will be convert based on selected Currency in (Column L). 2. If you choose "Partial Conversion" then Column BA (AMOUNT) only will be converted based on selected currency (Column L) and Column BB (TAXES) value (INR) will be added to the converted values.
Note on K721: gepadmin: 1. If you choose "Full Conversion" then Column BA (AMOUNT) and Column BB (TAXES) BOTH values will be convert based on selected Currency in (Column L). 2. If you choose "Partial Conversion" then Column BA (AMOUNT) only will be converted based on selected currency (Column L) and Column BB (TAXES) value (INR) will be added to the converted values.
Note on K723: gepadmin: 1. If you choose "Full Conversion" then Column BA (AMOUNT) and Column BB (TAXES) BOTH values will be convert based on selected Currency in (Column L). 2. If you choose "Partial Conversion" then Column BA (AMOUNT) only will be converted based on selected currency (Column L) and Column BB (TAXES) value (INR) will be added to the converted values.
Note on K728: gepadmin: 1. If you choose "Full Conversion" then Column BA (AMOUNT) and Column BB (TAXES) BOTH values will be convert based on selected Currency in (Column L). 2. If you choose "Partial Conversion" then Column BA (AMOUNT) only will be converted based on selected currency (Column L) and Column BB (TAXES) value (INR) will be added to the converted values.
Note on K729: gepadmin: 1. If you choose "Full Conversion" then Column BA (AMOUNT) and Column BB (TAXES) BOTH values will be convert based on selected Currency in (Column L). 2. If you choose "Partial Conversion" then Column BA (AMOUNT) only will be converted based on selected currency (Column L) and Column BB (TAXES) value (INR) will be added to the converted values.
Note on K731: gepadmin: 1. If you choose "Full Conversion" then Column BA (AMOUNT) and Column BB (TAXES) BOTH values will be convert based on selected Currency in (Column L). 2. If you choose "Partial Conversion" then Column BA (AMOUNT) only will be converted based on selected currency (Column L) and Column BB (TAXES) value (INR) will be added to the converted values.
Note on K732: gepadmin: 1. If you choose "Full Conversion" then Column BA (AMOUNT) and Column BB (TAXES) BOTH values will be convert based on selected Currency in (Column L). 2. If you choose "Partial Conversion" then Column BA (AMOUNT) only will be converted based on selected currency (Column L) and Column BB (TAXES) value (INR) will be added to the converted values.
Note on K734: gepadmin: 1. If you choose "Full Conversion" then Column BA (AMOUNT) and Column BB (TAXES) BOTH values will be convert based on selected Currency in (Column L). 2. If you choose "Partial Conversion" then Column BA (AMOUNT) only will be converted based on selected currency (Column L) and Column BB (TAXES) value (INR) will be added to the converted values.
Note on K735: gepadmin: 1. If you choose "Full Conversion" then Column BA (AMOUNT) and Column BB (TAXES) BOTH values will be convert based on selected Currency in (Column L). 2. If you choose "Partial Conversion" then Column BA (AMOUNT) only will be converted based on selected currency (Column L) and Column BB (TAXES) value (INR) will be added to the converted values.
Note on K737: gepadmin: 1. If you choose "Full Conversion" then Column BA (AMOUNT) and Column BB (TAXES) BOTH values will be convert based on selected Currency in (Column L). 2. If you choose "Partial Conversion" then Column BA (AMOUNT) only will be converted based on selected currency (Column L) and Column BB (TAXES) value (INR) will be added to the converted values.
Note on K738: gepadmin: 1. If you choose "Full Conversion" then Column BA (AMOUNT) and Column BB (TAXES) BOTH values will be convert based on selected Currency in (Column L). 2. If you choose "Partial Conversion" then Column BA (AMOUNT) only will be converted based on selected currency (Column L) and Column BB (TAXES) value (INR) will be added to the converted values.
Note on K740: gepadmin: 1. If you choose "Full Conversion" then Column BA (AMOUNT) and Column BB (TAXES) BOTH values will be convert based on selected Currency in (Column L). 2. If you choose "Partial Conversion" then Column BA (AMOUNT) only will be converted based on selected currency (Column L) and Column BB (TAXES) value (INR) will be added to the converted values.
Note on K742: gepadmin: 1. If you choose "Full Conversion" then Column BA (AMOUNT) and Column BB (TAXES) BOTH values will be convert based on selected Currency in (Column L). 2. If you choose "Partial Conversion" then Column BA (AMOUNT) only will be converted based on selected currency (Column L) and Column BB (TAXES) value (INR) will be added to the converted values.
Note on K744: gepadmin: 1. If you choose "Full Conversion" then Column BA (AMOUNT) and Column BB (TAXES) BOTH values will be convert based on selected Currency in (Column L). 2. If you choose "Partial Conversion" then Column BA (AMOUNT) only will be converted based on selected currency (Column L) and Column BB (TAXES) value (INR) will be added to the converted values.
Note on K745: gepadmin: 1. If you choose "Full Conversion" then Column BA (AMOUNT) and Column BB (TAXES) BOTH values will be convert based on selected Currency in (Column L). 2. If you choose "Partial Conversion" then Column BA (AMOUNT) only will be converted based on selected currency (Column L) and Column BB (TAXES) value (INR) will be added to the converted values.
Note on K747: gepadmin: 1. If you choose "Full Conversion" then Column BA (AMOUNT) and Column BB (TAXES) BOTH values will be convert based on selected Currency in (Column L). 2. If you choose "Partial Conversion" then Column BA (AMOUNT) only will be converted based on selected currency (Column L) and Column BB (TAXES) value (INR) will be added to the converted values.
Note on K748: gepadmin: 1. If you choose "Full Conversion" then Column BA (AMOUNT) and Column BB (TAXES) BOTH values will be convert based on selected Currency in (Column L). 2. If you choose "Partial Conversion" then Column BA (AMOUNT) only will be converted based on selected currency (Column L) and Column BB (TAXES) value (INR) will be added to the converted values.
Note on K750: gepadmin: 1. If you choose "Full Conversion" then Column BA (AMOUNT) and Column BB (TAXES) BOTH values will be convert based on selected Currency in (Column L). 2. If you choose "Partial Conversion" then Column BA (AMOUNT) only will be converted based on selected currency (Column L) and Column BB (TAXES) value (INR) will be added to the converted values.
Note on K751: gepadmin: 1. If you choose "Full Conversion" then Column BA (AMOUNT) and Column BB (TAXES) BOTH values will be convert based on selected Currency in (Column L). 2. If you choose "Partial Conversion" then Column BA (AMOUNT) only will be converted based on selected currency (Column L) and Column BB (TAXES) value (INR) will be added to the converted values.
Note on K753: gepadmin: 1. If you choose "Full Conversion" then Column BA (AMOUNT) and Column BB (TAXES) BOTH values will be convert based on selected Currency in (Column L). 2. If you choose "Partial Conversion" then Column BA (AMOUNT) only will be converted based on selected currency (Column L) and Column BB (TAXES) value (INR) will be added to the converted values.
Note on K755: gepadmin: 1. If you choose "Full Conversion" then Column BA (AMOUNT) and Column BB (TAXES) BOTH values will be convert based on selected Currency in (Column L). 2. If you choose "Partial Conversion" then Column BA (AMOUNT) only will be converted based on selected currency (Column L) and Column BB (TAXES) value (INR) will be added to the converted values.
Note on K757: gepadmin: 1. If you choose "Full Conversion" then Column BA (AMOUNT) and Column BB (TAXES) BOTH values will be convert based on selected Currency in (Column L). 2. If you choose "Partial Conversion" then Column BA (AMOUNT) only will be converted based on selected currency (Column L) and Column BB (TAXES) value (INR) will be added to the converted values.
Note on K758: gepadmin: 1. If you choose "Full Conversion" then Column BA (AMOUNT) and Column BB (TAXES) BOTH values will be convert based on selected Currency in (Column L). 2. If you choose "Partial Conversion" then Column BA (AMOUNT) only will be converted based on selected currency (Column L) and Column BB (TAXES) value (INR) will be added to the converted values.
Note on K761: gepadmin: 1. If you choose "Full Conversion" then Column BA (AMOUNT) and Column BB (TAXES) BOTH values will be convert based on selected Currency in (Column L). 2. If you choose "Partial Conversion" then Column BA (AMOUNT) only will be converted based on selected currency (Column L) and Column BB (TAXES) value (INR) will be added to the converted values.
Note on K762: gepadmin: 1. If you choose "Full Conversion" then Column BA (AMOUNT) and Column BB (TAXES) BOTH values will be convert based on selected Currency in (Column L). 2. If you choose "Partial Conversion" then Column BA (AMOUNT) only will be converted based on selected currency (Column L) and Column BB (TAXES) value (INR) will be added to the converted values.
Note on K764: gepadmin: 1. If you choose "Full Conversion" then Column BA (AMOUNT) and Column BB (TAXES) BOTH values will be convert based on selected Currency in (Column L). 2. If you choose "Partial Conversion" then Column BA (AMOUNT) only will be converted based on selected currency (Column L) and Column BB (TAXES) value (INR) will be added to the converted values.
Note on K766: gepadmin: 1. If you choose "Full Conversion" then Column BA (AMOUNT) and Column BB (TAXES) BOTH values will be convert based on selected Currency in (Column L). 2. If you choose "Partial Conversion" then Column BA (AMOUNT) only will be converted based on selected currency (Column L) and Column BB (TAXES) value (INR) will be added to the converted values.
Note on K767: gepadmin: 1. If you choose "Full Conversion" then Column BA (AMOUNT) and Column BB (TAXES) BOTH values will be convert based on selected Currency in (Column L). 2. If you choose "Partial Conversion" then Column BA (AMOUNT) only will be converted based on selected currency (Column L) and Column BB (TAXES) value (INR) will be added to the converted values.
Note on K768: gepadmin: 1. If you choose "Full Conversion" then Column BA (AMOUNT) and Column BB (TAXES) BOTH values will be convert based on selected Currency in (Column L). 2. If you choose "Partial Conversion" then Column BA (AMOUNT) only will be converted based on selected currency (Column L) and Column BB (TAXES) value (INR) will be added to the converted values.
Note on K772: gepadmin: 1. If you choose "Full Conversion" then Column BA (AMOUNT) and Column BB (TAXES) BOTH values will be convert based on selected Currency in (Column L). 2. If you choose "Partial Conversion" then Column BA (AMOUNT) only will be converted based on selected currency (Column L) and Column BB (TAXES) value (INR) will be added to the converted values.
Note on K773: gepadmin: 1. If you choose "Full Conversion" then Column BA (AMOUNT) and Column BB (TAXES) BOTH values will be convert based on selected Currency in (Column L). 2. If you choose "Partial Conversion" then Column BA (AMOUNT) only will be converted based on selected currency (Column L) and Column BB (TAXES) value (INR) will be added to the converted values.
Note on K775: gepadmin: 1. If you choose "Full Conversion" then Column BA (AMOUNT) and Column BB (TAXES) BOTH values will be convert based on selected Currency in (Column L). 2. If you choose "Partial Conversion" then Column BA (AMOUNT) only will be converted based on selected currency (Column L) and Column BB (TAXES) value (INR) will be added to the converted values.
Note on K777: gepadmin: 1. If you choose "Full Conversion" then Column BA (AMOUNT) and Column BB (TAXES) BOTH values will be convert based on selected Currency in (Column L). 2. If you choose "Partial Conversion" then Column BA (AMOUNT) only will be converted based on selected currency (Column L) and Column BB (TAXES) value (INR) will be added to the converted values.
Note on K778: gepadmin: 1. If you choose "Full Conversion" then Column BA (AMOUNT) and Column BB (TAXES) BOTH values will be convert based on selected Currency in (Column L). 2. If you choose "Partial Conversion" then Column BA (AMOUNT) only will be converted based on selected currency (Column L) and Column BB (TAXES) value (INR) will be added to the converted values.
Note on K780: gepadmin: 1. If you choose "Full Conversion" then Column BA (AMOUNT) and Column BB (TAXES) BOTH values will be convert based on selected Currency in (Column L). 2. If you choose "Partial Conversion" then Column BA (AMOUNT) only will be converted based on selected currency (Column L) and Column BB (TAXES) value (INR) will be added to the converted values.
Note on K781: gepadmin: 1. If you choose "Full Conversion" then Column BA (AMOUNT) and Column BB (TAXES) BOTH values will be convert based on selected Currency in (Column L). 2. If you choose "Partial Conversion" then Column BA (AMOUNT) only will be converted based on selected currency (Column L) and Column BB (TAXES) value (INR) will be added to the converted values.
Note on K784: gepadmin: 1. If you choose "Full Conversion" then Column BA (AMOUNT) and Column BB (TAXES) BOTH values will be convert based on selected Currency in (Column L). 2. If you choose "Partial Conversion" then Column BA (AMOUNT) only will be converted based on selected currency (Column L) and Column BB (TAXES) value (INR) will be added to the converted values.
Note on K785: gepadmin: 1. If you choose "Full Conversion" then Column BA (AMOUNT) and Column BB (TAXES) BOTH values will be convert based on selected Currency in (Column L). 2. If you choose "Partial Conversion" then Column BA (AMOUNT) only will be converted based on selected currency (Column L) and Column BB (TAXES) value (INR) will be added to the converted values.
Note on K786: gepadmin: 1. If you choose "Full Conversion" then Column BA (AMOUNT) and Column BB (TAXES) BOTH values will be convert based on selected Currency in (Column L). 2. If you choose "Partial Conversion" then Column BA (AMOUNT) only will be converted based on selected currency (Column L) and Column BB (TAXES) value (INR) will be added to the converted values.
Note on K787: gepadmin: 1. If you choose "Full Conversion" then Column BA (AMOUNT) and Column BB (TAXES) BOTH values will be convert based on selected Currency in (Column L). 2. If you choose "Partial Conversion" then Column BA (AMOUNT) only will be converted based on selected currency (Column L) and Column BB (TAXES) value (INR) will be added to the converted values.
Note on K788: gepadmin: 1. If you choose "Full Conversion" then Column BA (AMOUNT) and Column BB (TAXES) BOTH values will be convert based on selected Currency in (Column L). 2. If you choose "Partial Conversion" then Column BA (AMOUNT) only will be converted based on selected currency (Column L) and Column BB (TAXES) value (INR) will be added to the converted values.
Note on K789: gepadmin: 1. If you choose "Full Conversion" then Column BA (AMOUNT) and Column BB (TAXES) BOTH values will be convert based on selected Currency in (Column L). 2. If you choose "Partial Conversion" then Column BA (AMOUNT) only will be converted based on selected currency (Column L) and Column BB (TAXES) value (INR) will be added to the converted values.
Note on K790: gepadmin: 1. If you choose "Full Conversion" then Column BA (AMOUNT) and Column BB (TAXES) BOTH values will be convert based on selected Currency in (Column L). 2. If you choose "Partial Conversion" then Column BA (AMOUNT) only will be converted based on selected currency (Column L) and Column BB (TAXES) value (INR) will be added to the converted values.
Note on K791: gepadmin: 1. If you choose "Full Conversion" then Column BA (AMOUNT) and Column BB (TAXES) BOTH values will be convert based on selected Currency in (Column L). 2. If you choose "Partial Conversion" then Column BA (AMOUNT) only will be converted based on selected currency (Column L) and Column BB (TAXES) value (INR) will be added to the converted values.
Note on K792: gepadmin: 1. If you choose "Full Conversion" then Column BA (AMOUNT) and Column BB (TAXES) BOTH values will be convert based on selected Currency in (Column L). 2. If you choose "Partial Conversion" then Column BA (AMOUNT) only will be converted based on selected currency (Column L) and Column BB (TAXES) value (INR) will be added to the converted values.
Note on K793: gepadmin: 1. If you choose "Full Conversion" then Column BA (AMOUNT) and Column BB (TAXES) BOTH values will be convert based on selected Currency in (Column L). 2. If you choose "Partial Conversion" then Column BA (AMOUNT) only will be converted based on selected currency (Column L) and Column BB (TAXES) value (INR) will be added to the converted values.
Note on K794: gepadmin: 1. If you choose "Full Conversion" then Column BA (AMOUNT) and Column BB (TAXES) BOTH values will be convert based on selected Currency in (Column L). 2. If you choose "Partial Conversion" then Column BA (AMOUNT) only will be converted based on selected currency (Column L) and Column BB (TAXES) value (INR) will be added to the converted values.
Note on K795: gepadmin: 1. If you choose "Full Conversion" then Column BA (AMOUNT) and Column BB (TAXES) BOTH values will be convert based on selected Currency in (Column L). 2. If you choose "Partial Conversion" then Column BA (AMOUNT) only will be converted based on selected currency (Column L) and Column BB (TAXES) value (INR) will be added to the converted values.
Note on K796: gepadmin: 1. If you choose "Full Conversion" then Column BA (AMOUNT) and Column BB (TAXES) BOTH values will be convert based on selected Currency in (Column L). 2. If you choose "Partial Conversion" then Column BA (AMOUNT) only will be converted based on selected currency (Column L) and Column BB (TAXES) value (INR) will be added to the converted values.
Note on K797: gepadmin: 1. If you choose "Full Conversion" then Column BA (AMOUNT) and Column BB (TAXES) BOTH values will be convert based on selected Currency in (Column L). 2. If you choose "Partial Conversion" then Column BA (AMOUNT) only will be converted based on selected currency (Column L) and Column BB (TAXES) value (INR) will be added to the converted values.
Note on K798: gepadmin: 1. If you choose "Full Conversion" then Column BA (AMOUNT) and Column BB (TAXES) BOTH values will be convert based on selected Currency in (Column L). 2. If you choose "Partial Conversion" then Column BA (AMOUNT) only will be converted based on selected currency (Column L) and Column BB (TAXES) value (INR) will be added to the converted values.
Note on K799: gepadmin: 1. If you choose "Full Conversion" then Column BA (AMOUNT) and Column BB (TAXES) BOTH values will be convert based on selected Currency in (Column L). 2. If you choose "Partial Conversion" then Column BA (AMOUNT) only will be converted based on selected currency (Column L) and Column BB (TAXES) value (INR) will be added to the converted values.
Note on K800: gepadmin: 1. If you choose "Full Conversion" then Column BA (AMOUNT) and Column BB (TAXES) BOTH values will be convert based on selected Currency in (Column L). 2. If you choose "Partial Conversion" then Column BA (AMOUNT) only will be converted based on selected currency (Column L) and Column BB (TAXES) value (INR) will be added to the converted values.
Note on K801: gepadmin: 1. If you choose "Full Conversion" then Column BA (AMOUNT) and Column BB (TAXES) BOTH values will be convert based on selected Currency in (Column L). 2. If you choose "Partial Conversion" then Column BA (AMOUNT) only will be converted based on selected currency (Column L) and Column BB (TAXES) value (INR) will be added to the converted values.
Note on K802: gepadmin: 1. If you choose "Full Conversion" then Column BA (AMOUNT) and Column BB (TAXES) BOTH values will be convert based on selected Currency in (Column L). 2. If you choose "Partial Conversion" then Column BA (AMOUNT) only will be converted based on selected currency (Column L) and Column BB (TAXES) value (INR) will be added to the converted values.
Note on K803: gepadmin: 1. If you choose "Full Conversion" then Column BA (AMOUNT) and Column BB (TAXES) BOTH values will be convert based on selected Currency in (Column L). 2. If you choose "Partial Conversion" then Column BA (AMOUNT) only will be converted based on selected currency (Column L) and Column BB (TAXES) value (INR) will be added to the converted values.
Note on K804: gepadmin: 1. If you choose "Full Conversion" then Column BA (AMOUNT) and Column BB (TAXES) BOTH values will be convert based on selected Currency in (Column L). 2. If you choose "Partial Conversion" then Column BA (AMOUNT) only will be converted based on selected currency (Column L) and Column BB (TAXES) value (INR) will be added to the converted values.
Note on K805: gepadmin: 1. If you choose "Full Conversion" then Column BA (AMOUNT) and Column BB (TAXES) BOTH values will be convert based on selected Currency in (Column L). 2. If you choose "Partial Conversion" then Column BA (AMOUNT) only will be converted based on selected currency (Column L) and Column BB (TAXES) value (INR) will be added to the converted values.
Note on K806: gepadmin: 1. If you choose "Full Conversion" then Column BA (AMOUNT) and Column BB (TAXES) BOTH values will be convert based on selected Currency in (Column L). 2. If you choose "Partial Conversion" then Column BA (AMOUNT) only will be converted based on selected currency (Column L) and Column BB (TAXES) value (INR) will be added to the converted values.
Note on K807: gepadmin: 1. If you choose "Full Conversion" then Column BA (AMOUNT) and Column BB (TAXES) BOTH values will be convert based on selected Currency in (Column L). 2. If you choose "Partial Conversion" then Column BA (AMOUNT) only will be converted based on selected currency (Column L) and Column BB (TAXES) value (INR) will be added to the converted values.
Note on K808: gepadmin: 1. If you choose "Full Conversion" then Column BA (AMOUNT) and Column BB (TAXES) BOTH values will be convert based on selected Currency in (Column L). 2. If you choose "Partial Conversion" then Column BA (AMOUNT) only will be converted based on selected currency (Column L) and Column BB (TAXES) value (INR) will be added to the converted values.
Note on K809: gepadmin: 1. If you choose "Full Conversion" then Column BA (AMOUNT) and Column BB (TAXES) BOTH values will be convert based on selected Currency in (Column L). 2. If you choose "Partial Conversion" then Column BA (AMOUNT) only will be converted based on selected currency (Column L) and Column BB (TAXES) value (INR) will be added to the converted values.
Note on K810: gepadmin: 1. If you choose "Full Conversion" then Column BA (AMOUNT) and Column BB (TAXES) BOTH values will be convert based on selected Currency in (Column L). 2. If you choose "Partial Conversion" then Column BA (AMOUNT) only will be converted based on selected currency (Column L) and Column BB (TAXES) value (INR) will be added to the converted values.
Note on K811: gepadmin: 1. If you choose "Full Conversion" then Column BA (AMOUNT) and Column BB (TAXES) BOTH values will be convert based on selected Currency in (Column L). 2. If you choose "Partial Conversion" then Column BA (AMOUNT) only will be converted based on selected currency (Column L) and Column BB (TAXES) value (INR) will be added to the converted values.
Note on K812: gepadmin: 1. If you choose "Full Conversion" then Column BA (AMOUNT) and Column BB (TAXES) BOTH values will be convert based on selected Currency in (Column L). 2. If you choose "Partial Conversion" then Column BA (AMOUNT) only will be converted based on selected currency (Column L) and Column BB (TAXES) value (INR) will be added to the converted values.
Note on K813: gepadmin: 1. If you choose "Full Conversion" then Column BA (AMOUNT) and Column BB (TAXES) BOTH values will be convert based on selected Currency in (Column L). 2. If you choose "Partial Conversion" then Column BA (AMOUNT) only will be converted based on selected currency (Column L) and Column BB (TAXES) value (INR) will be added to the converted values.
Note on K814: gepadmin: 1. If you choose "Full Conversion" then Column BA (AMOUNT) and Column BB (TAXES) BOTH values will be convert based on selected Currency in (Column L). 2. If you choose "Partial Conversion" then Column BA (AMOUNT) only will be converted based on selected currency (Column L) and Column BB (TAXES) value (INR) will be added to the converted values.
Note on K815: gepadmin: 1. If you choose "Full Conversion" then Column BA (AMOUNT) and Column BB (TAXES) BOTH values will be convert based on selected Currency in (Column L). 2. If you choose "Partial Conversion" then Column BA (AMOUNT) only will be converted based on selected currency (Column L) and Column BB (TAXES) value (INR) will be added to the converted values.
Note on K816: gepadmin: 1. If you choose "Full Conversion" then Column BA (AMOUNT) and Column BB (TAXES) BOTH values will be convert based on selected Currency in (Column L). 2. If you choose "Partial Conversion" then Column BA (AMOUNT) only will be converted based on selected currency (Column L) and Column BB (TAXES) value (INR) will be added to the converted values.
Note on K817: gepadmin: 1. If you choose "Full Conversion" then Column BA (AMOUNT) and Column BB (TAXES) BOTH values will be convert based on selected Currency in (Column L). 2. If you choose "Partial Conversion" then Column BA (AMOUNT) only will be converted based on selected currency (Column L) and Column BB (TAXES) value (INR) will be added to the converted values.
Note on K818: gepadmin: 1. If you choose "Full Conversion" then Column BA (AMOUNT) and Column BB (TAXES) BOTH values will be convert based on selected Currency in (Column L). 2. If you choose "Partial Conversion" then Column BA (AMOUNT) only will be converted based on selected currency (Column L) and Column BB (TAXES) value (INR) will be added to the converted values.
Note on K819: gepadmin: 1. If you choose "Full Conversion" then Column BA (AMOUNT) and Column BB (TAXES) BOTH values will be convert based on selected Currency in (Column L). 2. If you choose "Partial Conversion" then Column BA (AMOUNT) only will be converted based on selected currency (Column L) and Column BB (TAXES) value (INR) will be added to the converted values.
Note on K820: gepadmin: 1. If you choose "Full Conversion" then Column BA (AMOUNT) and Column BB (TAXES) BOTH values will be convert based on selected Currency in (Column L). 2. If you choose "Partial Conversion" then Column BA (AMOUNT) only will be converted based on selected currency (Column L) and Column BB (TAXES) value (INR) will be added to the converted values.
Note on K821: gepadmin: 1. If you choose "Full Conversion" then Column BA (AMOUNT) and Column BB (TAXES) BOTH values will be convert based on selected Currency in (Column L). 2. If you choose "Partial Conversion" then Column BA (AMOUNT) only will be converted based on selected currency (Column L) and Column BB (TAXES) value (INR) will be added to the converted values.
Note on K822: gepadmin: 1. If you choose "Full Conversion" then Column BA (AMOUNT) and Column BB (TAXES) BOTH values will be convert based on selected Currency in (Column L). 2. If you choose "Partial Conversion" then Column BA (AMOUNT) only will be converted based on selected currency (Column L) and Column BB (TAXES) value (INR) will be added to the converted values.
Note on K823: gepadmin: 1. If you choose "Full Conversion" then Column BA (AMOUNT) and Column BB (TAXES) BOTH values will be convert based on selected Currency in (Column L). 2. If you choose "Partial Conversion" then Column BA (AMOUNT) only will be converted based on selected currency (Column L) and Column BB (TAXES) value (INR) will be added to the converted values.
Note on K824: gepadmin: 1. If you choose "Full Conversion" then Column BA (AMOUNT) and Column BB (TAXES) BOTH values will be convert based on selected Currency in (Column L). 2. If you choose "Partial Conversion" then Column BA (AMOUNT) only will be converted based on selected currency (Column L) and Column BB (TAXES) value (INR) will be added to the converted values.
Note on K825: gepadmin: 1. If you choose "Full Conversion" then Column BA (AMOUNT) and Column BB (TAXES) BOTH values will be convert based on selected Currency in (Column L). 2. If you choose "Partial Conversion" then Column BA (AMOUNT) only will be converted based on selected currency (Column L) and Column BB (TAXES) value (INR) will be added to the converted values.
Note on K826: gepadmin: 1. If you choose "Full Conversion" then Column BA (AMOUNT) and Column BB (TAXES) BOTH values will be convert based on selected Currency in (Column L). 2. If you choose "Partial Conversion" then Column BA (AMOUNT) only will be converted based on selected currency (Column L) and Column BB (TAXES) value (INR) will be added to the converted values.
Note on K827: gepadmin: 1. If you choose "Full Conversion" then Column BA (AMOUNT) and Column BB (TAXES) BOTH values will be convert based on selected Currency in (Column L). 2. If you choose "Partial Conversion" then Column BA (AMOUNT) only will be converted based on selected currency (Column L) and Column BB (TAXES) value (INR) will be added to the converted values.
Validate
Print
Help

## Macros
Please Enable Macros to View BoQ information