## BoQ1 (hidden)
Percentage BoQ
BoQ_Ver3.1 | Percentage | Normal | INR Only | INR
Select, At Par, Excess (+), Less (-) |  | IOCL
Tender Inviting Authority: Executive Engineer, IWD, IIT Kanpur
Name of Work: Setting right of vacant House no 4060 with SQ and Garage.
Contract No: 9/Civil/D2/2024-25
Name of the Bidder/ Bidding Firm / Company :
PRICE SCHEDULE (This BOQ template must not be modified/replaced by the bidder and the same should be uploaded after filling the relevant columns, else the bidder is liable to be rejected for this tender. Bidders are allowed to enter the Bidder Name and Values only )
NUMBER # | TEXT # | TEXT # | NUMBER # | TEXT # | NUMBER | NUMBER | TEXT | TEXT # | NUMBER # | TEXT# | TEXT # | NUMBER # | NUMBER | NUMBER | NUMBER | NUMBER | TEXT | TEXT | NUMBER | NUMBER | NUMBER | NUMBER | TEXT | TEXT | NUMBER | NUMBER | NUMBER | NUMBER | TEXT | TEXT | NUMBER | NUMBER | NUMBER | NUMBER | TEXT | TEXT | NUMBER | NUMBER | NUMBER | NUMBER | TEXT | TEXT | NUMBER | NUMBER | NUMBER # | NUMBER # | TEXT | TEXT | NUMBER # | NUMBER # | DATE | NUMBER # | NUMBER # | TEXT # | rlram
Sl. No. | Item Description | Item Code / Make | Quantity | Units | Estimated Rate in Rs. P |  |  | Addition / Deduction | Addition / Deduction Values | Currency Convertion against each Item | Quoted Currency in INR / Other Currency | BASIC RATE In Figures To be entered by the Bidder Rs. P | Excise Duty | VAT | Freight Charges ( Unloading & Stacking) | Any Other Taxes/Duties/Levies |  |  | Other Taxes 2 | IIIrd Party i.e DGS&D / RITES etc Inspection Charges @0.34%+Service Tax | Less for Cenvat Credit,if any respect of Supplies Under full Excise Duty Category | [30 empty] | TOTAL AMOUNT Without Taxes in Rs. P | TOTAL AMOUNT With Taxes | TOTAL AMOUNT In Words
1 | 2 | 3 | 4 | 5 | 6 | 7 | 8 | 9 | 10 | 11 | 12 | 13 | 14 | 15 | 16 | 17 | 18 | 19 | 20 | 21 | 22 | 23 | 24 | 25 | 26 | 27 | 28 | 29 | 30 | 31 | 32 | 33 | 34 | 35 | 36 | 37 | 38 | 39 | 40 | 41 | 42 | 43 | 44 | 45 | 46 | 47 | 48 | 49 | 50 | 51 | 52 | 7 | 54 | 8
1 | Carriage of Materials | BI01010001010000000000000515BI0100001112 | [53 empty] | 1 | Carriage of Materials | BI01010001010000000000000515BI0100001112 |  |  | Construction of chamber for 100mm sluices valve | item1 | 10 | 1 Nos
1.01 | By Mechanical Transport including loading,unloading and stacking | BI01010001010000000000000515BI0100001113 | [53 empty] | 1.01 | By Mechanical Transport including loading,unloading and stacking | BI01010001010000000000000515BI0100001113 |  |  | Supplying, Conveying and fixing spls. Including eart | item1 | 123.223 | Nos
1.02 | Lime, moorum, building rubbish Lead - 2 | BI01010001010000000000000515BI0100001114 | 4 | cum | 162.16 |  |  | Excess(+) | 1 | Full Conversion | INR | [40 empty] | #VALUE! | #VALUE! | #VALUE! |  | 1.02 | Lime, moorum, building rubbish Lead - 2 | BI01010001010000000000000515BI0100001114 | 4 | cum | Construction of chamber for 100mm sluice plates | item2 | 213 | Nos
2 | EARTH WORK | BI01010001010000000000000515BI0100001115 | [53 empty] | 2 | EARTH WORK | BI01010001010000000000000515BI0100001115 |  |  | Construction of chamber for 100mm sluices valve | item3 | 10 | Nos
2.01 | Earth work in excavation by mechanical means (Hydraulic excavator) / manual means in foundation trenches or drains (not exceeding 1.5 m in width or 10 sqm on plan), including dressing of sides and ramming of bottoms, for all lift, including getting out the excavated soil and disposal of surplus excavated soil as directed, within a lead of 50 m. | BI01010001010000000000000515BI0100001116 | [53 empty] | 2.01 | Earth work in excavation by mechanical means (Hydraulic excavator) / manual means in foundation trenches or drains (not exceeding 1.5 m in width or 10 sqm on plan), including dressing of sides and ramming of bottoms, for all lift, including getting out the excavated soil and disposal of surplus excavated soil as directed, within a lead of 50 m. | BI01010001010000000000000515BI0100001116 |  |  | Supplying, Conveying and fixing spls. Including ea | item4 | 10 | Nos
2.02 | All kinds of soil. | BI01010001010000000000000515BI0100001117 | 2.5 | cum | 214.64 |  |  | Excess(+) | 1 | Full Conversion | INR | [40 empty] | #VALUE! | #VALUE! | #VALUE! |  | 2.02 | All kinds of soil. | BI01010001010000000000000515BI0100001117 | 2.5 | cum | Supplying, Conveying and fixing spls. Including eart | item1 | 123.223 | Nos
2.03 | Excavating trenches by mechinical / manual means of required width for pipes, cables, etc including excavation for sockets, and dressing of sides, ramming of bottoms, for all depth, including getting out the excavated soil, and then returning the soil as required, in layers not exceeding 20 cm in depth, including consolidating each deposited layer by ramming, watering, etc. and disposing of surplus excavated soil as directed, within a lead of 50 m: | BI01010001010000000000000515BI0100001118 | [53 empty] | 2.03 | Excavating trenches by mechinical / manual means of required width for pipes, cables, etc including excavation for sockets, and dressing of sides, ramming of bottoms, for all depth, including getting out the excavated soil, and then returning the soil as required, in layers not exceeding 20 cm in depth, including consolidating each deposited layer by ramming, watering, etc. and disposing of surplus excavated soil as directed, within a lead of 50 m: | BI01010001010000000000000515BI0100001118 |  |  | Construction of chamber for 100mm sluice plates | item2 | 213 | Nos
2.04 | All kinds of soil | BI01010001010000000000000515BI0100001119 | [53 empty] | 2.04 | All kinds of soil | BI01010001010000000000000515BI0100001119 |  |  | Construction of chamber for 100mm sluices valve | item3 | 10 | Nos
2.05 | Pipes, cables etc. exceeding 80 mm dia. but not exceeding 300 mm dia | BI01010001010000000000000515BI0100001120 | 1 | metre | 290.38 |  |  | Excess(+) | 1 | Full Conversion | INR | [40 empty] | #VALUE! | #VALUE! | #VALUE! |  | 2.05 | Pipes, cables etc. exceeding 80 mm dia. but not exceeding 300 mm dia | BI01010001010000000000000515BI0100001120 | 1 | metre | Supplying, Conveying and fixing spls. Including ea | item4 | 10 | Nos
2.06 | Supplying chemical emulsion in sealed containers including delivery as specified. | BI01010001010000000000000515BI0100001121 | [53 empty] | 2.06 | Supplying chemical emulsion in sealed containers including delivery as specified. | BI01010001010000000000000515BI0100001121 |  |  | Supplying, Conveying and fixing spls. Including eart | item1 | 123.223 | Nos
2.07 | Chlorpyriphos/ Lindane emulsifiable concentrate of 20% | BI01010001010000000000000515BI0100001122 | 20 | litre | 193.57 |  |  | Excess(+) | 1 | Full Conversion | INR | [40 empty] | #VALUE! | #VALUE! | #VALUE! |  | 2.07 | Chlorpyriphos/ Lindane emulsifiable concentrate of 20% | BI01010001010000000000000515BI0100001122 | 20 | litre | Construction of chamber for 100mm sluice plates | item2 | 213 | Nos
3 | CEMENT CONCRETE (CAST IN SITU) | BI01010001010000000000000515BI0100001123 | [53 empty] | 3 | CEMENT CONCRETE (CAST IN SITU) | BI01010001010000000000000515BI0100001123 |  |  | Construction of chamber for 100mm sluices valve | item3 | 10 | Nos
3.01 | Providing and laying in position excluding cement concrete of level: specified grade the cost of centering and shuttering - All work up to plinth | BI01010001010000000000000515BI0100001124 | [53 empty] | 3.01 | Providing and laying in position excluding cement concrete of level: specified grade the cost of centering and shuttering - All work up to plinth | BI01010001010000000000000515BI0100001124 |  |  | Supplying, Conveying and fixing spls. Including eart | item1 | 123.223 | Nos
3.02 | 1:2:4 (1 cement : 2 coarse sand (zone-Ill) derived from natural sources : 4 graded stone aggregate 20 mm nominal size derived from natural sources) | BI01010001010000000000000515BI0100001125 | 0.15 | cum | 6496.66 |  |  | Excess(+) | 1 | Full Conversion | INR | [40 empty] | #VALUE! | #VALUE! | #VALUE! |  | 3.02 | 1:2:4 (1 cement : 2 coarse sand (zone-Ill) derived from natural sources : 4 graded stone aggregate 20 mm nominal size derived from natural sources) | BI01010001010000000000000515BI0100001125 | 0.15 | cum | Construction of chamber for 100mm sluice plates | item2 | 213 | Nos
4 | REINFORCED CEMENT CONCRETE | BI01010001010000000000000515BI0100001126 | [53 empty] | 4 | REINFORCED CEMENT CONCRETE | BI01010001010000000000000515BI0100001126 |  |  | Construction of chamber for 100mm sluices valve | item3 | 10 | Nos
4.01 | Reinforced cement concrete work in beams, suspended floors, roofs having slope up to 15 degree landings, balconies, shelves, chajjas, lintels, bands, plain window sills, staircases and spiral stair cases above plinth level up to floor five level, excluding the cost of centering, shuttering, finishing and reinforcement with 1:1.5:3 (1 cement : 1.5 coarse sand (zone-III) derived from natural sources : 3 graded stone aggregate 20 mm nominal size derived from natural sources). | BI01010001010000000000000515BI0100001127 | 0.3 | cum | 9487.5 |  |  | Excess(+) | 1 | Full Conversion | INR | [40 empty] | #VALUE! | #VALUE! | #VALUE! |  | 4.01 | Reinforced cement concrete work in beams, suspended floors, roofs having slope up to 15 degree landings, balconies, shelves, chajjas, lintels, bands, plain window sills, staircases and spiral stair cases above plinth level up to floor five level, excluding the cost of centering, shuttering, finishing and reinforcement with 1:1.5:3 (1 cement : 1.5 coarse sand (zone-III) derived from natural sources : 3 graded stone aggregate 20 mm nominal size derived from natural sources). | BI01010001010000000000000515BI0100001127 | 0.3 | cum | Supplying, Conveying and fixing spls. Including ea | item4 | 10 | Nos
4.02 | Centering and shuttering including strutting, propping etc. and removal of form for | BI01010001010000000000000515BI0100001128 | [53 empty] | 4.02 | Centering and shuttering including strutting, propping etc. and removal of form for | BI01010001010000000000000515BI0100001128 |  |  | Construction of chamber for 100mm sluice plates | item5 | 10 | Nos
4.03 | Shelves (Cast in situ) | BI01010001010000000000000515BI0100001129 | 4.44 | sqm | 764.61 |  |  | Excess(+) | 1 | Full Conversion | INR | [40 empty] | #VALUE! | #VALUE! | #VALUE! |  | 4.03 | Shelves (Cast in situ) | BI01010001010000000000000515BI0100001129 | 4.44 | sqm | Construction of chamber for 100mm sluice plates | item5 | 10 | Nos
4.04 | Steel reinforcement for R.C.C. work including straightening, cutting, bending, placing in position and binding all complete above plinth level. | BI01010001010000000000000515BI0100001130 | [53 empty] | 4.04 | Steel reinforcement for R.C.C. work including straightening, cutting, bending, placing in position and binding all complete above plinth level. | BI01010001010000000000000515BI0100001130
4.05 | Thermo-Mechanically Treated bars of grade Fe-500D or more. | BI01010001010000000000000515BI0100001131 | 30 | kg | 88.93 |  |  | Excess(+) | 1 | Full Conversion | INR | [40 empty] | #VALUE! | #VALUE! | #VALUE! |  | 4.05 | Thermo-Mechanically Treated bars of grade Fe-500D or more. | BI01010001010000000000000515BI0100001131 | 30 | kg
4.06 | Add for plaster drip course/ groove in plastered surface or moulding to R.C.C. projections. | BI01010001010000000000000515BI0100001132 | 10 | metre | 64.64 |  |  | Excess(+) | 1 | Full Conversion | INR | [40 empty] | #VALUE! | #VALUE! | #VALUE! |  | 4.06 | Add for plaster drip course/ groove in plastered surface or moulding to R.C.C. projections. | BI01010001010000000000000515BI0100001132 | 10 | metre
5 | MASONRY WORK | BI01010001010000000000000515BI0100001133 | [53 empty] | 5 | MASONRY WORK | BI01010001010000000000000515BI0100001133
5.01 | Brick work with common burnt clay F.P.S. (non modular) bricks of class designation 7.5 in foundation and plinth in: | BI01010001010000000000000515BI0100001134 | [53 empty] | 5.01 | Brick work with common burnt clay F.P.S. (non modular) bricks of class designation 7.5 in foundation and plinth in: | BI01010001010000000000000515BI0100001134
5.02 | Cement mortar 1:6(1 cement :6 coarse sand) | BI01010001010000000000000515BI0100001135 | 0.7 | cum | 5881.29 |  |  | Excess(+) | 1 | Full Conversion | INR | [40 empty] | #VALUE! | #VALUE! | #VALUE! |  | 5.02 | Cement mortar 1:6(1 cement :6 coarse sand) | BI01010001010000000000000515BI0100001135 | 0.7 | cum
5.03 | Brick work with common burnt clay F.P.S. (non modular) bricks of class designation 7.5 in superstructure above plinth level up to floor V level in all shapes and sizes in : | BI01010001010000000000000515BI0100001136 | [53 empty] | 5.03 | Brick work with common burnt clay F.P.S. (non modular) bricks of class designation 7.5 in superstructure above plinth level up to floor V level in all shapes and sizes in : | BI01010001010000000000000515BI0100001136
5.04 | Cement mortar 1:6(1 cement : 6 coarse sand) | BI01010001010000000000000515BI0100001137 | 0.2 | cum | 7508.82 |  |  | Excess(+) | 1 | Full Conversion | INR | [40 empty] | #VALUE! | #VALUE! | #VALUE! |  | 5.04 | Cement mortar 1:6(1 cement : 6 coarse sand) | BI01010001010000000000000515BI0100001137 | 0.2 | cum
5.05 | Half brick masonry with common burnt clay F.P.S. (non modular) bricks of class designation 7.5 in superstructure above plinth level up to floor V level. | BI01010001010000000000000515BI0100001138 | [53 empty] | 5.05 | Half brick masonry with common burnt clay F.P.S. (non modular) bricks of class designation 7.5 in superstructure above plinth level up to floor V level. | BI01010001010000000000000515BI0100001138
5.06 | Cement mortar 1:4(1 cement :4 coarse sand) | BI01010001010000000000000515BI0100001139 | 1.55 | sqm | 926.69 |  |  | Excess(+) | 1 | Full Conversion | INR | [40 empty] | #VALUE! | #VALUE! | #VALUE! |  | 5.06 | Cement mortar 1:4(1 cement :4 coarse sand) | BI01010001010000000000000515BI0100001139 | 1.55 | sqm
6 | CLADDING WORK | BI01010001010000000000000515BI0100001140 | [53 empty] | 6 | CLADDING WORK | BI01010001010000000000000515BI0100001140
6.01 | Providing and fixing 18 mm thick gang saw cut, mirror polished, premoulded and prepolished, machine cut for kitchen platforms, vanity counters, window sills, facias and similar locations of required size, approved shade, colour and texture laid over 20 mm thick base cement mortar 1:4 (1 cement : 4 coarse sand), joints treated with white cement, mixed with matching pigment, epoxy touch ups, including rubbing, curing, moulding and polishing of edges to give high gloss finish etc. complete at all levels. | BI01010001010000000000000515BI0100001141 | [53 empty] | 6.01 | Providing and fixing 18 mm thick gang saw cut, mirror polished, premoulded and prepolished, machine cut for kitchen platforms, vanity counters, window sills, facias and similar locations of required size, approved shade, colour and texture laid over 20 mm thick base cement mortar 1:4 (1 cement : 4 coarse sand), joints treated with white cement, mixed with matching pigment, epoxy touch ups, including rubbing, curing, moulding and polishing of edges to give high gloss finish etc. complete at all levels. | BI01010001010000000000000515BI0100001141
6.02 | Granite stone slab of colour black, Cherry/Ruby red | BI01010001010000000000000515BI0100001142 | [53 empty] | 6.02 | Granite stone slab of colour black, Cherry/Ruby red | BI01010001010000000000000515BI0100001142
6.03 | Area of slab over 0.50 sqm | BI01010001010000000000000515BI0100001143 | 4 | sqm | 4235.42 |  |  | Excess(+) | 1 | Full Conversion | INR | [40 empty] | #VALUE! | #VALUE! | #VALUE! |  | 6.03 | Area of slab over 0.50 sqm | BI01010001010000000000000515BI0100001143 | 4 | sqm
6.04 | Providing and fixing 1st quality ceramic glazed wall tiles conforming to IS: 15622 (thickness to be specified by the manufacturer), of approved make, in all colours, shades except burgundy, bottle green, black of any size as approved by Engineer-in-Charge, in skirting, risers of steps and dados, over 12 mm thick bed of cement mortar 1:3(1 cement : 3 coarse sand) and jointing with grey cement slurry @ 3.3kg per sqm, including pointing in white cement mixed with pigment of matching shade complete. | BI01010001010000000000000515BI0100001144 | 12 | sqm | 1045.55 |  |  | Excess(+) | 1 | Full Conversion | INR | [40 empty] | #VALUE! | #VALUE! | #VALUE! |  | 6.04 | Providing and fixing 1st quality ceramic glazed wall tiles conforming to IS: 15622 (thickness to be specified by the manufacturer), of approved make, in all colours, shades except burgundy, bottle green, black of any size as approved by Engineer-in-Charge, in skirting, risers of steps and dados, over 12 mm thick bed of cement mortar 1:3(1 cement : 3 coarse sand) and jointing with grey cement slurry @ 3.3kg per sqm, including pointing in white cement mixed with pigment of matching shade complete. | BI01010001010000000000000515BI0100001144 | 12 | sqm
7 | WOOD AND P. V. C. WORK | BI01010001010000000000000515BI0100001145 | [53 empty] | 7 | WOOD AND P. V. C. WORK | BI01010001010000000000000515BI0100001145
7.01 | Providing and fixing glazed shutters for doors, windows and clerestory windows using 4 mm thick float glass panes (weight not less than 10 kg per sqm) fixing with ISI marked M.S. pressed butt hinges bright finished of required size with necessary screws. | BI01010001010000000000000515BI0100001146 | [53 empty] | 7.01 | Providing and fixing glazed shutters for doors, windows and clerestory windows using 4 mm thick float glass panes (weight not less than 10 kg per sqm) fixing with ISI marked M.S. pressed butt hinges bright finished of required size with necessary screws. | BI01010001010000000000000515BI0100001146
7.02 | Second class teak wood | BI01010001010000000000000515BI0100001147 | [53 empty] | 7.02 | Second class teak wood | BI01010001010000000000000515BI0100001147
7.03 | 35 mm thick | BI01010001010000000000000515BI0100001148 | 0.9 | sqm | 4073.71 |  |  | Excess(+) | 1 | Full Conversion | INR | [40 empty] | #VALUE! | #VALUE! | #VALUE! |  | 7.03 | 35 mm thick | BI01010001010000000000000515BI0100001148 | 0.9 | sqm
7.04 | Providing and fixing ISI marked oxidised M.S. sliding door bolts with nuts and screws etc. complete (Copper oxidised as per IS 1378) | BI01010001010000000000000515BI0100001149 | [53 empty] | 7.04 | Providing and fixing ISI marked oxidised M.S. sliding door bolts with nuts and screws etc. complete (Copper oxidised as per IS 1378) | BI01010001010000000000000515BI0100001149
7.05 | 250x16 mm | BI01010001010000000000000515BI0100001150 | 6 | each | 159.72 |  |  | Excess(+) | 1 | Full Conversion | INR | [40 empty] | #VALUE! | #VALUE! | #VALUE! |  | 7.05 | 250x16 mm | BI01010001010000000000000515BI0100001150 | 6 | each
7.06 | Providing and fixing ISI marked oxidised M.S. tower bolt black finish, (Barrel type) with necessary screws etc. complete (Copper oxidised as per IS 1378) | BI01010001010000000000000515BI0100001151 | [53 empty] | 7.06 | Providing and fixing ISI marked oxidised M.S. tower bolt black finish, (Barrel type) with necessary screws etc. complete (Copper oxidised as per IS 1378) | BI01010001010000000000000515BI0100001151
7.07 | 200x10 mm | BI01010001010000000000000515BI0100001152 | 3 | each | 57.22 |  |  | Excess(+) | 1 | Full Conversion | INR | [40 empty] | #VALUE! | #VALUE! | #VALUE! |  | 7.07 | 200x10 mm | BI01010001010000000000000515BI0100001152 | 3 | each
7.08 | 150x10 mm | BI01010001010000000000000515BI0100001153 | 3 | each | 49.02 |  |  | Excess(+) | 1 | Full Conversion | INR | [40 empty] | #VALUE! | #VALUE! | #VALUE! |  | 7.08 | 150x10 mm | BI01010001010000000000000515BI0100001153 | 3 | each
7.09 | 100x10 mm | BI01010001010000000000000515BI0100001154 | 4 | each | 36.53 |  |  | Excess(+) | 1 | Full Conversion | INR | [40 empty] | #VALUE! | #VALUE! | #VALUE! |  | 7.09 | 100x10 mm | BI01010001010000000000000515BI0100001154 | 4 | each
7.1 | Providing and fixing ISI marked oxidised M.S. handles conforming to IS:4992 with necessary screws etc. complete (Copper oxidised as per IS 1378) | BI01010001010000000000000515BI0100001155 | [53 empty] | 7.1 | Providing and fixing ISI marked oxidised M.S. handles conforming to IS:4992 with necessary screws etc. complete (Copper oxidised as per IS 1378) | BI01010001010000000000000515BI0100001155
7.11 | 125 mm | BI01010001010000000000000515BI0100001156 | 6 | each | 32.94 |  |  | Excess(+) | 1 | Full Conversion | INR | [40 empty] | #VALUE! | #VALUE! | #VALUE! |  | 7.11 | 125 mm | BI01010001010000000000000515BI0100001156 | 6 | each
7.12 | 100 mm | BI01010001010000000000000515BI0100001157 | 2 | each | 26.84 |  |  | Excess(+) | 1 | Full Conversion | INR | [40 empty] | #VALUE! | #VALUE! | #VALUE! |  | 7.12 | 100 mm | BI01010001010000000000000515BI0100001157 | 2 | each
7.13 | Providing and fixing aluminium sliding door bolts, ISI marked anodised (anodic coating not less than grade AC 10 as per IS: 1868), transparent or dyed to required colour or shade, with nuts and screws etc. complete : | BI01010001010000000000000515BI0100001158 | [53 empty] | 7.13 | Providing and fixing aluminium sliding door bolts, ISI marked anodised (anodic coating not less than grade AC 10 as per IS: 1868), transparent or dyed to required colour or shade, with nuts and screws etc. complete : | BI01010001010000000000000515BI0100001158
7.14 | 250x16 mm | BI01010001010000000000000515BI0100001159 | 1 | each | 214.89 |  |  | Excess(+) | 1 | Full Conversion | INR | [40 empty] | #VALUE! | #VALUE! | #VALUE! |  | 7.14 | 250x16 mm | BI01010001010000000000000515BI0100001159 | 1 | each
7.15 | Providing and fixing aluminium tower bolts, ISI marked, anodised (anodic coating not less than grade AC 10 as per IS : 1868 ) transparent or dyed to required colour or shade, with necessary screws etc. complete : | BI01010001010000000000000515BI0100001160 | [53 empty] | 7.15 | Providing and fixing aluminium tower bolts, ISI marked, anodised (anodic coating not less than grade AC 10 as per IS : 1868 ) transparent or dyed to required colour or shade, with necessary screws etc. complete : | BI01010001010000000000000515BI0100001160
7.16 | 200x10 mm | BI01010001010000000000000515BI0100001161 | 1 | each | 82.21 |  |  | Excess(+) | 1 | Full Conversion | INR | [40 empty] | #VALUE! | #VALUE! | #VALUE! |  | 7.16 | 200x10 mm | BI01010001010000000000000515BI0100001161 | 1 | each
7.17 | 150x10 mm | BI01010001010000000000000515BI0100001162 | 1 | each | 68.07 |  |  | Excess(+) | 1 | Full Conversion | INR | [40 empty] | #VALUE! | #VALUE! | #VALUE! |  | 7.17 | 150x10 mm | BI01010001010000000000000515BI0100001162 | 1 | each
7.18 | 100x10 mm | BI01010001010000000000000515BI0100001163 | 4 | each | 53.35 |  |  | Excess(+) | 1 | Full Conversion | INR | [40 empty] | #VALUE! | #VALUE! | #VALUE! |  | 7.18 | 100x10 mm | BI01010001010000000000000515BI0100001163 | 4 | each
7.19 | Providing and fixing aluminium handles, ISI marked, anodised (anodic coating not less than grade AC 10 as per IS : 1868) transparent or dyed to required colour or shade, with necessary screws etc. complete : | BI01010001010000000000000515BI0100001164 | [53 empty] | 7.19 | Providing and fixing aluminium handles, ISI marked, anodised (anodic coating not less than grade AC 10 as per IS : 1868) transparent or dyed to required colour or shade, with necessary screws etc. complete : | BI01010001010000000000000515BI0100001164
7.2 | 100 mm | BI01010001010000000000000515BI0100001165 | 4 | each | 49.1 |  |  | Excess(+) | 1 | Full Conversion | INR | [40 empty] | #VALUE! | #VALUE! | #VALUE! |  | 7.2 | 100 mm | BI01010001010000000000000515BI0100001165 | 4 | each
7.21 | Providing and fixing aluminium hanging floor door stopper, ISI marked, anodised (anodic coating not less than grade AC 10 as per IS : 1868) transparent or dyed to required colour and shade, with necessary screws etc. complete. | BI01010001010000000000000515BI0100001166 | [53 empty] | 7.21 | Providing and fixing aluminium hanging floor door stopper, ISI marked, anodised (anodic coating not less than grade AC 10 as per IS : 1868) transparent or dyed to required colour and shade, with necessary screws etc. complete. | BI01010001010000000000000515BI0100001166
7.22 | Twin rubber stopper | BI01010001010000000000000515BI0100001167 | 12 | each | 59.66 |  |  | Excess(+) | 1 | Full Conversion | INR | [40 empty] | #VALUE! | #VALUE! | #VALUE! |  | 7.22 | Twin rubber stopper | BI01010001010000000000000515BI0100001167 | 12 | each
7.23 | Providing and fixing fly proof stainless steel grade 304 wire gauge, to windows and clerestory windows using wire gauge with average width of aperture 1.4 mm in both directions with wire of dia. 0.50 mm all complete. | BI01010001010000000000000515BI0100001168 | [53 empty] | 7.23 | Providing and fixing fly proof stainless steel grade 304 wire gauge, to windows and clerestory windows using wire gauge with average width of aperture 1.4 mm in both directions with wire of dia. 0.50 mm all complete. | BI01010001010000000000000515BI0100001168 |  |  | Construction of chamber for 100mm sluice plates | item2 | 213 | Nos
7.24 | With 2nd class teak wood beading 62X19 mm | BI01010001010000000000000515BI0100001169 | 15.2 | sqm | 1317.01 |  |  | Excess(+) | 1 | Full Conversion | INR | [40 empty] | #VALUE! | #VALUE! | #VALUE! |  | 7.24 | With 2nd class teak wood beading 62X19 mm | BI01010001010000000000000515BI0100001169 | 15.2 | sqm | Construction of chamber for 100mm sluices valve | item3 | 10 | Nos
8 | STEEL WORK | BI01010001010000000000000515BI0100001170 | [53 empty] | 8 | STEEL WORK | BI01010001010000000000000515BI0100001170 |  |  | Supplying, Conveying and fixing spls. Including ea | item4 | 10 | Nos
8.01 | Structural steel work riveted, bolted or welded in built up sections, trusses and framed work, including cutting, hoisting, fixing in position and applying a priming coat of approved steel primer all complete. | BI01010001010000000000000515BI0100001171 | 30 | kg | 110.24 |  |  | Excess(+) | 1 | Full Conversion | INR | [40 empty] | #VALUE! | #VALUE! | #VALUE! |  | 8.01 | Structural steel work riveted, bolted or welded in built up sections, trusses and framed work, including cutting, hoisting, fixing in position and applying a priming coat of approved steel primer all complete. | BI01010001010000000000000515BI0100001171 | 30 | kg | Supplying, Conveying and fixing spls. Including eart | item1 | 123.223 | Nos
8.02 | Providing and fixing 1 mm thick M.S. sheet door with frame of 40x40x6 mm angle iron and 3 mm M.S. gusset plates at the junctions and corners, all necessary fittings complete, including applying a priming coat of approved steel primer. | BI01010001010000000000000515BI0100001172 | [53 empty] | 8.02 | Providing and fixing 1 mm thick M.S. sheet door with frame of 40x40x6 mm angle iron and 3 mm M.S. gusset plates at the junctions and corners, all necessary fittings complete, including applying a priming coat of approved steel primer. | BI01010001010000000000000515BI0100001172 |  |  | Construction of chamber for 100mm sluice plates | item2 | 213 | Nos
8.03 | Using M.S. angels 40x40x6 mm for diagonal braces | BI01010001010000000000000515BI0100001173 | 3.25 | sqm | 4786.3 |  |  | Excess(+) | 1 | Full Conversion | INR | [40 empty] | #VALUE! | #VALUE! | #VALUE! |  | 8.03 | Using M.S. angels 40x40x6 mm for diagonal braces | BI01010001010000000000000515BI0100001173 | 3.25 | sqm | Construction of chamber for 100mm sluices valve | item3 | 10 | Nos
8.04 | Providing and fixing stainless steel ( Grade 304) railing made of Hollow tubes, channels, plates etc., including welding, grinding, bufing, polishing and making curvature (wherever required) and fitting the same with necessary stainless steel nuts and bolts complete, i/c fixing the railing with necessary accessories & stainless steel dash fasteners , stainless steel bolts etc., of required size, on the top of the floor or the side of waist slab with suitable arrangement as per approval of Engineer-in-charge, (for payment purpose only weight of stainless steel members shall be considered excluding fixing accessories such as nuts, bolts, fasteners etc.). | BI01010001010000000000000515BI0100001174 | 2 | kg | 636.92 |  |  | Excess(+) | 1 | Full Conversion | INR | [40 empty] | #VALUE! | #VALUE! | #VALUE! |  | 8.04 | Providing and fixing stainless steel ( Grade 304) railing made of Hollow tubes, channels, plates etc., including welding, grinding, bufing, polishing and making curvature (wherever required) and fitting the same with necessary stainless steel nuts and bolts complete, i/c fixing the railing with necessary accessories & stainless steel dash fasteners , stainless steel bolts etc., of required size, on the top of the floor or the side of waist slab with suitable arrangement as per approval of Engineer-in-charge, (for payment purpose only weight of stainless steel members shall be considered excluding fixing accessories such as nuts, bolts, fasteners etc.). | BI01010001010000000000000515BI0100001174 | 2 | kg | Supplying, Conveying and fixing spls. Including ea | item4 | 10 | Nos
9 | FLOORING | BI01010001010000000000000515BI0100001175 | [53 empty] | 9 | FLOORING | BI01010001010000000000000515BI0100001175 |  |  | Supplying, Conveying and fixing spls. Including eart | item1 | 123.223 | Nos
9.01 | Brick on edge flooring with bricks of class designation 7.5 on a bed of 12 mm cement mortar, including filling the joints with same mortar, with common burnt clay non modular bricks: | BI01010001010000000000000515BI0100001176 | [53 empty] | 9.01 | Brick on edge flooring with bricks of class designation 7.5 on a bed of 12 mm cement mortar, including filling the joints with same mortar, with common burnt clay non modular bricks: | BI01010001010000000000000515BI0100001176 |  |  | Construction of chamber for 100mm sluice plates | item2 | 213 | Nos
9.02 | 1:6 (1cement :6 coarse sand) | BI01010001010000000000000515BI0100001177 | 4 | sqm | 796.19 |  |  | Excess(+) | 1 | Full Conversion | INR | [40 empty] | #VALUE! | #VALUE! | #VALUE! |  | 9.02 | 1:6 (1cement :6 coarse sand) | BI01010001010000000000000515BI0100001177 | 4 | sqm | Construction of chamber for 100mm sluices valve | item3 | 10 | Nos
9.03 | Cement concrete flooring 1:2:4 (1 cement : 2 coarse sand : 4 graded stone aggregate) finished with a floating coat of neat cement, including cement slurry, but excluding the cost of nosing of steps etc. complete. | BI01010001010000000000000515BI0100001178 | [53 empty] | 9.03 | Cement concrete flooring 1:2:4 (1 cement : 2 coarse sand : 4 graded stone aggregate) finished with a floating coat of neat cement, including cement slurry, but excluding the cost of nosing of steps etc. complete. | BI01010001010000000000000515BI0100001178 |  |  | Supplying, Conveying and fixing spls. Including eart | item1 | 123.223 | Nos
9.04 | 40 mm thick with 20 mm nominal size stone aggregate | BI01010001010000000000000515BI0100001179 | 28 | sqm | 506.47 |  |  | Excess(+) | 1 | Full Conversion | INR | [40 empty] | #VALUE! | #VALUE! | #VALUE! |  | 9.04 | 40 mm thick with 20 mm nominal size stone aggregate | BI01010001010000000000000515BI0100001179 | 28 | sqm | Construction of chamber for 100mm sluice plates | item2 | 213 | Nos
9.05 | Cement plaster skirting up to 30 cm height, with cement mortar 1:3 (1 cement: 3 coarse sand), finished with a floating coat of neat cement. | BI01010001010000000000000515BI0100001180 | [53 empty] | 9.05 | Cement plaster skirting up to 30 cm height, with cement mortar 1:3 (1 cement: 3 coarse sand), finished with a floating coat of neat cement. | BI01010001010000000000000515BI0100001180 |  |  | Construction of chamber for 100mm sluices valve | item3 | 10 | Nos
9.06 | 18 mm thick | BI01010001010000000000000515BI0100001181 | 1.5 | sqm | 545.93 |  |  | Excess(+) | 1 | Full Conversion | INR | [40 empty] | #VALUE! | #VALUE! | #VALUE! |  | 9.06 | 18 mm thick | BI01010001010000000000000515BI0100001181 | 1.5 | sqm | Supplying, Conveying and fixing spls. Including ea | item4 | 10 | Nos
9.07 | Providing and fixing glass strips in joints of terrazo/ cement concrete floors. | BI01010001010000000000000515BI0100001182 | [53 empty] | 9.07 | Providing and fixing glass strips in joints of terrazo/ cement concrete floors. | BI01010001010000000000000515BI0100001182 |  |  | Construction of chamber for 100mm sluice plates | item5 | 10 | Nos
9.08 | 40 mm wide and 4 mm thick | BI01010001010000000000000515BI0100001183 | 20 | metre | 75.65 |  |  | Excess(+) | 1 | Full Conversion | INR | [40 empty] | #VALUE! | #VALUE! | #VALUE! |  | 9.08 | 40 mm wide and 4 mm thick | BI01010001010000000000000515BI0100001183 | 20 | metre | Construction of chamber for 100mm sluice plates | item5 | 10 | Nos
9.09 | Providing and fixing 1st quality ceramic glazed floor tiles conforming to IS : 15622 (thickness to be specified by the manufacturer) of approved make in all colours, shades except burgundy, bottle green, black of any size as approved by Engineer-in-Charge in skirting, risers of steps and dados over 12 mm thick bed of cement Mortar 1:3 (1 cement: 3 coarse sand) and jointing with grey cement slurry @ 3.3kg per sqm including pointing in white cement mixed with pigment of matching shade complete. | BI01010001010000000000000515BI0100001184 | 12 | sqm | 917.53 |  |  | Excess(+) | 1 | Full Conversion | INR | [40 empty] | #VALUE! | #VALUE! | #VALUE! |  | 9.09 | Providing and fixing 1st quality ceramic glazed floor tiles conforming to IS : 15622 (thickness to be specified by the manufacturer) of approved make in all colours, shades except burgundy, bottle green, black of any size as approved by Engineer-in-Charge in skirting, risers of steps and dados over 12 mm thick bed of cement Mortar 1:3 (1 cement: 3 coarse sand) and jointing with grey cement slurry @ 3.3kg per sqm including pointing in white cement mixed with pigment of matching shade complete. | BI01010001010000000000000515BI0100001184 | 12 | sqm
9.1 | Providing and laying Vitrified tiles in floor in diferent sizes (thickness to be specified by the manufacturer) with water absorption less than 0.08% and conforming to IS:15622, of approved brand & manufacturer, in all colours and shade, laid on 20 mm thick cement mortar 1:4 (1 cement: 4 coarse sand) jointing with grey cement slurry @3.3 kg/sqm including grouting the joints with white cement and matching pigments etc. The tiles must be cut with the zero chipping diamond cutter only . Laying of tiles will be done with the notch trowel, plier, wedge, clips of required thickness, leveling system and rubber mallet for placing the tiles gently and easily. | BI01010001010000000000000515BI0100001185 | [53 empty] | 9.1 | Providing and laying Vitrified tiles in floor in diferent sizes (thickness to be specified by the manufacturer) with water absorption less than 0.08% and conforming to IS:15622, of approved brand & manufacturer, in all colours and shade, laid on 20 mm thick cement mortar 1:4 (1 cement: 4 coarse sand) jointing with grey cement slurry @3.3 kg/sqm including grouting the joints with white cement and matching pigments etc. The tiles must be cut with the zero chipping diamond cutter only . Laying of tiles will be done with the notch trowel, plier, wedge, clips of required thickness, leveling system and rubber mallet for placing the tiles gently and easily. | BI01010001010000000000000515BI0100001185
9.11 | Double charge vitrified tile polished finish of size | BI01010001010000000000000515BI0100001186 | [53 empty] | 9.11 | Double charge vitrified tile polished finish of size | BI01010001010000000000000515BI0100001186
9.12 | Size of Tile 600 x 600 mm | BI01010001010000000000000515BI0100001187 | 102 | sqm | 1198.68 |  |  | Excess(+) | 1 | Full Conversion | INR | [40 empty] | #VALUE! | #VALUE! | #VALUE! |  | 9.12 | Size of Tile 600 x 600 mm | BI01010001010000000000000515BI0100001187 | 102 | sqm
9.13 | Glazed Vitrified tiles Matt/Antiskid finish of size | BI01010001010000000000000515BI0100001188 | [53 empty] | 9.13 | Glazed Vitrified tiles Matt/Antiskid finish of size | BI01010001010000000000000515BI0100001188
9.14 | Size of Tile 600 x 600 mm | BI01010001010000000000000515BI0100001189 | 30 | sqm | 1207.92 |  |  | Excess(+) | 1 | Full Conversion | INR | [40 empty] | #VALUE! | #VALUE! | #VALUE! |  | 9.14 | Size of Tile 600 x 600 mm | BI01010001010000000000000515BI0100001189 | 30 | sqm
9.15 | Providing and laying Vitrified tiles in diferent sizes (thickness to be specified by manufacturer), with water absorption less than 0.08 % and conforming to I.S. 15622, of approved make, in all colours & shade, in skirting, riser of steps, over 12 mm thick bed of cement mortar 1:3 (1 cement: 3 coarse sand), jointing with grey cement slurry @ 3.3 kg/ sqm including grouting the joint with white cement & matching pigments etc. complete. | BI01010001010000000000000515BI0100001190 | [53 empty] | 9.15 | Providing and laying Vitrified tiles in diferent sizes (thickness to be specified by manufacturer), with water absorption less than 0.08 % and conforming to I.S. 15622, of approved make, in all colours & shade, in skirting, riser of steps, over 12 mm thick bed of cement mortar 1:3 (1 cement: 3 coarse sand), jointing with grey cement slurry @ 3.3 kg/ sqm including grouting the joint with white cement & matching pigments etc. complete. | BI01010001010000000000000515BI0100001190
9.16 | Size of Tile 600x600 mm | BI01010001010000000000000515BI0100001191 | 15 | sqm | 1338.37 |  |  | Excess(+) | 1 | Full Conversion | INR | [40 empty] | #VALUE! | #VALUE! | #VALUE! |  | 9.16 | Size of Tile 600x600 mm | BI01010001010000000000000515BI0100001191 | 15 | sqm
10 | ROOFING | BI01010001010000000000000515BI0100001192 | [53 empty] | 10 | ROOFING | BI01010001010000000000000515BI0100001192
10.01 | Providing corrugated G.S. sheet roofing including vertical/curved surface fixed with polymer coated J or L hooks, bolts and nuts 8 mm diameter with bitumen and G.I. limpet washers or with G.I. limpet washers filled with white lead, including a coat of approved steel primer and two coats of approved paint on overlapping of sheets complete (up to any pitch in horizontal/ vertical or curved surfaces), excluding the cost of purlins, rafters and trusses and including cutting to size and shape wherever required. | BI01010001010000000000000515BI0100001193 | [53 empty] | 10.01 | Providing corrugated G.S. sheet roofing including vertical/curved surface fixed with polymer coated J or L hooks, bolts and nuts 8 mm diameter with bitumen and G.I. limpet washers or with G.I. limpet washers filled with white lead, including a coat of approved steel primer and two coats of approved paint on overlapping of sheets complete (up to any pitch in horizontal/ vertical or curved surfaces), excluding the cost of purlins, rafters and trusses and including cutting to size and shape wherever required. | BI01010001010000000000000515BI0100001193
10.02 | 0.63 mm thick with zinc coating not less than 275 gm/ m2 | BI01010001010000000000000515BI0100001194 | 16 | sqm | 896.88 |  |  | Excess(+) | 1 | Full Conversion | INR | [40 empty] | #VALUE! | #VALUE! | #VALUE! |  | 10.02 | 0.63 mm thick with zinc coating not less than 275 gm/ m2 | BI01010001010000000000000515BI0100001194 | 16 | sqm
10.03 | Providing gola 75x75 mm in cement concrete 1:2:4(1 cement :2 coarse sand : 4 stone aggregate 10 mm and down gauge), including finishing with cement mortar 1:3 (1 cement: 3 fine sand) as per standard design : | BI01010001010000000000000515BI0100001195 | [53 empty] | 10.03 | Providing gola 75x75 mm in cement concrete 1:2:4(1 cement :2 coarse sand : 4 stone aggregate 10 mm and down gauge), including finishing with cement mortar 1:3 (1 cement: 3 fine sand) as per standard design : | BI01010001010000000000000515BI0100001195
10.04 | In 75x75 mm deep chase | BI01010001010000000000000515BI0100001196 | 13 | metre | 251.62 |  |  | Excess(+) | 1 | Full Conversion | INR | [40 empty] | #VALUE! | #VALUE! | #VALUE! |  | 10.04 | In 75x75 mm deep chase | BI01010001010000000000000515BI0100001196 | 13 | metre
10.05 | Making khurras 45x45 cm with average minimum thickness of 5 cm cement concrete 1:2:4 (1 cement : 2 coarse sand : 4 graded stone aggregate of 20 mm nominal size) over P.V.C. sheet 1 m x1 m x 400 micron, finished with 12 mm cement plaster 1:3 (1 cement : 3 coarse sand) and a coat of neat cement, rounding the edges and making and finishing the outlet complete. | BI01010001010000000000000515BI0100001197 | 1 | each | 245.93 |  |  | Excess(+) | 1 | Full Conversion | INR | [40 empty] | #VALUE! | #VALUE! | #VALUE! |  | 10.05 | Making khurras 45x45 cm with average minimum thickness of 5 cm cement concrete 1:2:4 (1 cement : 2 coarse sand : 4 graded stone aggregate of 20 mm nominal size) over P.V.C. sheet 1 m x1 m x 400 micron, finished with 12 mm cement plaster 1:3 (1 cement : 3 coarse sand) and a coat of neat cement, rounding the edges and making and finishing the outlet complete. | BI01010001010000000000000515BI0100001197 | 1 | each
10.06 | Providing and fixing on wall face unplasticised Rigid PVC rain water pipes conforming to IS : 13592 Type A, including jointing with seal ring conforming to IS : 5382, leaving 10 mm gap for thermal expansion, (i) Single socketed pipes. | BI01010001010000000000000515BI0100001198 | [53 empty] | 10.06 | Providing and fixing on wall face unplasticised Rigid PVC rain water pipes conforming to IS : 13592 Type A, including jointing with seal ring conforming to IS : 5382, leaving 10 mm gap for thermal expansion, (i) Single socketed pipes. | BI01010001010000000000000515BI0100001198
10.07 | 110 mm diameter | BI01010001010000000000000515BI0100001199 | 5 | metre | 311.2 |  |  | Excess(+) | 1 | Full Conversion | INR | [40 empty] | #VALUE! | #VALUE! | #VALUE! |  | 10.07 | 110 mm diameter | BI01010001010000000000000515BI0100001199 | 5 | metre
10.08 | Providing and fixing on wall face unplasticised - PVC moulded fittings/ accessories for unplasticised Rigid PVC rain water pipes conforming to IS : 13592 Type A, including jointing with seal ring conforming to IS :5382, leaving 10 mm gap for thermal expansion. | BI01010001010000000000000515BI0100001200 | [53 empty] | 10.08 | Providing and fixing on wall face unplasticised - PVC moulded fittings/ accessories for unplasticised Rigid PVC rain water pipes conforming to IS : 13592 Type A, including jointing with seal ring conforming to IS :5382, leaving 10 mm gap for thermal expansion. | BI01010001010000000000000515BI0100001200
10.09 | Single tee without door | BI01010001010000000000000515BI0100001201 | [53 empty] | 10.09 | Single tee without door | BI01010001010000000000000515BI0100001201
10.1 | 110x110x110 mm | BI01010001010000000000000515BI0100001202 | 1 | each | 182.52 |  |  | Excess(+) | 1 | Full Conversion | INR | [40 empty] | #VALUE! | #VALUE! | #VALUE! |  | 10.1 | 110x110x110 mm | BI01010001010000000000000515BI0100001202 | 1 | each
10.11 | Bend 87.5° | BI01010001010000000000000515BI0100001203 | [53 empty] | 10.11 | Bend 87.5° | BI01010001010000000000000515BI0100001203
10.12 | 110 mm bend | BI01010001010000000000000515BI0100001204 | 1 | each | 123.97 |  |  | Excess(+) | 1 | Full Conversion | INR | [40 empty] | #VALUE! | #VALUE! | #VALUE! |  | 10.12 | 110 mm bend | BI01010001010000000000000515BI0100001204 | 1 | each
10.13 | Shoe (Plain) | BI01010001010000000000000515BI0100001205 | [53 empty] | 10.13 | Shoe (Plain) | BI01010001010000000000000515BI0100001205
10.14 | 110 mm Shoe | BI01010001010000000000000515BI0100001206 | 1 | each | 108.72 |  |  | Excess(+) | 1 | Full Conversion | INR | [40 empty] | #VALUE! | #VALUE! | #VALUE! |  | 10.14 | 110 mm Shoe | BI01010001010000000000000515BI0100001206 | 1 | each
11 | FINISHING | BI01010001010000000000000515BI0100001207 | [53 empty] | 11 | FINISHING | BI01010001010000000000000515BI0100001207
11.01 | 12 mm cement plaster of mix: | BI01010001010000000000000515BI0100001208 | [53 empty] | 11.01 | 12 mm cement plaster of mix: | BI01010001010000000000000515BI0100001208
11.02 | 1:6 (1 cement: 6 coarse sand) | BI01010001010000000000000515BI0100001209 | 5 | sqm | 283.37 |  |  | Excess(+) | 1 | Full Conversion | INR | [40 empty] | #VALUE! | #VALUE! | #VALUE! |  | 11.02 | 1:6 (1 cement: 6 coarse sand) | BI01010001010000000000000515BI0100001209 | 5 | sqm
11.03 | 15 mm cement plaster on rough side of single or half brick wall of mix: | BI01010001010000000000000515BI0100001210 | [53 empty] | 11.03 | 15 mm cement plaster on rough side of single or half brick wall of mix: | BI01010001010000000000000515BI0100001210
11.04 | 1:6(1 cement: 6 coarse sand) | BI01010001010000000000000515BI0100001211 | 5 | sqm | 326 |  |  | Excess(+) | 1 | Full Conversion | INR | [40 empty] | #VALUE! | #VALUE! | #VALUE! |  | 11.04 | 1:6(1 cement: 6 coarse sand) | BI01010001010000000000000515BI0100001211 | 5 | sqm
11.05 | 15 mm cement plaster on rough side of single or half brick wall finished with a floating coat of neat cement of mix: | BI01010001010000000000000515BI0100001212 | [53 empty] | 11.05 | 15 mm cement plaster on rough side of single or half brick wall finished with a floating coat of neat cement of mix: | BI01010001010000000000000515BI0100001212
11.06 | 1:4(1 cement: 4 fine sand) | BI01010001010000000000000515BI0100001213 | 10 | sqm | 394.07 |  |  | Excess(+) | 1 | Full Conversion | INR | [40 empty] | #VALUE! | #VALUE! | #VALUE! |  | 11.06 | 1:4(1 cement: 4 fine sand) | BI01010001010000000000000515BI0100001213 | 10 | sqm
11.07 | 6 mm cement plaster of mix: | BI01010001010000000000000515BI0100001214 | [53 empty] | 11.07 | 6 mm cement plaster of mix: | BI01010001010000000000000515BI0100001214
11.08 | 1:3(1 cement :3 fine sand) | BI01010001010000000000000515BI0100001215 | 5 | sqm | 247.75 |  |  | Excess(+) | 1 | Full Conversion | INR | [40 empty] | #VALUE! | #VALUE! | #VALUE! |  | 11.08 | 1:3(1 cement :3 fine sand) | BI01010001010000000000000515BI0100001215 | 5 | sqm
11.09 | Pointing on brick work or brick flooring with cement mortar 1:3 (1 cement : 3 fine sand): | BI01010001010000000000000515BI0100001216 | [53 empty] | 11.09 | Pointing on brick work or brick flooring with cement mortar 1:3 (1 cement : 3 fine sand): | BI01010001010000000000000515BI0100001216
11.1 | Flush / Ruled/ Struck or weathered pointing | BI01010001010000000000000515BI0100001217 | 5 | sqm | 212.21 |  |  | Excess(+) | 1 | Full Conversion | INR | [40 empty] | #VALUE! | #VALUE! | #VALUE! |  | 11.1 | Flush / Ruled/ Struck or weathered pointing | BI01010001010000000000000515BI0100001217 | 5 | sqm
11.11 | Finishing walls with Premium Acrylic Smooth exterior paint with Silicone additives of required shade: | BI01010001010000000000000515BI0100001218 | [53 empty] | 11.11 | Finishing walls with Premium Acrylic Smooth exterior paint with Silicone additives of required shade: | BI01010001010000000000000515BI0100001218
11.12 | New work (Two or more coats applied @ 1.43 Itr/10 sqm over and including priming coat of exterior primer applied @ 0.90 litre/10 sqm) | BI01010001010000000000000515BI0100001219 | 25 | sqm | 141.09 |  |  | Excess(+) | 1 | Full Conversion | INR | [40 empty] | #VALUE! | #VALUE! | #VALUE! |  | 11.12 | New work (Two or more coats applied @ 1.43 Itr/10 sqm over and including priming coat of exterior primer applied @ 0.90 litre/10 sqm) | BI01010001010000000000000515BI0100001219 | 25 | sqm
11.13 | Painting with synthetic enamel paint of approved brand and manufacture to give an even shade : | BI01010001010000000000000515BI0100001220 | [53 empty] | 11.13 | Painting with synthetic enamel paint of approved brand and manufacture to give an even shade : | BI01010001010000000000000515BI0100001220
11.14 | Two or more coats on new work | BI01010001010000000000000515BI0100001221 | 7.8 | sqm | 128.55 |  |  | Excess(+) | 1 | Full Conversion | INR | [40 empty] | #VALUE! | #VALUE! | #VALUE! |  | 11.14 | Two or more coats on new work | BI01010001010000000000000515BI0100001221 | 7.8 | sqm
11.15 | Painting with synthetic enamel paint of approved brand and manufacture of required colour to give an even shade: | BI01010001010000000000000515BI0100001222 | [53 empty] | 11.15 | Painting with synthetic enamel paint of approved brand and manufacture of required colour to give an even shade: | BI01010001010000000000000515BI0100001222
11.16 | Two or more coats on new work over an under coat of suitable shade with ordinary paint of approved brand and manufacture | BI01010001010000000000000515BI0100001223 | 5 | sqm | 186.56 |  |  | Excess(+) | 1 | Full Conversion | INR | [40 empty] | #VALUE! | #VALUE! | #VALUE! |  | 11.16 | Two or more coats on new work over an under coat of suitable shade with ordinary paint of approved brand and manufacture | BI01010001010000000000000515BI0100001223 | 5 | sqm
11.17 | Providing and applying white cement based putty of average thickness 1 mm, of approved brand and manufacturer, over the plastered wall surface to prepare the surface even and smooth complete. | BI01010001010000000000000515BI0100001224 | 130 | sqm | 128.67 |  |  | Excess(+) | 1 | Full Conversion | INR | [40 empty] | #VALUE! | #VALUE! | #VALUE! |  | 11.17 | Providing and applying white cement based putty of average thickness 1 mm, of approved brand and manufacturer, over the plastered wall surface to prepare the surface even and smooth complete. | BI01010001010000000000000515BI0100001224 | 130 | sqm
11.18 | White washing with lime to give an even shade: | BI01010001010000000000000515BI0100001225 | [53 empty] | 11.18 | White washing with lime to give an even shade: | BI01010001010000000000000515BI0100001225
11.19 | Old work (two or more coats) | BI01010001010000000000000515BI0100001226 | 276 | sqm | 18.84 |  |  | Excess(+) | 1 | Full Conversion | INR | [40 empty] | #VALUE! | #VALUE! | #VALUE! |  | 11.19 | Old work (two or more coats) | BI01010001010000000000000515BI0100001226 | 276 | sqm
11.2 | Removing white or colour wash by scrapping and sand papering and preparing the surface smooth including necessary repairs to scratches etc. complete | BI01010001010000000000000515BI0100001227 | 276 | sqm | 16.28 |  |  | Excess(+) | 1 | Full Conversion | INR | [40 empty] | #VALUE! | #VALUE! | #VALUE! |  | 11.2 | Removing white or colour wash by scrapping and sand papering and preparing the surface smooth including necessary repairs to scratches etc. complete | BI01010001010000000000000515BI0100001227 | 276 | sqm
11.21 | Removing dry or oil bound distemper, water proofing cement paint and the like by scrapping, sand papering and preparing the surface smooth including necessary repairs to scratches etc. complete. | BI01010001010000000000000515BI0100001228 | 150 | sqm | 20.73 |  |  | Excess(+) | 1 | Full Conversion | INR | [40 empty] | #VALUE! | #VALUE! | #VALUE! |  | 11.21 | Removing dry or oil bound distemper, water proofing cement paint and the like by scrapping, sand papering and preparing the surface smooth including necessary repairs to scratches etc. complete. | BI01010001010000000000000515BI0100001228 | 150 | sqm
11.22 | Painting with synthetic enamel paint of approved brand and manufacture of required colour to give an even shade: | BI01010001010000000000000515BI0100001229 | [53 empty] | 11.22 | Painting with synthetic enamel paint of approved brand and manufacture of required colour to give an even shade: | BI01010001010000000000000515BI0100001229
11.23 | One or more coats on old work | BI01010001010000000000000515BI0100001230 | 132 | sqm | 84.76 |  |  | Excess(+) | 1 | Full Conversion | INR | [40 empty] | #VALUE! | #VALUE! | #VALUE! |  | 11.23 | One or more coats on old work | BI01010001010000000000000515BI0100001230 | 132 | sqm
11.24 | Finishing walls with Acrylic Smooth exterior paint of required shade: | BI01010001010000000000000515BI0100001231 | [53 empty] | 11.24 | Finishing walls with Acrylic Smooth exterior paint of required shade: | BI01010001010000000000000515BI0100001231
11.25 | Old work (One or more coat applied @0.90 Itr/10 sqm). | BI01010001010000000000000515BI0100001232 | 50 | sqm | 66.5 |  |  | Excess(+) | 1 | Full Conversion | INR | [40 empty] | #VALUE! | #VALUE! | #VALUE! |  | 11.25 | Old work (One or more coat applied @0.90 Itr/10 sqm). | BI01010001010000000000000515BI0100001232 | 50 | sqm
11.26 | Distempering with 1st quality acrylic distemper (ready mixed) having VOC content less than 50 gms/litre, of approved manufacturer, of required shade and colour complete, as per manufacturer's specification. Two or more coats on new work | BI01010001010000000000000515BI0100001233 | 372 | Sqm | 92.31 |  |  | Excess(+) | 1 | Full Conversion | INR | [40 empty] | #VALUE! | #VALUE! | #VALUE! |  | 11.26 | Distempering with 1st quality acrylic distemper (ready mixed) having VOC content less than 50 gms/litre, of approved manufacturer, of required shade and colour complete, as per manufacturer's specification. Two or more coats on new work | BI01010001010000000000000515BI0100001233 | 372 | Sqm
12 | REPAIRS TO BUILDING | BI01010001010000000000000515BI0100001234 | [53 empty] | 12 | REPAIRS TO BUILDING | BI01010001010000000000000515BI0100001234
12.01 | Repairs to plaster of thickness 12 mm to 20 mm in patches of area 2.5 sq.meters and under, including cutting the patch in proper shape, raking out joints and preparing and plastering the surface of the walls complete, including disposal of rubbish to the dumping ground, all complete as per direction of Engineer-in-Charge. | BI01010001010000000000000515BI0100001235 | [53 empty] | 12.01 | Repairs to plaster of thickness 12 mm to 20 mm in patches of area 2.5 sq.meters and under, including cutting the patch in proper shape, raking out joints and preparing and plastering the surface of the walls complete, including disposal of rubbish to the dumping ground, all complete as per direction of Engineer-in-Charge. | BI01010001010000000000000515BI0100001235
12.02 | With cement mortar 1:4 (1cement: 4 coarse sand) | BI01010001010000000000000515BI0100001236 | 15 | sqm | 462.19 |  |  | Excess(+) | 1 | Full Conversion | INR | [40 empty] | #VALUE! | #VALUE! | #VALUE! |  | 12.02 | With cement mortar 1:4 (1cement: 4 coarse sand) | BI01010001010000000000000515BI0100001236 | 15 | sqm
12.03 | Renewing glass panes, with wooden fillets wherever necessary: | BI01010001010000000000000515BI0100001237 | [53 empty] | 12.03 | Renewing glass panes, with wooden fillets wherever necessary: | BI01010001010000000000000515BI0100001237
12.04 | Float glass panes of nominal thickness 4 mm (weight not less than 10kg/sqm) | BI01010001010000000000000515BI0100001238 | 0.5 | sqm | 1303.62 |  |  | Excess(+) | 1 | Full Conversion | INR | [40 empty] | #VALUE! | #VALUE! | #VALUE! |  | 12.04 | Float glass panes of nominal thickness 4 mm (weight not less than 10kg/sqm) | BI01010001010000000000000515BI0100001238 | 0.5 | sqm
12.05 | Hacking of CC flooring including cleaning for surface etc. complete as per direction of the Engineer-in-Charge. | BI01010001010000000000000515BI0100001239 | 132 | sqm | 2.84 |  |  | Excess(+) | 1 | Full Conversion | INR | [40 empty] | #VALUE! | #VALUE! | #VALUE! |  | 12.05 | Hacking of CC flooring including cleaning for surface etc. complete as per direction of the Engineer-in-Charge. | BI01010001010000000000000515BI0100001239 | 132 | sqm
12.06 | Dismantling 15 to 40 mm dia G.I. pipe including stacking of dismantled pipes (within 50 metres lead) as per direction of Engineer-in-Charge. (a) Internal Work- Exposed on wall | BI01010001010000000000000515BI0100001240 | 1 | metre | 2.67 |  |  | Excess(+) | 1 | Full Conversion | INR | [40 empty] | #VALUE! | #VALUE! | #VALUE! |  | 12.06 | Dismantling 15 to 40 mm dia G.I. pipe including stacking of dismantled pipes (within 50 metres lead) as per direction of Engineer-in-Charge. (a) Internal Work- Exposed on wall | BI01010001010000000000000515BI0100001240 | 1 | metre
12.07 | Taking out existing wooden door shutter, repair by cutting, painting etc. and refixing of repaired door shutters to existing door frames, including replacement of hinges with screws, etc. as required, all complete as per the direction of the Engineer-in-charge. | BI01010001010000000000000515BI0100001241 | 14 | each | 353.83 |  |  | Excess(+) | 1 | Full Conversion | INR | [40 empty] | #VALUE! | #VALUE! | #VALUE! |  | 12.07 | Taking out existing wooden door shutter, repair by cutting, painting etc. and refixing of repaired door shutters to existing door frames, including replacement of hinges with screws, etc. as required, all complete as per the direction of the Engineer-in-charge. | BI01010001010000000000000515BI0100001241 | 14 | each
13 | Dismantling and Demolishing | BI01010001010000000000000515BI0100001242 | [53 empty] | 13 | Dismantling and Demolishing | BI01010001010000000000000515BI0100001242
13.01 | Demolishing cement concrete manually/ by mechanical means including disposal of material within 50 metres lead as per direction of Engineer - in - charge. | BI01010001010000000000000515BI0100001243 | [53 empty] | 13.01 | Demolishing cement concrete manually/ by mechanical means including disposal of material within 50 metres lead as per direction of Engineer - in - charge. | BI01010001010000000000000515BI0100001243
13.02 | Nominal concrete 1:3:6 or richer mix (including equivalent design mix) | BI01010001010000000000000515BI0100001244 | 0.48 | cum | 2007.29 |  |  | Excess(+) | 1 | Full Conversion | INR | [40 empty] | #VALUE! | #VALUE! | #VALUE! |  | 13.02 | Nominal concrete 1:3:6 or richer mix (including equivalent design mix) | BI01010001010000000000000515BI0100001244 | 0.48 | cum
13.03 | Nominal concrete 1:4:8 or leaner mix (including equivalent design mix) | BI01010001010000000000000515BI0100001245 | 1.2 | cum | 1239.87 |  |  | Excess(+) | 1 | Full Conversion | INR | [40 empty] | #VALUE! | #VALUE! | #VALUE! |  | 13.03 | Nominal concrete 1:4:8 or leaner mix (including equivalent design mix) | BI01010001010000000000000515BI0100001245 | 1.2 | cum
13.04 | Demolishing R.C.C. work manually/ by mechanical means including stacking of steel bars and disposal of unserviceable material within 50 metres lead as per direction of Engineer - in- charge. | BI01010001010000000000000515BI0100001246 | 0.5 | cum | 2928.38 |  |  | Excess(+) | 1 | Full Conversion | INR | [40 empty] | #VALUE! | #VALUE! | #VALUE! |  | 13.04 | Demolishing R.C.C. work manually/ by mechanical means including stacking of steel bars and disposal of unserviceable material within 50 metres lead as per direction of Engineer - in- charge. | BI01010001010000000000000515BI0100001246 | 0.5 | cum
13.05 | Extra for cutting reinforcement bars manually/ by mechanical means in R.C.C. or R.B. work (Payment shall be made on the cross sectional area of R.C.C. or R.B. work) as per direction of Engineer-in-charge. | BI01010001010000000000000515BI0100001247 | 0.75 | sqm | 945.98 |  |  | Excess(+) | 1 | Full Conversion | INR | [40 empty] | #VALUE! | #VALUE! | #VALUE! |  | 13.05 | Extra for cutting reinforcement bars manually/ by mechanical means in R.C.C. or R.B. work (Payment shall be made on the cross sectional area of R.C.C. or R.B. work) as per direction of Engineer-in-charge. | BI01010001010000000000000515BI0100001247 | 0.75 | sqm
13.06 | Demolishing brick work manually/ by mechanical means including stacking of serviceable material and disposal of unserviceable material within 50 metres lead as per direction of Engineer-in-charge. | BI01010001010000000000000515BI0100001248 | [53 empty] | 13.06 | Demolishing brick work manually/ by mechanical means including stacking of serviceable material and disposal of unserviceable material within 50 metres lead as per direction of Engineer-in-charge. | BI01010001010000000000000515BI0100001248
13.07 | In cement mortar | BI01010001010000000000000515BI0100001249 | 0.5 | cum | 1698.85 |  |  | Excess(+) | 1 | Full Conversion | INR | [40 empty] | #VALUE! | #VALUE! | #VALUE! |  | 13.07 | In cement mortar | BI01010001010000000000000515BI0100001249 | 0.5 | cum
13.08 | Dismantling doors, windows and clerestory windows (steel or wood) shutter including chowkhats, architrave, holdfasts etc. complete and stacking within 50 metres lead : | BI01010001010000000000000515BI0100001250 | [53 empty] | 13.08 | Dismantling doors, windows and clerestory windows (steel or wood) shutter including chowkhats, architrave, holdfasts etc. complete and stacking within 50 metres lead : | BI01010001010000000000000515BI0100001250
13.09 | Of area 3 sq. metres and below | BI01010001010000000000000515BI0100001251 | 1 | each | 302.79 |  |  | Excess(+) | 1 | Full Conversion | INR | [40 empty] | #VALUE! | #VALUE! | #VALUE! |  | 13.09 | Of area 3 sq. metres and below | BI01010001010000000000000515BI0100001251 | 1 | each
13.1 | Taking out doors, windows and clerestory window shutters (steel or wood) including stacking within 50 metres lead : | BI01010001010000000000000515BI0100001252 | [53 empty] | 13.1 | Taking out doors, windows and clerestory window shutters (steel or wood) including stacking within 50 metres lead : | BI01010001010000000000000515BI0100001252
13.11 | Of area 3 sq. metres and below | BI01010001010000000000000515BI0100001253 | 14 | each | 118.33 |  |  | Excess(+) | 1 | Full Conversion | INR | [40 empty] | #VALUE! | #VALUE! | #VALUE! |  | 13.11 | Of area 3 sq. metres and below | BI01010001010000000000000515BI0100001253 | 14 | each
13.12 | Dismantling roofing including ridges, hips, valleys and gutters etc., and stacking the material within 50 metres lead of: | BI01010001010000000000000515BI0100001254 | [53 empty] | 13.12 | Dismantling roofing including ridges, hips, valleys and gutters etc., and stacking the material within 50 metres lead of: | BI01010001010000000000000515BI0100001254
13.13 | Asbestos Cement sheet | BI01010001010000000000000515BI0100001255 | 13 | sqm | 63.74 |  |  | Excess(+) | 1 | Full Conversion | INR | [40 empty] | #VALUE! | #VALUE! | #VALUE! |  | 13.13 | Asbestos Cement sheet | BI01010001010000000000000515BI0100001255 | 13 | sqm
13.14 | Dismantling old plaster or skirting raking out joints and cleaning the surface for plaster including disposal of rubbish to the dumping ground within 50 metres lead. | BI01010001010000000000000515BI0100001256 | 30 | sqm | 45.06 |  |  | Excess(+) | 1 | Full Conversion | INR | [40 empty] | #VALUE! | #VALUE! | #VALUE! |  | 13.14 | Dismantling old plaster or skirting raking out joints and cleaning the surface for plaster including disposal of rubbish to the dumping ground within 50 metres lead. | BI01010001010000000000000515BI0100001256 | 30 | sqm
13.15 | Disposal of building rubbish / malba / similar unserviceable, dismantled or waste materials by mechanical means, including loading, transporting, unloading to approved municipal dumping ground or as approved by Engineer-in-charge, beyond 50 m initial lead, for all leads including all lifts involved. | BI01010001010000000000000515BI0100001257 | 4 | cum | 217.65 |  |  | Excess(+) | 1 | Full Conversion | INR | [40 empty] | #VALUE! | #VALUE! | #VALUE! |  | 13.15 | Disposal of building rubbish / malba / similar unserviceable, dismantled or waste materials by mechanical means, including loading, transporting, unloading to approved municipal dumping ground or as approved by Engineer-in-charge, beyond 50 m initial lead, for all leads including all lifts involved. | BI01010001010000000000000515BI0100001257 | 4 | cum
14 | SANITARY INSTALLATIONS | BI01010001010000000000000515BI0100001258 | [53 empty] | 14 | SANITARY INSTALLATIONS | BI01010001010000000000000515BI0100001258
14.01 | Providing and fixing water closet squatting pan (Indian type W.C. pan ) with 100 mm sand cast Iron P or S trap, 10 litre low level white P.V.C. flushing cistern, including flush pipe, with manually controlled device (handle lever) conforming to IS : 7231, with all fittings and fixtures complete, including cutting and making good the walls and floors wherever required: | BI01010001010000000000000515BI0100001259 | [53 empty] | 14.01 | Providing and fixing water closet squatting pan (Indian type W.C. pan ) with 100 mm sand cast Iron P or S trap, 10 litre low level white P.V.C. flushing cistern, including flush pipe, with manually controlled device (handle lever) conforming to IS : 7231, with all fittings and fixtures complete, including cutting and making good the walls and floors wherever required: | BI01010001010000000000000515BI0100001259
14.02 | White Vitreous china Orissa pattern W.C. pan of size 580x440 mm with integral type foot rests | BI01010001010000000000000515BI0100001260 | 1 | each | 5580.44 |  |  | Excess(+) | 1 | Full Conversion | INR | [40 empty] | #VALUE! | #VALUE! | #VALUE! |  | 14.02 | White Vitreous china Orissa pattern W.C. pan of size 580x440 mm with integral type foot rests | BI01010001010000000000000515BI0100001260 | 1 | each
14.03 | Providing and fixing white vitreous china pedestal type water closet (European type W.C. pan) with seat and lid, 10 litre low level white P.V.C. flushing cistern, including flush pipe, with manually controlled device (handle lever), conforming to IS : 7231, with all fittings and fixtures complete, including cutting and making good the walls and floors wherever required : | BI01010001010000000000000515BI0100001261 | [53 empty] | 14.03 | Providing and fixing white vitreous china pedestal type water closet (European type W.C. pan) with seat and lid, 10 litre low level white P.V.C. flushing cistern, including flush pipe, with manually controlled device (handle lever), conforming to IS : 7231, with all fittings and fixtures complete, including cutting and making good the walls and floors wherever required : | BI01010001010000000000000515BI0100001261
14.04 | W.C. pan with ISI marked white solid plastic seat and lid | BI01010001010000000000000515BI0100001262 | 1 | each | 5372.76 |  |  | Excess(+) | 1 | Full Conversion | INR | [40 empty] | #VALUE! | #VALUE! | #VALUE! |  | 14.04 | W.C. pan with ISI marked white solid plastic seat and lid | BI01010001010000000000000515BI0100001262 | 1 | each
14.05 | Providing and fixing CP Brass 32 mm size Bottle Trap of approved quality & make and as per the direction of Engineer-in-charge. | BI01010001010000000000000515BI0100001263 | 2 | each | 853.3 |  |  | Excess(+) | 1 | Full Conversion | INR | [40 empty] | #VALUE! | #VALUE! | #VALUE! |  | 14.05 | Providing and fixing CP Brass 32 mm size Bottle Trap of approved quality & make and as per the direction of Engineer-in-charge. | BI01010001010000000000000515BI0100001263 | 2 | each
14.06 | Providing and fixing CP Brass Single lever telephonic wall mixer of quality & make as approved by Engineer in charge. (a) 15 mm nominal dia | BI01010001010000000000000515BI0100001264 | 2 | each | 5723.38 |  |  | Excess(+) | 1 | Full Conversion | INR | [40 empty] | #VALUE! | #VALUE! | #VALUE! |  | 14.06 | Providing and fixing CP Brass Single lever telephonic wall mixer of quality & make as approved by Engineer in charge. (a) 15 mm nominal dia | BI01010001010000000000000515BI0100001264 | 2 | each
14.07 | Providing and fixing white vitreous china wash basin including making all connections but excluding the cost of fittings : | BI01010001010000000000000515BI0100001265 | [53 empty] | 14.07 | Providing and fixing white vitreous china wash basin including making all connections but excluding the cost of fittings : | BI01010001010000000000000515BI0100001265
14.08 | Flat back wash basin of size 550x400 mm | BI01010001010000000000000515BI0100001266 | 2 | each | 818.5 |  |  | Excess(+) | 1 | Full Conversion | INR | [40 empty] | #VALUE! | #VALUE! | #VALUE! |  | 14.08 | Flat back wash basin of size 550x400 mm | BI01010001010000000000000515BI0100001266 | 2 | each
14.09 | Providing and fixing 600x450 mm beveled edge mirror of superior glass (of approved quality) complete with 6 mm thick hard board ground fixed to wooden cleats with C.P. brass screws and washers complete. | BI01010001010000000000000515BI0100001267 | 2 | each | 1325.92 |  |  | Excess(+) | 1 | Full Conversion | INR | [40 empty] | #VALUE! | #VALUE! | #VALUE! |  | 14.09 | Providing and fixing 600x450 mm beveled edge mirror of superior glass (of approved quality) complete with 6 mm thick hard board ground fixed to wooden cleats with C.P. brass screws and washers complete. | BI01010001010000000000000515BI0100001267 | 2 | each
14.1 | Providing and fixing soil, waste and vent pipes : | BI01010001010000000000000515BI0100001268 | [53 empty] | 14.1 | Providing and fixing soil, waste and vent pipes : | BI01010001010000000000000515BI0100001268
14.11 | 100 mm dia | BI01010001010000000000000515BI0100001269 | [53 empty] | 14.11 | 100 mm dia | BI01010001010000000000000515BI0100001269
14.12 | Sand cast iron S&S pipe as per IS: 1729 | BI01010001010000000000000515BI0100001270 | 1.8 | metre | 949.86 |  |  | Excess(+) | 1 | Full Conversion | INR | [40 empty] | #VALUE! | #VALUE! | #VALUE! |  | 14.12 | Sand cast iron S&S pipe as per IS: 1729 | BI01010001010000000000000515BI0100001270 | 1.8 | metre
14.13 | Providing lead caulked joints to sand cast iron/centrifugally cast (spun) iron pipes and fittings of diameter : | BI01010001010000000000000515BI0100001271 | [53 empty] | 14.13 | Providing lead caulked joints to sand cast iron/centrifugally cast (spun) iron pipes and fittings of diameter : | BI01010001010000000000000515BI0100001271
14.14 | 100 mm | BI01010001010000000000000515BI0100001272 | 2 | each | 513.31 |  |  | Excess(+) | 1 | Full Conversion | INR | [40 empty] | #VALUE! | #VALUE! | #VALUE! |  | 14.14 | 100 mm | BI01010001010000000000000515BI0100001272 | 2 | each
14.15 | Providing and fixing trap of self cleansing design with screwed down or hinged grating with or without vent arm complete, including cost of cutting and making good the walls and floors : | BI01010001010000000000000515BI0100001273 | [53 empty] | 14.15 | Providing and fixing trap of self cleansing design with screwed down or hinged grating with or without vent arm complete, including cost of cutting and making good the walls and floors : | BI01010001010000000000000515BI0100001273
14.16 | 100 mm inlet and 100 mm outlet | BI01010001010000000000000515BI0100001274 | [53 empty] | 14.16 | 100 mm inlet and 100 mm outlet | BI01010001010000000000000515BI0100001274
14.17 | Sand Cast Iron S&S as per IS: 1729 | BI01010001010000000000000515BI0100001275 | 1 | each | 1388.26 |  |  | Excess(+) | 1 | Full Conversion | INR | [40 empty] | #VALUE! | #VALUE! | #VALUE! |  | 14.17 | Sand Cast Iron S&S as per IS: 1729 | BI01010001010000000000000515BI0100001275 | 1 | each
15 | WATER SUPPLY | BI01010001010000000000000515BI0100001276 | [53 empty] | 15 | WATER SUPPLY | BI01010001010000000000000515BI0100001276
15.01 | Providing and fixing Chlorinated Polyvinyl Chloride (CPVC) pipes, having thermal stability for hot & cold water supply and all CPVC plain & brass threaded fittings, including fixing the pipe with clamps at 1.00 m spacing. This includes jointing of pipes & fittings with one step CPVC solvent cement and testing of joints complete as per direction of Engineer in Charge. Internal work - Exposed on wall | BI01010001010000000000000515BI0100001277 | [53 empty] | 15.01 | Providing and fixing Chlorinated Polyvinyl Chloride (CPVC) pipes, having thermal stability for hot & cold water supply and all CPVC plain & brass threaded fittings, including fixing the pipe with clamps at 1.00 m spacing. This includes jointing of pipes & fittings with one step CPVC solvent cement and testing of joints complete as per direction of Engineer in Charge. Internal work - Exposed on wall | BI01010001010000000000000515BI0100001277
15.02 | 20 mm nominal dia Pipes | BI01010001010000000000000515BI0100001278 | 4.9 | metre | 276.24 |  |  | Excess(+) | 1 | Full Conversion | INR | [40 empty] | #VALUE! | #VALUE! | #VALUE! |  | 15.02 | 20 mm nominal dia Pipes | BI01010001010000000000000515BI0100001278 | 4.9 | metre
15.03 | 32 mm nominal dia Pipes | BI01010001010000000000000515BI0100001279 | 1.75 | metre | 427.76 |  |  | Excess(+) | 1 | Full Conversion | INR | [40 empty] | #VALUE! | #VALUE! | #VALUE! |  | 15.03 | 32 mm nominal dia Pipes | BI01010001010000000000000515BI0100001279 | 1.75 | metre
15.04 | Providing and fixing Chlorinated Polyvinyl Chloride (CPVC) pipes, having thermal stability for hot & cold water supply, including all CPVC plain & brass threaded fittings and fixing the pipe with clamps at 1.00 m spacing. This includes jointing of pipes & fittings with one step CPVC solvent cement and the cost of cutting chases and making good the same including testing of joints complete as per direction of Engineer in Charge. Concealed work, including cutting chases and making good the walls etc. | BI01010001010000000000000515BI0100001280 | [53 empty] | 15.04 | Providing and fixing Chlorinated Polyvinyl Chloride (CPVC) pipes, having thermal stability for hot & cold water supply, including all CPVC plain & brass threaded fittings and fixing the pipe with clamps at 1.00 m spacing. This includes jointing of pipes & fittings with one step CPVC solvent cement and the cost of cutting chases and making good the same including testing of joints complete as per direction of Engineer in Charge. Concealed work, including cutting chases and making good the walls etc. | BI01010001010000000000000515BI0100001280
15.05 | 20 mm nominal dia Pipes | BI01010001010000000000000515BI0100001281 | 1 | metre | 443.3 |  |  | Excess(+) | 1 | Full Conversion | INR | [40 empty] | #VALUE! | #VALUE! | #VALUE! |  | 15.05 | 20 mm nominal dia Pipes | BI01010001010000000000000515BI0100001281 | 1 | metre
15.06 | Providing and fixing Chlorinated Polyvinyl Chloride (CPVC) pipes, having thermal stability for hot & cold water supply including all CPVC plain & brass threaded fittings This includes jointing of pipes & fittings with one step CPVC solvent cement, trenching, refilling & testing of joints complete as per direction of Engineer in Charge. External work | BI01010001010000000000000515BI0100001282 | [53 empty] | 15.06 | Providing and fixing Chlorinated Polyvinyl Chloride (CPVC) pipes, having thermal stability for hot & cold water supply including all CPVC plain & brass threaded fittings This includes jointing of pipes & fittings with one step CPVC solvent cement, trenching, refilling & testing of joints complete as per direction of Engineer in Charge. External work | BI01010001010000000000000515BI0100001282
15.07 | 20 mm nominal dia Pipes | BI01010001010000000000000515BI0100001283 | 5 | metre | 226.18 |  |  | Excess(+) | 1 | Full Conversion | INR | [40 empty] | #VALUE! | #VALUE! | #VALUE! |  | 15.07 | 20 mm nominal dia Pipes | BI01010001010000000000000515BI0100001283 | 5 | metre
15.08 | 25 mm nominal dia Pipes | BI01010001010000000000000515BI0100001284 | 57 | metre | 293.06 |  |  | Excess(+) | 1 | Full Conversion | INR | [40 empty] | #VALUE! | #VALUE! | #VALUE! |  | 15.08 | 25 mm nominal dia Pipes | BI01010001010000000000000515BI0100001284 | 57 | metre
15.09 | 32 mm nominal dia Pipes | BI01010001010000000000000515BI0100001285 | 12 | metre | 361.67 |  |  | Excess(+) | 1 | Full Conversion | INR | [40 empty] | #VALUE! | #VALUE! | #VALUE! |  | 15.09 | 32 mm nominal dia Pipes | BI01010001010000000000000515BI0100001285 | 12 | metre
15.1 | Providing and fixing G.I. pipes complete with G.I. fittings and clamps, including cutting and making good the walls etc. Internal work - Exposed on wall | BI01010001010000000000000515BI0100001286 | [53 empty] | 15.1 | Providing and fixing G.I. pipes complete with G.I. fittings and clamps, including cutting and making good the walls etc. Internal work - Exposed on wall | BI01010001010000000000000515BI0100001286
15.11 | 15 mm dia nominal bore | BI01010001010000000000000515BI0100001287 | 0.1 | metre | 302.13 |  |  | Excess(+) | 1 | Full Conversion | INR | [40 empty] | #VALUE! | #VALUE! | #VALUE! |  | 15.11 | 15 mm dia nominal bore | BI01010001010000000000000515BI0100001287 | 0.1 | metre
15.12 | 20 mm dia nominal bore | BI01010001010000000000000515BI0100001288 | 1 | metre | 360.6 |  |  | Excess(+) | 1 | Full Conversion | INR | [40 empty] | #VALUE! | #VALUE! | #VALUE! |  | 15.12 | 20 mm dia nominal bore | BI01010001010000000000000515BI0100001288 | 1 | metre
15.13 | Providing and fixing gun metal gate valve with C.I. wheel of approved quality (screwed end) : | BI01010001010000000000000515BI0100001289 | [53 empty] | 15.13 | Providing and fixing gun metal gate valve with C.I. wheel of approved quality (screwed end) : | BI01010001010000000000000515BI0100001289
15.14 | 20 mm nominal bore | BI01010001010000000000000515BI0100001290 | 1 | each | 445.24 |  |  | Excess(+) | 1 | Full Conversion | INR | [40 empty] | #VALUE! | #VALUE! | #VALUE! |  | 15.14 | 20 mm nominal bore | BI01010001010000000000000515BI0100001290 | 1 | each
15.15 | Providing and fixing ball valve (brass) of approved quality, High or low pressure, with plastic floats complete : | BI01010001010000000000000515BI0100001291 | [53 empty] | 15.15 | Providing and fixing ball valve (brass) of approved quality, High or low pressure, with plastic floats complete : | BI01010001010000000000000515BI0100001291
15.16 | 20 mm nominal bore | BI01010001010000000000000515BI0100001292 | 1 | each | 381.38 |  |  | Excess(+) | 1 | Full Conversion | INR | [40 empty] | #VALUE! | #VALUE! | #VALUE! |  | 15.16 | 20 mm nominal bore | BI01010001010000000000000515BI0100001292 | 1 | each
15.17 | Providing and fixing uplasticised PVC connection pipe with brass unions : | BI01010001010000000000000515BI0100001293 | [53 empty] | 15.17 | Providing and fixing uplasticised PVC connection pipe with brass unions : | BI01010001010000000000000515BI0100001293
15.18 | 45 cm length | BI01010001010000000000000515BI0100001294 | [53 empty] | 15.18 | 45 cm length | BI01010001010000000000000515BI0100001294
15.19 | 15 mm nominal bore | BI01010001010000000000000515BI0100001295 | 8 | each | 80.6 |  |  | Excess(+) | 1 | Full Conversion | INR | [40 empty] | #VALUE! | #VALUE! | #VALUE! |  | 15.19 | 15 mm nominal bore | BI01010001010000000000000515BI0100001295 | 8 | each
15.2 | Constructing masonry Chamber 30x30x50 cm inside, in brick work in cement mortar 1:4 (1 cement :4 coarse sand) for stop cock, with C. I. surface box 100x100 x75 mm (inside) with hinged cover fixed in reinforced cement concrete slab 1:1.5:3 mix (1 cement : 1.5 coarse sand : 3 graded stone aggregate 20 mm nominal size), including necessary excavation, foundation concrete 1:5:10 ( 1 cement : 5 fine sand : 10 graded stone aggregate 40 mm nominal size ) and inside plastering with cement mortar 1:3 (1 cement : 3 coarse sand) 12 mm thick, finished with a floating coat of neat cement complete as per standard design : | BI01010001010000000000000515BI0100001296 | [53 empty] | 15.2 | Constructing masonry Chamber 30x30x50 cm inside, in brick work in cement mortar 1:4 (1 cement :4 coarse sand) for stop cock, with C. I. surface box 100x100 x75 mm (inside) with hinged cover fixed in reinforced cement concrete slab 1:1.5:3 mix (1 cement : 1.5 coarse sand : 3 graded stone aggregate 20 mm nominal size), including necessary excavation, foundation concrete 1:5:10 ( 1 cement : 5 fine sand : 10 graded stone aggregate 40 mm nominal size ) and inside plastering with cement mortar 1:3 (1 cement : 3 coarse sand) 12 mm thick, finished with a floating coat of neat cement complete as per standard design : | BI01010001010000000000000515BI0100001296
15.21 | With common burnt clay F.P.S.(non modular) bricks of class designation 7.5 | BI01010001010000000000000515BI0100001297 | 3 | each | 1643.11 |  |  | Excess(+) | 1 | Full Conversion | INR | [40 empty] | #VALUE! | #VALUE! | #VALUE! |  | 15.21 | With common burnt clay F.P.S.(non modular) bricks of class designation 7.5 | BI01010001010000000000000515BI0100001297 | 3 | each
15.22 | Providing and fixing G.I. Union in G.I. pipe including cutting and threading the pipe and making long screws etc. complete (New work) : | BI01010001010000000000000515BI0100001298 | [53 empty] | 15.22 | Providing and fixing G.I. Union in G.I. pipe including cutting and threading the pipe and making long screws etc. complete (New work) : | BI01010001010000000000000515BI0100001298
15.23 | 20 mm nominal bore | BI01010001010000000000000515BI0100001299 | 3 | each | 285.97 |  |  | Excess(+) | 1 | Full Conversion | INR | [40 empty] | #VALUE! | #VALUE! | #VALUE! |  | 15.23 | 20 mm nominal bore | BI01010001010000000000000515BI0100001299 | 3 | each
15.24 | Providing and fixing C.P. brass bib cock of approved quality conforming to IS:8931 : | BI01010001010000000000000515BI0100001300 | [53 empty] | 15.24 | Providing and fixing C.P. brass bib cock of approved quality conforming to IS:8931 : | BI01010001010000000000000515BI0100001300
15.25 | 15 mm nominal bore | BI01010001010000000000000515BI0100001301 | 2 | each | 417.91 |  |  | Excess(+) | 1 | Full Conversion | INR | [40 empty] | #VALUE! | #VALUE! | #VALUE! |  | 15.25 | 15 mm nominal bore | BI01010001010000000000000515BI0100001301 | 2 | each
15.26 | Providing and fixing C.P. brass long nose bib cock of approved quality conforming to IS standards and weighing not less than 810 gms. | BI01010001010000000000000515BI0100001302 | [53 empty] | 15.26 | Providing and fixing C.P. brass long nose bib cock of approved quality conforming to IS standards and weighing not less than 810 gms. | BI01010001010000000000000515BI0100001302
15.27 | 15 mm nominal bore | BI01010001010000000000000515BI0100001303 | 1 | each | 676.75 |  |  | Excess(+) | 1 | Full Conversion | INR | [40 empty] | #VALUE! | #VALUE! | #VALUE! |  | 15.27 | 15 mm nominal bore | BI01010001010000000000000515BI0100001303 | 1 | each
15.28 | Providing and fixing C.P. brass angle valve for basin mixer and geyser points of approved quality conforming to IS:8931 | BI01010001010000000000000515BI0100001304 | [53 empty] | 15.28 | Providing and fixing C.P. brass angle valve for basin mixer and geyser points of approved quality conforming to IS:8931 | BI01010001010000000000000515BI0100001304
15.29 | 15 mm nominal bore | BI01010001010000000000000515BI0100001305 | 12 | each | 473.57 |  |  | Excess(+) | 1 | Full Conversion | INR | [40 empty] | #VALUE! | #VALUE! | #VALUE! |  | 15.29 | 15 mm nominal bore | BI01010001010000000000000515BI0100001305 | 12 | each
15.3 | Providing and fixing C.P. Brass extension nipple (size 15 mm x 50 mm) of approved make and quality as per direction of Engineer-in-charge. | BI01010001010000000000000515BI0100001306 | 10 | each | 61.68 |  |  | Excess(+) | 1 | Full Conversion | INR | [40 empty] | #VALUE! | #VALUE! | #VALUE! |  | 15.3 | Providing and fixing C.P. Brass extension nipple (size 15 mm x 50 mm) of approved make and quality as per direction of Engineer-in-charge. | BI01010001010000000000000515BI0100001306 | 10 | each
15.31 | Cutting holes up to 30x30 cm in walls including making good the same: | BI01010001010000000000000515BI0100001307 | [53 empty] | 15.31 | Cutting holes up to 30x30 cm in walls including making good the same: | BI01010001010000000000000515BI0100001307
15.32 | With common burnt clay F.P.S. (non modular) bricks | BI01010001010000000000000515BI0100001308 | 3 | each | 343.69 |  |  | Excess(+) | 1 | Full Conversion | INR | [40 empty] | #VALUE! | #VALUE! | #VALUE! |  | 15.32 | With common burnt clay F.P.S. (non modular) bricks | BI01010001010000000000000515BI0100001308 | 3 | each
15.33 | Making chases up to 7.5x7.5 cm in walls including making good and finishing with matching surface after housing G.I. pipe etc. | BI01010001010000000000000515BI0100001309 | 10 | metre | 167.31 |  |  | Excess(+) | 1 | Full Conversion | INR | [40 empty] | #VALUE! | #VALUE! | #VALUE! |  | 15.33 | Making chases up to 7.5x7.5 cm in walls including making good and finishing with matching surface after housing G.I. pipe etc. | BI01010001010000000000000515BI0100001309 | 10 | metre
16 | ALUMINIUM WORK | BI01010001010000000000000515BI0100001310 | [53 empty] | 16 | ALUMINIUM WORK | BI01010001010000000000000515BI0100001310
16.01 | Providing and fixing aluminium work for doors, windows, ventilators and partitions with extruded built up standard tubular sections/ appropriate Z sections and other sections of approved make conforming to IS: 733 and IS: 1285, fixing with dash fasteners of required dia and size, including necessary filling up the gaps at junctions, i.e. at top, bottom and sides with required EPDM rubber/ neoprene gasket etc. Aluminium sections shall be smooth, rust free, straight, mitred and jointed mechanically wherever required including cleat angle, Aluminium snap beading for glazing / panelling, C.P. brass / stainless steel screws, all complete as per architectural drawings and the directions of Engineer-in-charge. (Glazing, paneling and dash fasteners to be paid for separately) : | BI01010001010000000000000515BI0100001311 | [53 empty] | 16.01 | Providing and fixing aluminium work for doors, windows, ventilators and partitions with extruded built up standard tubular sections/ appropriate Z sections and other sections of approved make conforming to IS: 733 and IS: 1285, fixing with dash fasteners of required dia and size, including necessary filling up the gaps at junctions, i.e. at top, bottom and sides with required EPDM rubber/ neoprene gasket etc. Aluminium sections shall be smooth, rust free, straight, mitred and jointed mechanically wherever required including cleat angle, Aluminium snap beading for glazing / panelling, C.P. brass / stainless steel screws, all complete as per architectural drawings and the directions of Engineer-in-charge. (Glazing, paneling and dash fasteners to be paid for separately) : | BI01010001010000000000000515BI0100001311
16.02 | For fixed portion | BI01010001010000000000000515BI0100001312 | [53 empty] | 16.02 | For fixed portion | BI01010001010000000000000515BI0100001312
16.03 | Powder coated aluminium (minimum thickness of powder coating 50 micron) | BI01010001010000000000000515BI0100001313 | 238 | kg | 437.78 |  |  | Excess(+) | 1 | Full Conversion | INR | [40 empty] | #VALUE! | #VALUE! | #VALUE! |  | 16.03 | Powder coated aluminium (minimum thickness of powder coating 50 micron) | BI01010001010000000000000515BI0100001313 | 238 | kg
16.04 | For shutters of doors, windows & ventilators including providing and fixing hinges/ pivots and making provision for fixing of fittings wherever required including the cost of EPDM rubber / neoprene gasket required (Fittings shall be paid for separately) | BI01010001010000000000000515BI0100001314 | [53 empty] | 16.04 | For shutters of doors, windows & ventilators including providing and fixing hinges/ pivots and making provision for fixing of fittings wherever required including the cost of EPDM rubber / neoprene gasket required (Fittings shall be paid for separately) | BI01010001010000000000000515BI0100001314
16.05 | Powder coated aluminium (minimum thickness of powder coating 50 micron) | BI01010001010000000000000515BI0100001315 | 482 | kg | 523.17 |  |  | Excess(+) | 1 | Full Conversion | INR | [40 empty] | #VALUE! | #VALUE! | #VALUE! |  | 16.05 | Powder coated aluminium (minimum thickness of powder coating 50 micron) | BI01010001010000000000000515BI0100001315 | 482 | kg
16.06 | Providing and fixing glazing in aluminium door, window, ventilator shutters and partitions etc. with EPDM rubber / neoprene gasket etc. complete as per the architectural drawings and the directions of engineer-in-charge . (Cost of aluminium snap beading shall be paid in basic item): | BI01010001010000000000000515BI0100001316 | [53 empty] | 16.06 | Providing and fixing glazing in aluminium door, window, ventilator shutters and partitions etc. with EPDM rubber / neoprene gasket etc. complete as per the architectural drawings and the directions of engineer-in-charge . (Cost of aluminium snap beading shall be paid in basic item): | BI01010001010000000000000515BI0100001316
16.07 | With float glass panes of 4.0 mm thickness (weight not less than 10kg/sqm) | BI01010001010000000000000515BI0100001317 | 12 | sqm | 970.39 |  |  | Excess(+) | 1 | Full Conversion | INR | [40 empty] | #VALUE! | #VALUE! | #VALUE! |  | 16.07 | With float glass panes of 4.0 mm thickness (weight not less than 10kg/sqm) | BI01010001010000000000000515BI0100001317 | 12 | sqm
16.08 | Providing and fixing stainless steel (SS 304 grade) adjustable friction windows stays of approved quality with necessary stainless steel screws etc. to the side hung windows as per direction of Engineer-in-charge complete. | BI01010001010000000000000515BI0100001318 | [53 empty] | 16.08 | Providing and fixing stainless steel (SS 304 grade) adjustable friction windows stays of approved quality with necessary stainless steel screws etc. to the side hung windows as per direction of Engineer-in-charge complete. | BI01010001010000000000000515BI0100001318
16.09 | 255 X 19 mm | BI01010001010000000000000515BI0100001319 | 72 | each | 319.12 |  |  | Excess(+) | 1 | Full Conversion | INR | [40 empty] | #VALUE! | #VALUE! | #VALUE! |  | 16.09 | 255 X 19 mm | BI01010001010000000000000515BI0100001319 | 72 | each
16.1 | Filling the gap in between aluminium/ stone/ wood frame and adjacent RCC/Brick/ Stone/ wood/ Ceramic/ Gypsum work by providing weather/ structural non sag elastomeric PU sealant over backer rod of approved quality as per architectural drawings and direction of Engineer-in-charge complete, complying to ASTM C920, DIN 18540-F & ISO 11600 | BI01010001010000000000000515BI0100001320 | [53 empty] | 16.1 | Filling the gap in between aluminium/ stone/ wood frame and adjacent RCC/Brick/ Stone/ wood/ Ceramic/ Gypsum work by providing weather/ structural non sag elastomeric PU sealant over backer rod of approved quality as per architectural drawings and direction of Engineer-in-charge complete, complying to ASTM C920, DIN 18540-F & ISO 11600 | BI01010001010000000000000515BI0100001320
16.11 | Upto 5 mm depth and 5 mm width | BI01010001010000000000000515BI0100001321 | 150 | metre | 122.12 |  |  | Excess(+) | 1 | Full Conversion | INR | [40 empty] | #VALUE! | #VALUE! | #VALUE! |  | 16.11 | Upto 5 mm depth and 5 mm width | BI01010001010000000000000515BI0100001321 | 150 | metre
17 | NEW TECHNOLOGIES AND MATERIALS | BI01010001010000000000000515BI0100001322 | [53 empty] | 17 | NEW TECHNOLOGIES AND MATERIALS | BI01010001010000000000000515BI0100001322
17.01 | Chipping of unsound/weak concrete material from slabs, beams, columns etc. with manual Chisel and/ or by standard power driven percussion type or of approved make including tapering of all edges, making square shoulders of cavities including cleaning the exposed concrete surface and reinforcement with wire brushes etc. and disposal of debris for all lead and lifts all complete as per direction of Engineer-In-Charge | BI01010001010000000000000515BI0100001323 | [53 empty] | 17.01 | Chipping of unsound/weak concrete material from slabs, beams, columns etc. with manual Chisel and/ or by standard power driven percussion type or of approved make including tapering of all edges, making square shoulders of cavities including cleaning the exposed concrete surface and reinforcement with wire brushes etc. and disposal of debris for all lead and lifts all complete as per direction of Engineer-In-Charge | BI01010001010000000000000515BI0100001323
17.02 | 25 mm average thickness | BI01010001010000000000000515BI0100001324 | 1.5 | sqm | 104.51 |  |  | Excess(+) | 1 | Full Conversion | INR | [40 empty] | #VALUE! | #VALUE! | #VALUE! |  | 17.02 | 25 mm average thickness | BI01010001010000000000000515BI0100001324 | 1.5 | sqm
17.03 | Cleaning of reinforcement from rust from the reinforcing bars to give it a total rust free steel surface by using alkaline chemical rust remover of approved make with paint brush and removing loose particles after 24 hours of its application with wire brush and thoroughly washing with water and allowing it to dry, all complete as per direction of Engineer-In-Charge. | BI01010001010000000000000515BI0100001325 | [53 empty] | 17.03 | Cleaning of reinforcement from rust from the reinforcing bars to give it a total rust free steel surface by using alkaline chemical rust remover of approved make with paint brush and removing loose particles after 24 hours of its application with wire brush and thoroughly washing with water and allowing it to dry, all complete as per direction of Engineer-In-Charge. | BI01010001010000000000000515BI0100001325
17.04 | Bars upto 12 mm diameter | BI01010001010000000000000515BI0100001326 | 5 | metre | 6.8 |  |  | Excess(+) | 1 | Full Conversion | INR | [40 empty] | #VALUE! | #VALUE! | #VALUE! |  | 17.04 | Bars upto 12 mm diameter | BI01010001010000000000000515BI0100001326 | 5 | metre
17.05 | Providing, mixing and applying bonding coat of approved adhesive on chipped portion of RCC as per specifications and direction of Engineer- In-charge complete in all respect. | BI01010001010000000000000515BI0100001327 | [53 empty] | 17.05 | Providing, mixing and applying bonding coat of approved adhesive on chipped portion of RCC as per specifications and direction of Engineer- In-charge complete in all respect. | BI01010001010000000000000515BI0100001327
17.06 | Epoxy bonding adhesive having coverage 2.20 sqm/kg of approved make | BI01010001010000000000000515BI0100001328 | 1.5 | sqm | 235.17 |  |  | Excess(+) | 1 | Full Conversion | INR | [40 empty] | #VALUE! | #VALUE! | #VALUE! |  | 17.06 | Epoxy bonding adhesive having coverage 2.20 sqm/kg of approved make | BI01010001010000000000000515BI0100001328 | 1.5 | sqm
18 | Minor Civil Maintenance Work | BI01010001010000000000000515BI0100001329 | [53 empty] | 18 | Minor Civil Maintenance Work | BI01010001010000000000000515BI0100001329
18.01 | "Providing and laying in position cement concrete of specified grade excluding the cost of centering and shuttering - All work up to plinth level : 1:5:10 (1 cement : 5 coarse sand (zone-III) derived from natural sources: 10 graded brick aggregate 40 mm nominal size derived from natural sources) | BI01010001010000000000000515BI0100001330 | 2.8 | Cum | 4637.37 |  |  | Excess(+) | 1 | Full Conversion | INR | [40 empty] | #VALUE! | #VALUE! | #VALUE! |  | 18.01 | "Providing and laying in position cement concrete of specified grade excluding the cost of centering and shuttering - All work up to plinth level : 1:5:10 (1 cement : 5 coarse sand (zone-III) derived from natural sources: 10 graded brick aggregate 40 mm nominal size derived from natural sources) | BI01010001010000000000000515BI0100001330 | 2.8 | Cum
18.02 | "P/F C.P brass towel rod complete with two C.P.brass brackets fixed to wooden cleats with C.P. brass screws of approved quality size of 600 x 20 mm. | BI01010001010000000000000515BI0100001331 | 0.2 | Each | 442.85 |  |  | Excess(+) | 1 | Full Conversion | INR | [40 empty] | #VALUE! | #VALUE! | #VALUE! |  | 18.02 | "P/F C.P brass towel rod complete with two C.P.brass brackets fixed to wooden cleats with C.P. brass screws of approved quality size of 600 x 20 mm. | BI01010001010000000000000515BI0100001331 | 0.2 | Each
18.03 | "Providing and fixing C.P. grating with or without hole for waste pipe for floor/ nahani trap 100 mm dia. weight not less than 100 grams. | BI01010001010000000000000515BI0100001332 | 6 | Each | 82.13 |  |  | Excess(+) | 1 | Full Conversion | INR | [40 empty] | #VALUE! | #VALUE! | #VALUE! |  | 18.03 | "Providing and fixing C.P. grating with or without hole for waste pipe for floor/ nahani trap 100 mm dia. weight not less than 100 grams. | BI01010001010000000000000515BI0100001332 | 6 | Each
18.04 | "Providing and fixing C.P flange for C.P bib cock/C.P angle stop cock. | BI01010001010000000000000515BI0100001333 | 17 | Each | 30.51 |  |  | Excess(+) | 1 | Full Conversion | INR | [40 empty] | #VALUE! | #VALUE! | #VALUE! |  | 18.04 | "Providing and fixing C.P flange for C.P bib cock/C.P angle stop cock. | BI01010001010000000000000515BI0100001333 | 17 | Each
18.05 | "Providing and fixing C.P Brass shower rose 15 mm or 20 mm inlet with shower arm (a) 75 mm dia fancy type. | BI01010001010000000000000515BI0100001334 | 2 | Each | 739.05 |  |  | Excess(+) | 1 | Full Conversion | INR | [40 empty] | #VALUE! | #VALUE! | #VALUE! |  | 18.05 | "Providing and fixing C.P Brass shower rose 15 mm or 20 mm inlet with shower arm (a) 75 mm dia fancy type. | BI01010001010000000000000515BI0100001334 | 2 | Each
18.06 | "Providing and fixing C.P. waste 32 mm dia of make L&K for wash basin / sink. | BI01010001010000000000000515BI0100001335 | 2 | Each | 371.89 |  |  | Excess(+) | 1 | Full Conversion | INR | [40 empty] | #VALUE! | #VALUE! | #VALUE! |  | 18.06 | "Providing and fixing C.P. waste 32 mm dia of make L&K for wash basin / sink. | BI01010001010000000000000515BI0100001335 | 2 | Each
18.07 | "Providing and fixing ISI marked flush door shutter non decorative type, core of block board construction with frame of first class hard wood and well matched commercial 3 ply veneering with vertical grains or cross bands and face veneers on both faces of shutters. 35 mm thick including ISI marked M.S butt hinges with necessary screw complete." | BI01010001010000000000000515BI0100001336 | 5.4 | Sqm | 1833.8 |  |  | Excess(+) | 1 | Full Conversion | INR | [40 empty] | #VALUE! | #VALUE! | #VALUE! |  | 18.07 | "Providing and fixing ISI marked flush door shutter non decorative type, core of block board construction with frame of first class hard wood and well matched commercial 3 ply veneering with vertical grains or cross bands and face veneers on both faces of shutters. 35 mm thick including ISI marked M.S butt hinges with necessary screw complete." | BI01010001010000000000000515BI0100001336 | 5.4 | Sqm
18.08 | "Providing and fixing C.P waste 40 mm nominal bore for china sink or wash basin (L&K) make. | BI01010001010000000000000515BI0100001337 | 1 | Each | 316.73 |  |  | Excess(+) | 1 | Full Conversion | INR | [40 empty] | #VALUE! | #VALUE! | #VALUE! |  | 18.08 | "Providing and fixing C.P waste 40 mm nominal bore for china sink or wash basin (L&K) make. | BI01010001010000000000000515BI0100001337 | 1 | Each
18.09 | Providing and fixing C.P basin mixer of 15 mm nominal bore (L&K) make etc. complete | BI01010001010000000000000515BI0100001338 | 2 | Each | 2140.92 |  |  | Excess(+) | 1 | Full Conversion | INR | [40 empty] | #VALUE! | #VALUE! | #VALUE! |  | 18.09 | Providing and fixing C.P basin mixer of 15 mm nominal bore (L&K) make etc. complete | BI01010001010000000000000515BI0100001338 | 2 | Each
18.1 | "Providind and fixing C.P. hand spray (heath faucet) jaquar make or equivalant with push button control and flexible hose connection with C.P hook complete in all respects. " | BI01010001010000000000000515BI0100001339 | 2 | Each | 1355.19 |  |  | Excess(+) | 1 | Full Conversion | INR | [40 empty] | #VALUE! | #VALUE! | #VALUE! |  | 18.1 | "Providind and fixing C.P. hand spray (heath faucet) jaquar make or equivalant with push button control and flexible hose connection with C.P hook complete in all respects. " | BI01010001010000000000000515BI0100001339 | 2 | Each
18.11 | """Providing and fixing aluminum door seal in door i/c necessary screw etc complete. "" " | BI01010001010000000000000515BI0100001340 | 4 | Metre | 175.97 |  |  | Excess(+) | 1 | Full Conversion | INR | [40 empty] | #VALUE! | #VALUE! | #VALUE! |  | 18.11 | """Providing and fixing aluminum door seal in door i/c necessary screw etc complete. "" " | BI01010001010000000000000515BI0100001340 | 4 | Metre
18.12 | Providing and fixing CPVC ball valve 32 mm dia i/c all fittings complete of Approved make. For one piece only | BI01010001010000000000000515BI0100001341 | 1 | Each | 703.88 |  |  | Excess(+) | 1 | Full Conversion | INR | [40 empty] | #VALUE! | #VALUE! | #VALUE! |  | 18.12 | Providing and fixing CPVC ball valve 32 mm dia i/c all fittings complete of Approved make. For one piece only | BI01010001010000000000000515BI0100001341 | 1 | Each
18.13 | Providing and fixing CPVC ball valve 25 mm dia i/c all fittings complete of Approved make. For one piece only | BI01010001010000000000000515BI0100001342 | 3 | Each | 351.94 |  |  | Excess(+) | 1 | Full Conversion | INR | [40 empty] | #VALUE! | #VALUE! | #VALUE! |  | 18.13 | Providing and fixing CPVC ball valve 25 mm dia i/c all fittings complete of Approved make. For one piece only | BI01010001010000000000000515BI0100001342 | 3 | Each
18.14 | "Construction of modular kitchen as per approved design in type IV. 1. Base Unit. (Empty Box) 400 mm 2. Base Unit. (Drawer Basket) 380*485*140 mm 3. Base Unit.(Meta Drawer)m 530*500*86 mm Grain Trolly Basket with porter 520*485*190 mm 4. Base Unit ( Perforated Cutlery)380*485*100 mm Drawer Basket 380*485*100 mm Thali Basket 380*485*140 mm 5. Base Unit.(Bottle P. O. 2 S) 100*485*420 mm 6. Base Unit.( Empty Box) 440 mm - 7. Base Unit (Perforated Cutlery) 420*485*100 mm Drawer Basket each 1 420*485*100 mm Drawer Basket each 1 420*485*140 mm 8. Base Unit. Drawer Basket 420*485*140 mm 9. Base Unit Empty Box 440 mm - 10. Base Unit (Rack) 11.Base Unit Empty Box 12. Base Unit Empty Box 13. Marble for Partition 14.Full extention ball bearing sliding telescopic. 15. Wall Unit (Glass & Plate Rack including Drip Tray.) 16. Wall Unit (Glass Shutters) 17. Solid Shutters 18. Auto Closing Concealed Hinges 19. Handles 20. Hardware (Screws counter sunk, Connect Fastners, Tags) 21.Fixing & Installation of the complete modular kitchen. " | BI01010001010000000000000515BI0100001343 | 1 | One Job | 125599.07 |  |  | Excess(+) | 1 | Full Conversion | INR | [40 empty] | #VALUE! | #VALUE! | #VALUE! |  | 18.14 | "Construction of modular kitchen as per approved design in type IV. 1. Base Unit. (Empty Box) 400 mm 2. Base Unit. (Drawer Basket) 380*485*140 mm 3. Base Unit.(Meta Drawer)m 530*500*86 mm Grain Trolly Basket with porter 520*485*190 mm 4. Base Unit ( Perforated Cutlery)380*485*100 mm Drawer Basket 380*485*100 mm Thali Basket 380*485*140 mm 5. Base Unit.(Bottle P. O. 2 S) 100*485*420 mm 6. Base Unit.( Empty Box) 440 mm - 7. Base Unit (Perforated Cutlery) 420*485*100 mm Drawer Basket each 1 420*485*100 mm Drawer Basket each 1 420*485*140 mm 8. Base Unit. Drawer Basket 420*485*140 mm 9. Base Unit Empty Box 440 mm - 10. Base Unit (Rack) 11.Base Unit Empty Box 12. Base Unit Empty Box 13. Marble for Partition 14.Full extention ball bearing sliding telescopic. 15. Wall Unit (Glass & Plate Rack including Drip Tray.) 16. Wall Unit (Glass Shutters) 17. Solid Shutters 18. Auto Closing Concealed Hinges 19. Handles 20. Hardware (Screws counter sunk, Connect Fastners, Tags) 21.Fixing & Installation of the complete modular kitchen. " | BI01010001010000000000000515BI0100001343 | 1 | One Job
18.15 | Providing and fixing Single point locking handles "PULSE" (aluminium & zamak) ( PL205H / Model) of LGF Sysmac ( I ) Pvt. Ltd. or equivalent make as approved powder coated to required colour or shade including the cost of screw and other incidental charges complete as per manufacturers specification. | BI01010001010000000000000515BI0100001344 | 80 | Each | 325.22 |  |  | Excess(+) | 1 | Full Conversion | INR | [40 empty] | #VALUE! | #VALUE! | #VALUE! |  | 18.15 | Providing and fixing Single point locking handles "PULSE" (aluminium & zamak) ( PL205H / Model) of LGF Sysmac ( I ) Pvt. Ltd. or equivalent make as approved powder coated to required colour or shade including the cost of screw and other incidental charges complete as per manufacturers specification. | BI01010001010000000000000515BI0100001344 | 80 | Each
Total in Figures | [51 empty] | #VALUE! | #VALUE! | #VALUE!
Quoted Rate in Figures |  |  |  | Select | [47 empty] | 0 | 0 | #VALUE!
Quoted Rate in Words |  | #VALUE!
Note on K15: gepadmin: 1. If you choose "Full Conversion" then Column BA (AMOUNT) and Column BB (TAXES) BOTH values will be convert based on selected Currency in (Column L). 2. If you choose "Partial Conversion" then Column BA (AMOUNT) only will be converted based on selected currency (Column L) and Column BB (TAXES) value (INR) will be added to the converted values.
Note on K18: gepadmin: 1. If you choose "Full Conversion" then Column BA (AMOUNT) and Column BB (TAXES) BOTH values will be convert based on selected Currency in (Column L). 2. If you choose "Partial Conversion" then Column BA (AMOUNT) only will be converted based on selected currency (Column L) and Column BB (TAXES) value (INR) will be added to the converted values.
Note on K21: gepadmin: 1. If you choose "Full Conversion" then Column BA (AMOUNT) and Column BB (TAXES) BOTH values will be convert based on selected Currency in (Column L). 2. If you choose "Partial Conversion" then Column BA (AMOUNT) only will be converted based on selected currency (Column L) and Column BB (TAXES) value (INR) will be added to the converted values.
Note on K23: gepadmin: 1. If you choose "Full Conversion" then Column BA (AMOUNT) and Column BB (TAXES) BOTH values will be convert based on selected Currency in (Column L). 2. If you choose "Partial Conversion" then Column BA (AMOUNT) only will be converted based on selected currency (Column L) and Column BB (TAXES) value (INR) will be added to the converted values.
Note on K26: gepadmin: 1. If you choose "Full Conversion" then Column BA (AMOUNT) and Column BB (TAXES) BOTH values will be convert based on selected Currency in (Column L). 2. If you choose "Partial Conversion" then Column BA (AMOUNT) only will be converted based on selected currency (Column L) and Column BB (TAXES) value (INR) will be added to the converted values.
Note on K28: gepadmin: 1. If you choose "Full Conversion" then Column BA (AMOUNT) and Column BB (TAXES) BOTH values will be convert based on selected Currency in (Column L). 2. If you choose "Partial Conversion" then Column BA (AMOUNT) only will be converted based on selected currency (Column L) and Column BB (TAXES) value (INR) will be added to the converted values.
Note on K30: gepadmin: 1. If you choose "Full Conversion" then Column BA (AMOUNT) and Column BB (TAXES) BOTH values will be convert based on selected Currency in (Column L). 2. If you choose "Partial Conversion" then Column BA (AMOUNT) only will be converted based on selected currency (Column L) and Column BB (TAXES) value (INR) will be added to the converted values.
Note on K32: gepadmin: 1. If you choose "Full Conversion" then Column BA (AMOUNT) and Column BB (TAXES) BOTH values will be convert based on selected Currency in (Column L). 2. If you choose "Partial Conversion" then Column BA (AMOUNT) only will be converted based on selected currency (Column L) and Column BB (TAXES) value (INR) will be added to the converted values.
Note on K33: gepadmin: 1. If you choose "Full Conversion" then Column BA (AMOUNT) and Column BB (TAXES) BOTH values will be convert based on selected Currency in (Column L). 2. If you choose "Partial Conversion" then Column BA (AMOUNT) only will be converted based on selected currency (Column L) and Column BB (TAXES) value (INR) will be added to the converted values.
Note on K36: gepadmin: 1. If you choose "Full Conversion" then Column BA (AMOUNT) and Column BB (TAXES) BOTH values will be convert based on selected Currency in (Column L). 2. If you choose "Partial Conversion" then Column BA (AMOUNT) only will be converted based on selected currency (Column L) and Column BB (TAXES) value (INR) will be added to the converted values.
Note on K38: gepadmin: 1. If you choose "Full Conversion" then Column BA (AMOUNT) and Column BB (TAXES) BOTH values will be convert based on selected Currency in (Column L). 2. If you choose "Partial Conversion" then Column BA (AMOUNT) only will be converted based on selected currency (Column L) and Column BB (TAXES) value (INR) will be added to the converted values.
Note on K40: gepadmin: 1. If you choose "Full Conversion" then Column BA (AMOUNT) and Column BB (TAXES) BOTH values will be convert based on selected Currency in (Column L). 2. If you choose "Partial Conversion" then Column BA (AMOUNT) only will be converted based on selected currency (Column L) and Column BB (TAXES) value (INR) will be added to the converted values.
Note on K44: gepadmin: 1. If you choose "Full Conversion" then Column BA (AMOUNT) and Column BB (TAXES) BOTH values will be convert based on selected Currency in (Column L). 2. If you choose "Partial Conversion" then Column BA (AMOUNT) only will be converted based on selected currency (Column L) and Column BB (TAXES) value (INR) will be added to the converted values.
Note on K45: gepadmin: 1. If you choose "Full Conversion" then Column BA (AMOUNT) and Column BB (TAXES) BOTH values will be convert based on selected Currency in (Column L). 2. If you choose "Partial Conversion" then Column BA (AMOUNT) only will be converted based on selected currency (Column L) and Column BB (TAXES) value (INR) will be added to the converted values.
Note on K49: gepadmin: 1. If you choose "Full Conversion" then Column BA (AMOUNT) and Column BB (TAXES) BOTH values will be convert based on selected Currency in (Column L). 2. If you choose "Partial Conversion" then Column BA (AMOUNT) only will be converted based on selected currency (Column L) and Column BB (TAXES) value (INR) will be added to the converted values.
Note on K51: gepadmin: 1. If you choose "Full Conversion" then Column BA (AMOUNT) and Column BB (TAXES) BOTH values will be convert based on selected Currency in (Column L). 2. If you choose "Partial Conversion" then Column BA (AMOUNT) only will be converted based on selected currency (Column L) and Column BB (TAXES) value (INR) will be added to the converted values.
Note on K53: gepadmin: 1. If you choose "Full Conversion" then Column BA (AMOUNT) and Column BB (TAXES) BOTH values will be convert based on selected Currency in (Column L). 2. If you choose "Partial Conversion" then Column BA (AMOUNT) only will be converted based on selected currency (Column L) and Column BB (TAXES) value (INR) will be added to the converted values.
Note on K54: gepadmin: 1. If you choose "Full Conversion" then Column BA (AMOUNT) and Column BB (TAXES) BOTH values will be convert based on selected Currency in (Column L). 2. If you choose "Partial Conversion" then Column BA (AMOUNT) only will be converted based on selected currency (Column L) and Column BB (TAXES) value (INR) will be added to the converted values.
Note on K55: gepadmin: 1. If you choose "Full Conversion" then Column BA (AMOUNT) and Column BB (TAXES) BOTH values will be convert based on selected Currency in (Column L). 2. If you choose "Partial Conversion" then Column BA (AMOUNT) only will be converted based on selected currency (Column L) and Column BB (TAXES) value (INR) will be added to the converted values.
Note on K57: gepadmin: 1. If you choose "Full Conversion" then Column BA (AMOUNT) and Column BB (TAXES) BOTH values will be convert based on selected Currency in (Column L). 2. If you choose "Partial Conversion" then Column BA (AMOUNT) only will be converted based on selected currency (Column L) and Column BB (TAXES) value (INR) will be added to the converted values.
Note on K58: gepadmin: 1. If you choose "Full Conversion" then Column BA (AMOUNT) and Column BB (TAXES) BOTH values will be convert based on selected Currency in (Column L). 2. If you choose "Partial Conversion" then Column BA (AMOUNT) only will be converted based on selected currency (Column L) and Column BB (TAXES) value (INR) will be added to the converted values.
Note on K60: gepadmin: 1. If you choose "Full Conversion" then Column BA (AMOUNT) and Column BB (TAXES) BOTH values will be convert based on selected Currency in (Column L). 2. If you choose "Partial Conversion" then Column BA (AMOUNT) only will be converted based on selected currency (Column L) and Column BB (TAXES) value (INR) will be added to the converted values.
Note on K62: gepadmin: 1. If you choose "Full Conversion" then Column BA (AMOUNT) and Column BB (TAXES) BOTH values will be convert based on selected Currency in (Column L). 2. If you choose "Partial Conversion" then Column BA (AMOUNT) only will be converted based on selected currency (Column L) and Column BB (TAXES) value (INR) will be added to the converted values.
Note on K63: gepadmin: 1. If you choose "Full Conversion" then Column BA (AMOUNT) and Column BB (TAXES) BOTH values will be convert based on selected Currency in (Column L). 2. If you choose "Partial Conversion" then Column BA (AMOUNT) only will be converted based on selected currency (Column L) and Column BB (TAXES) value (INR) will be added to the converted values.
Note on K64: gepadmin: 1. If you choose "Full Conversion" then Column BA (AMOUNT) and Column BB (TAXES) BOTH values will be convert based on selected Currency in (Column L). 2. If you choose "Partial Conversion" then Column BA (AMOUNT) only will be converted based on selected currency (Column L) and Column BB (TAXES) value (INR) will be added to the converted values.
Note on K66: gepadmin: 1. If you choose "Full Conversion" then Column BA (AMOUNT) and Column BB (TAXES) BOTH values will be convert based on selected Currency in (Column L). 2. If you choose "Partial Conversion" then Column BA (AMOUNT) only will be converted based on selected currency (Column L) and Column BB (TAXES) value (INR) will be added to the converted values.
Note on K68: gepadmin: 1. If you choose "Full Conversion" then Column BA (AMOUNT) and Column BB (TAXES) BOTH values will be convert based on selected Currency in (Column L). 2. If you choose "Partial Conversion" then Column BA (AMOUNT) only will be converted based on selected currency (Column L) and Column BB (TAXES) value (INR) will be added to the converted values.
Note on K70: gepadmin: 1. If you choose "Full Conversion" then Column BA (AMOUNT) and Column BB (TAXES) BOTH values will be convert based on selected Currency in (Column L). 2. If you choose "Partial Conversion" then Column BA (AMOUNT) only will be converted based on selected currency (Column L) and Column BB (TAXES) value (INR) will be added to the converted values.
Note on K72: gepadmin: 1. If you choose "Full Conversion" then Column BA (AMOUNT) and Column BB (TAXES) BOTH values will be convert based on selected Currency in (Column L). 2. If you choose "Partial Conversion" then Column BA (AMOUNT) only will be converted based on selected currency (Column L) and Column BB (TAXES) value (INR) will be added to the converted values.
Note on K74: gepadmin: 1. If you choose "Full Conversion" then Column BA (AMOUNT) and Column BB (TAXES) BOTH values will be convert based on selected Currency in (Column L). 2. If you choose "Partial Conversion" then Column BA (AMOUNT) only will be converted based on selected currency (Column L) and Column BB (TAXES) value (INR) will be added to the converted values.
Note on K75: gepadmin: 1. If you choose "Full Conversion" then Column BA (AMOUNT) and Column BB (TAXES) BOTH values will be convert based on selected Currency in (Column L). 2. If you choose "Partial Conversion" then Column BA (AMOUNT) only will be converted based on selected currency (Column L) and Column BB (TAXES) value (INR) will be added to the converted values.
Note on K78: gepadmin: 1. If you choose "Full Conversion" then Column BA (AMOUNT) and Column BB (TAXES) BOTH values will be convert based on selected Currency in (Column L). 2. If you choose "Partial Conversion" then Column BA (AMOUNT) only will be converted based on selected currency (Column L) and Column BB (TAXES) value (INR) will be added to the converted values.
Note on K80: gepadmin: 1. If you choose "Full Conversion" then Column BA (AMOUNT) and Column BB (TAXES) BOTH values will be convert based on selected Currency in (Column L). 2. If you choose "Partial Conversion" then Column BA (AMOUNT) only will be converted based on selected currency (Column L) and Column BB (TAXES) value (INR) will be added to the converted values.
Note on K82: gepadmin: 1. If you choose "Full Conversion" then Column BA (AMOUNT) and Column BB (TAXES) BOTH values will be convert based on selected Currency in (Column L). 2. If you choose "Partial Conversion" then Column BA (AMOUNT) only will be converted based on selected currency (Column L) and Column BB (TAXES) value (INR) will be added to the converted values.
Note on K84: gepadmin: 1. If you choose "Full Conversion" then Column BA (AMOUNT) and Column BB (TAXES) BOTH values will be convert based on selected Currency in (Column L). 2. If you choose "Partial Conversion" then Column BA (AMOUNT) only will be converted based on selected currency (Column L) and Column BB (TAXES) value (INR) will be added to the converted values.
Note on K85: gepadmin: 1. If you choose "Full Conversion" then Column BA (AMOUNT) and Column BB (TAXES) BOTH values will be convert based on selected Currency in (Column L). 2. If you choose "Partial Conversion" then Column BA (AMOUNT) only will be converted based on selected currency (Column L) and Column BB (TAXES) value (INR) will be added to the converted values.
Note on K88: gepadmin: 1. If you choose "Full Conversion" then Column BA (AMOUNT) and Column BB (TAXES) BOTH values will be convert based on selected Currency in (Column L). 2. If you choose "Partial Conversion" then Column BA (AMOUNT) only will be converted based on selected currency (Column L) and Column BB (TAXES) value (INR) will be added to the converted values.
Note on K90: gepadmin: 1. If you choose "Full Conversion" then Column BA (AMOUNT) and Column BB (TAXES) BOTH values will be convert based on selected Currency in (Column L). 2. If you choose "Partial Conversion" then Column BA (AMOUNT) only will be converted based on selected currency (Column L) and Column BB (TAXES) value (INR) will be added to the converted values.
Note on K92: gepadmin: 1. If you choose "Full Conversion" then Column BA (AMOUNT) and Column BB (TAXES) BOTH values will be convert based on selected Currency in (Column L). 2. If you choose "Partial Conversion" then Column BA (AMOUNT) only will be converted based on selected currency (Column L) and Column BB (TAXES) value (INR) will be added to the converted values.
Note on K95: gepadmin: 1. If you choose "Full Conversion" then Column BA (AMOUNT) and Column BB (TAXES) BOTH values will be convert based on selected Currency in (Column L). 2. If you choose "Partial Conversion" then Column BA (AMOUNT) only will be converted based on selected currency (Column L) and Column BB (TAXES) value (INR) will be added to the converted values.
Note on K97: gepadmin: 1. If you choose "Full Conversion" then Column BA (AMOUNT) and Column BB (TAXES) BOTH values will be convert based on selected Currency in (Column L). 2. If you choose "Partial Conversion" then Column BA (AMOUNT) only will be converted based on selected currency (Column L) and Column BB (TAXES) value (INR) will be added to the converted values.
Note on K98: gepadmin: 1. If you choose "Full Conversion" then Column BA (AMOUNT) and Column BB (TAXES) BOTH values will be convert based on selected Currency in (Column L). 2. If you choose "Partial Conversion" then Column BA (AMOUNT) only will be converted based on selected currency (Column L) and Column BB (TAXES) value (INR) will be added to the converted values.
Note on K100: gepadmin: 1. If you choose "Full Conversion" then Column BA (AMOUNT) and Column BB (TAXES) BOTH values will be convert based on selected Currency in (Column L). 2. If you choose "Partial Conversion" then Column BA (AMOUNT) only will be converted based on selected currency (Column L) and Column BB (TAXES) value (INR) will be added to the converted values.
Note on K103: gepadmin: 1. If you choose "Full Conversion" then Column BA (AMOUNT) and Column BB (TAXES) BOTH values will be convert based on selected Currency in (Column L). 2. If you choose "Partial Conversion" then Column BA (AMOUNT) only will be converted based on selected currency (Column L) and Column BB (TAXES) value (INR) will be added to the converted values.
Note on K105: gepadmin: 1. If you choose "Full Conversion" then Column BA (AMOUNT) and Column BB (TAXES) BOTH values will be convert based on selected Currency in (Column L). 2. If you choose "Partial Conversion" then Column BA (AMOUNT) only will be converted based on selected currency (Column L) and Column BB (TAXES) value (INR) will be added to the converted values.
Note on K107: gepadmin: 1. If you choose "Full Conversion" then Column BA (AMOUNT) and Column BB (TAXES) BOTH values will be convert based on selected Currency in (Column L). 2. If you choose "Partial Conversion" then Column BA (AMOUNT) only will be converted based on selected currency (Column L) and Column BB (TAXES) value (INR) will be added to the converted values.
Note on K110: gepadmin: 1. If you choose "Full Conversion" then Column BA (AMOUNT) and Column BB (TAXES) BOTH values will be convert based on selected Currency in (Column L). 2. If you choose "Partial Conversion" then Column BA (AMOUNT) only will be converted based on selected currency (Column L) and Column BB (TAXES) value (INR) will be added to the converted values.
Note on K112: gepadmin: 1. If you choose "Full Conversion" then Column BA (AMOUNT) and Column BB (TAXES) BOTH values will be convert based on selected Currency in (Column L). 2. If you choose "Partial Conversion" then Column BA (AMOUNT) only will be converted based on selected currency (Column L) and Column BB (TAXES) value (INR) will be added to the converted values.
Note on K114: gepadmin: 1. If you choose "Full Conversion" then Column BA (AMOUNT) and Column BB (TAXES) BOTH values will be convert based on selected Currency in (Column L). 2. If you choose "Partial Conversion" then Column BA (AMOUNT) only will be converted based on selected currency (Column L) and Column BB (TAXES) value (INR) will be added to the converted values.
Note on K116: gepadmin: 1. If you choose "Full Conversion" then Column BA (AMOUNT) and Column BB (TAXES) BOTH values will be convert based on selected Currency in (Column L). 2. If you choose "Partial Conversion" then Column BA (AMOUNT) only will be converted based on selected currency (Column L) and Column BB (TAXES) value (INR) will be added to the converted values.
Note on K118: gepadmin: 1. If you choose "Full Conversion" then Column BA (AMOUNT) and Column BB (TAXES) BOTH values will be convert based on selected Currency in (Column L). 2. If you choose "Partial Conversion" then Column BA (AMOUNT) only will be converted based on selected currency (Column L) and Column BB (TAXES) value (INR) will be added to the converted values.
Note on K120: gepadmin: 1. If you choose "Full Conversion" then Column BA (AMOUNT) and Column BB (TAXES) BOTH values will be convert based on selected Currency in (Column L). 2. If you choose "Partial Conversion" then Column BA (AMOUNT) only will be converted based on selected currency (Column L) and Column BB (TAXES) value (INR) will be added to the converted values.
Note on K122: gepadmin: 1. If you choose "Full Conversion" then Column BA (AMOUNT) and Column BB (TAXES) BOTH values will be convert based on selected Currency in (Column L). 2. If you choose "Partial Conversion" then Column BA (AMOUNT) only will be converted based on selected currency (Column L) and Column BB (TAXES) value (INR) will be added to the converted values.
Note on K124: gepadmin: 1. If you choose "Full Conversion" then Column BA (AMOUNT) and Column BB (TAXES) BOTH values will be convert based on selected Currency in (Column L). 2. If you choose "Partial Conversion" then Column BA (AMOUNT) only will be converted based on selected currency (Column L) and Column BB (TAXES) value (INR) will be added to the converted values.
Note on K125: gepadmin: 1. If you choose "Full Conversion" then Column BA (AMOUNT) and Column BB (TAXES) BOTH values will be convert based on selected Currency in (Column L). 2. If you choose "Partial Conversion" then Column BA (AMOUNT) only will be converted based on selected currency (Column L) and Column BB (TAXES) value (INR) will be added to the converted values.
Note on K127: gepadmin: 1. If you choose "Full Conversion" then Column BA (AMOUNT) and Column BB (TAXES) BOTH values will be convert based on selected Currency in (Column L). 2. If you choose "Partial Conversion" then Column BA (AMOUNT) only will be converted based on selected currency (Column L) and Column BB (TAXES) value (INR) will be added to the converted values.
Note on K128: gepadmin: 1. If you choose "Full Conversion" then Column BA (AMOUNT) and Column BB (TAXES) BOTH values will be convert based on selected Currency in (Column L). 2. If you choose "Partial Conversion" then Column BA (AMOUNT) only will be converted based on selected currency (Column L) and Column BB (TAXES) value (INR) will be added to the converted values.
Note on K129: gepadmin: 1. If you choose "Full Conversion" then Column BA (AMOUNT) and Column BB (TAXES) BOTH values will be convert based on selected Currency in (Column L). 2. If you choose "Partial Conversion" then Column BA (AMOUNT) only will be converted based on selected currency (Column L) and Column BB (TAXES) value (INR) will be added to the converted values.
Note on K131: gepadmin: 1. If you choose "Full Conversion" then Column BA (AMOUNT) and Column BB (TAXES) BOTH values will be convert based on selected Currency in (Column L). 2. If you choose "Partial Conversion" then Column BA (AMOUNT) only will be converted based on selected currency (Column L) and Column BB (TAXES) value (INR) will be added to the converted values.
Note on K133: gepadmin: 1. If you choose "Full Conversion" then Column BA (AMOUNT) and Column BB (TAXES) BOTH values will be convert based on selected Currency in (Column L). 2. If you choose "Partial Conversion" then Column BA (AMOUNT) only will be converted based on selected currency (Column L) and Column BB (TAXES) value (INR) will be added to the converted values.
Note on K134: gepadmin: 1. If you choose "Full Conversion" then Column BA (AMOUNT) and Column BB (TAXES) BOTH values will be convert based on selected Currency in (Column L). 2. If you choose "Partial Conversion" then Column BA (AMOUNT) only will be converted based on selected currency (Column L) and Column BB (TAXES) value (INR) will be added to the converted values.
Note on K137: gepadmin: 1. If you choose "Full Conversion" then Column BA (AMOUNT) and Column BB (TAXES) BOTH values will be convert based on selected Currency in (Column L). 2. If you choose "Partial Conversion" then Column BA (AMOUNT) only will be converted based on selected currency (Column L) and Column BB (TAXES) value (INR) will be added to the converted values.
Note on K139: gepadmin: 1. If you choose "Full Conversion" then Column BA (AMOUNT) and Column BB (TAXES) BOTH values will be convert based on selected Currency in (Column L). 2. If you choose "Partial Conversion" then Column BA (AMOUNT) only will be converted based on selected currency (Column L) and Column BB (TAXES) value (INR) will be added to the converted values.
Note on K140: gepadmin: 1. If you choose "Full Conversion" then Column BA (AMOUNT) and Column BB (TAXES) BOTH values will be convert based on selected Currency in (Column L). 2. If you choose "Partial Conversion" then Column BA (AMOUNT) only will be converted based on selected currency (Column L) and Column BB (TAXES) value (INR) will be added to the converted values.
Note on K141: gepadmin: 1. If you choose "Full Conversion" then Column BA (AMOUNT) and Column BB (TAXES) BOTH values will be convert based on selected Currency in (Column L). 2. If you choose "Partial Conversion" then Column BA (AMOUNT) only will be converted based on selected currency (Column L) and Column BB (TAXES) value (INR) will be added to the converted values.
Note on K142: gepadmin: 1. If you choose "Full Conversion" then Column BA (AMOUNT) and Column BB (TAXES) BOTH values will be convert based on selected Currency in (Column L). 2. If you choose "Partial Conversion" then Column BA (AMOUNT) only will be converted based on selected currency (Column L) and Column BB (TAXES) value (INR) will be added to the converted values.
Note on K145: gepadmin: 1. If you choose "Full Conversion" then Column BA (AMOUNT) and Column BB (TAXES) BOTH values will be convert based on selected Currency in (Column L). 2. If you choose "Partial Conversion" then Column BA (AMOUNT) only will be converted based on selected currency (Column L) and Column BB (TAXES) value (INR) will be added to the converted values.
Note on K146: gepadmin: 1. If you choose "Full Conversion" then Column BA (AMOUNT) and Column BB (TAXES) BOTH values will be convert based on selected Currency in (Column L). 2. If you choose "Partial Conversion" then Column BA (AMOUNT) only will be converted based on selected currency (Column L) and Column BB (TAXES) value (INR) will be added to the converted values.
Note on K147: gepadmin: 1. If you choose "Full Conversion" then Column BA (AMOUNT) and Column BB (TAXES) BOTH values will be convert based on selected Currency in (Column L). 2. If you choose "Partial Conversion" then Column BA (AMOUNT) only will be converted based on selected currency (Column L) and Column BB (TAXES) value (INR) will be added to the converted values.
Note on K148: gepadmin: 1. If you choose "Full Conversion" then Column BA (AMOUNT) and Column BB (TAXES) BOTH values will be convert based on selected Currency in (Column L). 2. If you choose "Partial Conversion" then Column BA (AMOUNT) only will be converted based on selected currency (Column L) and Column BB (TAXES) value (INR) will be added to the converted values.
Note on K150: gepadmin: 1. If you choose "Full Conversion" then Column BA (AMOUNT) and Column BB (TAXES) BOTH values will be convert based on selected Currency in (Column L). 2. If you choose "Partial Conversion" then Column BA (AMOUNT) only will be converted based on selected currency (Column L) and Column BB (TAXES) value (INR) will be added to the converted values.
Note on K152: gepadmin: 1. If you choose "Full Conversion" then Column BA (AMOUNT) and Column BB (TAXES) BOTH values will be convert based on selected Currency in (Column L). 2. If you choose "Partial Conversion" then Column BA (AMOUNT) only will be converted based on selected currency (Column L) and Column BB (TAXES) value (INR) will be added to the converted values.
Note on K154: gepadmin: 1. If you choose "Full Conversion" then Column BA (AMOUNT) and Column BB (TAXES) BOTH values will be convert based on selected Currency in (Column L). 2. If you choose "Partial Conversion" then Column BA (AMOUNT) only will be converted based on selected currency (Column L) and Column BB (TAXES) value (INR) will be added to the converted values.
Note on K156: gepadmin: 1. If you choose "Full Conversion" then Column BA (AMOUNT) and Column BB (TAXES) BOTH values will be convert based on selected Currency in (Column L). 2. If you choose "Partial Conversion" then Column BA (AMOUNT) only will be converted based on selected currency (Column L) and Column BB (TAXES) value (INR) will be added to the converted values.
Note on K157: gepadmin: 1. If you choose "Full Conversion" then Column BA (AMOUNT) and Column BB (TAXES) BOTH values will be convert based on selected Currency in (Column L). 2. If you choose "Partial Conversion" then Column BA (AMOUNT) only will be converted based on selected currency (Column L) and Column BB (TAXES) value (INR) will be added to the converted values.
Note on K158: gepadmin: 1. If you choose "Full Conversion" then Column BA (AMOUNT) and Column BB (TAXES) BOTH values will be convert based on selected Currency in (Column L). 2. If you choose "Partial Conversion" then Column BA (AMOUNT) only will be converted based on selected currency (Column L) and Column BB (TAXES) value (INR) will be added to the converted values.
Note on K161: gepadmin: 1. If you choose "Full Conversion" then Column BA (AMOUNT) and Column BB (TAXES) BOTH values will be convert based on selected Currency in (Column L). 2. If you choose "Partial Conversion" then Column BA (AMOUNT) only will be converted based on selected currency (Column L) and Column BB (TAXES) value (INR) will be added to the converted values.
Note on K163: gepadmin: 1. If you choose "Full Conversion" then Column BA (AMOUNT) and Column BB (TAXES) BOTH values will be convert based on selected Currency in (Column L). 2. If you choose "Partial Conversion" then Column BA (AMOUNT) only will be converted based on selected currency (Column L) and Column BB (TAXES) value (INR) will be added to the converted values.
Note on K164: gepadmin: 1. If you choose "Full Conversion" then Column BA (AMOUNT) and Column BB (TAXES) BOTH values will be convert based on selected Currency in (Column L). 2. If you choose "Partial Conversion" then Column BA (AMOUNT) only will be converted based on selected currency (Column L) and Column BB (TAXES) value (INR) will be added to the converted values.
Note on K165: gepadmin: 1. If you choose "Full Conversion" then Column BA (AMOUNT) and Column BB (TAXES) BOTH values will be convert based on selected Currency in (Column L). 2. If you choose "Partial Conversion" then Column BA (AMOUNT) only will be converted based on selected currency (Column L) and Column BB (TAXES) value (INR) will be added to the converted values.
Note on K167: gepadmin: 1. If you choose "Full Conversion" then Column BA (AMOUNT) and Column BB (TAXES) BOTH values will be convert based on selected Currency in (Column L). 2. If you choose "Partial Conversion" then Column BA (AMOUNT) only will be converted based on selected currency (Column L) and Column BB (TAXES) value (INR) will be added to the converted values.
Note on K168: gepadmin: 1. If you choose "Full Conversion" then Column BA (AMOUNT) and Column BB (TAXES) BOTH values will be convert based on selected Currency in (Column L). 2. If you choose "Partial Conversion" then Column BA (AMOUNT) only will be converted based on selected currency (Column L) and Column BB (TAXES) value (INR) will be added to the converted values.
Note on K171: gepadmin: 1. If you choose "Full Conversion" then Column BA (AMOUNT) and Column BB (TAXES) BOTH values will be convert based on selected Currency in (Column L). 2. If you choose "Partial Conversion" then Column BA (AMOUNT) only will be converted based on selected currency (Column L) and Column BB (TAXES) value (INR) will be added to the converted values.
Note on K173: gepadmin: 1. If you choose "Full Conversion" then Column BA (AMOUNT) and Column BB (TAXES) BOTH values will be convert based on selected Currency in (Column L). 2. If you choose "Partial Conversion" then Column BA (AMOUNT) only will be converted based on selected currency (Column L) and Column BB (TAXES) value (INR) will be added to the converted values.
Note on K176: gepadmin: 1. If you choose "Full Conversion" then Column BA (AMOUNT) and Column BB (TAXES) BOTH values will be convert based on selected Currency in (Column L). 2. If you choose "Partial Conversion" then Column BA (AMOUNT) only will be converted based on selected currency (Column L) and Column BB (TAXES) value (INR) will be added to the converted values.
Note on K179: gepadmin: 1. If you choose "Full Conversion" then Column BA (AMOUNT) and Column BB (TAXES) BOTH values will be convert based on selected Currency in (Column L). 2. If you choose "Partial Conversion" then Column BA (AMOUNT) only will be converted based on selected currency (Column L) and Column BB (TAXES) value (INR) will be added to the converted values.
Note on K180: gepadmin: 1. If you choose "Full Conversion" then Column BA (AMOUNT) and Column BB (TAXES) BOTH values will be convert based on selected Currency in (Column L). 2. If you choose "Partial Conversion" then Column BA (AMOUNT) only will be converted based on selected currency (Column L) and Column BB (TAXES) value (INR) will be added to the converted values.
Note on K182: gepadmin: 1. If you choose "Full Conversion" then Column BA (AMOUNT) and Column BB (TAXES) BOTH values will be convert based on selected Currency in (Column L). 2. If you choose "Partial Conversion" then Column BA (AMOUNT) only will be converted based on selected currency (Column L) and Column BB (TAXES) value (INR) will be added to the converted values.
Note on K184: gepadmin: 1. If you choose "Full Conversion" then Column BA (AMOUNT) and Column BB (TAXES) BOTH values will be convert based on selected Currency in (Column L). 2. If you choose "Partial Conversion" then Column BA (AMOUNT) only will be converted based on selected currency (Column L) and Column BB (TAXES) value (INR) will be added to the converted values.
Note on K185: gepadmin: 1. If you choose "Full Conversion" then Column BA (AMOUNT) and Column BB (TAXES) BOTH values will be convert based on selected Currency in (Column L). 2. If you choose "Partial Conversion" then Column BA (AMOUNT) only will be converted based on selected currency (Column L) and Column BB (TAXES) value (INR) will be added to the converted values.
Note on K186: gepadmin: 1. If you choose "Full Conversion" then Column BA (AMOUNT) and Column BB (TAXES) BOTH values will be convert based on selected Currency in (Column L). 2. If you choose "Partial Conversion" then Column BA (AMOUNT) only will be converted based on selected currency (Column L) and Column BB (TAXES) value (INR) will be added to the converted values.
Note on K188: gepadmin: 1. If you choose "Full Conversion" then Column BA (AMOUNT) and Column BB (TAXES) BOTH values will be convert based on selected Currency in (Column L). 2. If you choose "Partial Conversion" then Column BA (AMOUNT) only will be converted based on selected currency (Column L) and Column BB (TAXES) value (INR) will be added to the converted values.
Note on K189: gepadmin: 1. If you choose "Full Conversion" then Column BA (AMOUNT) and Column BB (TAXES) BOTH values will be convert based on selected Currency in (Column L). 2. If you choose "Partial Conversion" then Column BA (AMOUNT) only will be converted based on selected currency (Column L) and Column BB (TAXES) value (INR) will be added to the converted values.
Note on K191: gepadmin: 1. If you choose "Full Conversion" then Column BA (AMOUNT) and Column BB (TAXES) BOTH values will be convert based on selected Currency in (Column L). 2. If you choose "Partial Conversion" then Column BA (AMOUNT) only will be converted based on selected currency (Column L) and Column BB (TAXES) value (INR) will be added to the converted values.
Note on K193: gepadmin: 1. If you choose "Full Conversion" then Column BA (AMOUNT) and Column BB (TAXES) BOTH values will be convert based on selected Currency in (Column L). 2. If you choose "Partial Conversion" then Column BA (AMOUNT) only will be converted based on selected currency (Column L) and Column BB (TAXES) value (INR) will be added to the converted values.
Note on K196: gepadmin: 1. If you choose "Full Conversion" then Column BA (AMOUNT) and Column BB (TAXES) BOTH values will be convert based on selected Currency in (Column L). 2. If you choose "Partial Conversion" then Column BA (AMOUNT) only will be converted based on selected currency (Column L) and Column BB (TAXES) value (INR) will be added to the converted values.
Note on K198: gepadmin: 1. If you choose "Full Conversion" then Column BA (AMOUNT) and Column BB (TAXES) BOTH values will be convert based on selected Currency in (Column L). 2. If you choose "Partial Conversion" then Column BA (AMOUNT) only will be converted based on selected currency (Column L) and Column BB (TAXES) value (INR) will be added to the converted values.
Note on K200: gepadmin: 1. If you choose "Full Conversion" then Column BA (AMOUNT) and Column BB (TAXES) BOTH values will be convert based on selected Currency in (Column L). 2. If you choose "Partial Conversion" then Column BA (AMOUNT) only will be converted based on selected currency (Column L) and Column BB (TAXES) value (INR) will be added to the converted values.
Note on K202: gepadmin: 1. If you choose "Full Conversion" then Column BA (AMOUNT) and Column BB (TAXES) BOTH values will be convert based on selected Currency in (Column L). 2. If you choose "Partial Conversion" then Column BA (AMOUNT) only will be converted based on selected currency (Column L) and Column BB (TAXES) value (INR) will be added to the converted values.
Note on K204: gepadmin: 1. If you choose "Full Conversion" then Column BA (AMOUNT) and Column BB (TAXES) BOTH values will be convert based on selected Currency in (Column L). 2. If you choose "Partial Conversion" then Column BA (AMOUNT) only will be converted based on selected currency (Column L) and Column BB (TAXES) value (INR) will be added to the converted values.
Note on K206: gepadmin: 1. If you choose "Full Conversion" then Column BA (AMOUNT) and Column BB (TAXES) BOTH values will be convert based on selected Currency in (Column L). 2. If you choose "Partial Conversion" then Column BA (AMOUNT) only will be converted based on selected currency (Column L) and Column BB (TAXES) value (INR) will be added to the converted values.
Note on K207: gepadmin: 1. If you choose "Full Conversion" then Column BA (AMOUNT) and Column BB (TAXES) BOTH values will be convert based on selected Currency in (Column L). 2. If you choose "Partial Conversion" then Column BA (AMOUNT) only will be converted based on selected currency (Column L) and Column BB (TAXES) value (INR) will be added to the converted values.
Note on K209: gepadmin: 1. If you choose "Full Conversion" then Column BA (AMOUNT) and Column BB (TAXES) BOTH values will be convert based on selected Currency in (Column L). 2. If you choose "Partial Conversion" then Column BA (AMOUNT) only will be converted based on selected currency (Column L) and Column BB (TAXES) value (INR) will be added to the converted values.
Note on K210: gepadmin: 1. If you choose "Full Conversion" then Column BA (AMOUNT) and Column BB (TAXES) BOTH values will be convert based on selected Currency in (Column L). 2. If you choose "Partial Conversion" then Column BA (AMOUNT) only will be converted based on selected currency (Column L) and Column BB (TAXES) value (INR) will be added to the converted values.
Note on K214: gepadmin: 1. If you choose "Full Conversion" then Column BA (AMOUNT) and Column BB (TAXES) BOTH values will be convert based on selected Currency in (Column L). 2. If you choose "Partial Conversion" then Column BA (AMOUNT) only will be converted based on selected currency (Column L) and Column BB (TAXES) value (INR) will be added to the converted values.
Note on K216: gepadmin: 1. If you choose "Full Conversion" then Column BA (AMOUNT) and Column BB (TAXES) BOTH values will be convert based on selected Currency in (Column L). 2. If you choose "Partial Conversion" then Column BA (AMOUNT) only will be converted based on selected currency (Column L) and Column BB (TAXES) value (INR) will be added to the converted values.
Note on K218: gepadmin: 1. If you choose "Full Conversion" then Column BA (AMOUNT) and Column BB (TAXES) BOTH values will be convert based on selected Currency in (Column L). 2. If you choose "Partial Conversion" then Column BA (AMOUNT) only will be converted based on selected currency (Column L) and Column BB (TAXES) value (INR) will be added to the converted values.
Note on K220: gepadmin: 1. If you choose "Full Conversion" then Column BA (AMOUNT) and Column BB (TAXES) BOTH values will be convert based on selected Currency in (Column L). 2. If you choose "Partial Conversion" then Column BA (AMOUNT) only will be converted based on selected currency (Column L) and Column BB (TAXES) value (INR) will be added to the converted values.
Note on K222: gepadmin: 1. If you choose "Full Conversion" then Column BA (AMOUNT) and Column BB (TAXES) BOTH values will be convert based on selected Currency in (Column L). 2. If you choose "Partial Conversion" then Column BA (AMOUNT) only will be converted based on selected currency (Column L) and Column BB (TAXES) value (INR) will be added to the converted values.
Note on K225: gepadmin: 1. If you choose "Full Conversion" then Column BA (AMOUNT) and Column BB (TAXES) BOTH values will be convert based on selected Currency in (Column L). 2. If you choose "Partial Conversion" then Column BA (AMOUNT) only will be converted based on selected currency (Column L) and Column BB (TAXES) value (INR) will be added to the converted values.
Note on K227: gepadmin: 1. If you choose "Full Conversion" then Column BA (AMOUNT) and Column BB (TAXES) BOTH values will be convert based on selected Currency in (Column L). 2. If you choose "Partial Conversion" then Column BA (AMOUNT) only will be converted based on selected currency (Column L) and Column BB (TAXES) value (INR) will be added to the converted values.
Note on K229: gepadmin: 1. If you choose "Full Conversion" then Column BA (AMOUNT) and Column BB (TAXES) BOTH values will be convert based on selected Currency in (Column L). 2. If you choose "Partial Conversion" then Column BA (AMOUNT) only will be converted based on selected currency (Column L) and Column BB (TAXES) value (INR) will be added to the converted values.
Note on K231: gepadmin: 1. If you choose "Full Conversion" then Column BA (AMOUNT) and Column BB (TAXES) BOTH values will be convert based on selected Currency in (Column L). 2. If you choose "Partial Conversion" then Column BA (AMOUNT) only will be converted based on selected currency (Column L) and Column BB (TAXES) value (INR) will be added to the converted values.
Note on K232: gepadmin: 1. If you choose "Full Conversion" then Column BA (AMOUNT) and Column BB (TAXES) BOTH values will be convert based on selected Currency in (Column L). 2. If you choose "Partial Conversion" then Column BA (AMOUNT) only will be converted based on selected currency (Column L) and Column BB (TAXES) value (INR) will be added to the converted values.
Note on K233: gepadmin: 1. If you choose "Full Conversion" then Column BA (AMOUNT) and Column BB (TAXES) BOTH values will be convert based on selected Currency in (Column L). 2. If you choose "Partial Conversion" then Column BA (AMOUNT) only will be converted based on selected currency (Column L) and Column BB (TAXES) value (INR) will be added to the converted values.
Note on K234: gepadmin: 1. If you choose "Full Conversion" then Column BA (AMOUNT) and Column BB (TAXES) BOTH values will be convert based on selected Currency in (Column L). 2. If you choose "Partial Conversion" then Column BA (AMOUNT) only will be converted based on selected currency (Column L) and Column BB (TAXES) value (INR) will be added to the converted values.
Note on K235: gepadmin: 1. If you choose "Full Conversion" then Column BA (AMOUNT) and Column BB (TAXES) BOTH values will be convert based on selected Currency in (Column L). 2. If you choose "Partial Conversion" then Column BA (AMOUNT) only will be converted based on selected currency (Column L) and Column BB (TAXES) value (INR) will be added to the converted values.
Note on K236: gepadmin: 1. If you choose "Full Conversion" then Column BA (AMOUNT) and Column BB (TAXES) BOTH values will be convert based on selected Currency in (Column L). 2. If you choose "Partial Conversion" then Column BA (AMOUNT) only will be converted based on selected currency (Column L) and Column BB (TAXES) value (INR) will be added to the converted values.
Note on K237: gepadmin: 1. If you choose "Full Conversion" then Column BA (AMOUNT) and Column BB (TAXES) BOTH values will be convert based on selected Currency in (Column L). 2. If you choose "Partial Conversion" then Column BA (AMOUNT) only will be converted based on selected currency (Column L) and Column BB (TAXES) value (INR) will be added to the converted values.
Note on K238: gepadmin: 1. If you choose "Full Conversion" then Column BA (AMOUNT) and Column BB (TAXES) BOTH values will be convert based on selected Currency in (Column L). 2. If you choose "Partial Conversion" then Column BA (AMOUNT) only will be converted based on selected currency (Column L) and Column BB (TAXES) value (INR) will be added to the converted values.
Note on K239: gepadmin: 1. If you choose "Full Conversion" then Column BA (AMOUNT) and Column BB (TAXES) BOTH values will be convert based on selected Currency in (Column L). 2. If you choose "Partial Conversion" then Column BA (AMOUNT) only will be converted based on selected currency (Column L) and Column BB (TAXES) value (INR) will be added to the converted values.
Note on K240: gepadmin: 1. If you choose "Full Conversion" then Column BA (AMOUNT) and Column BB (TAXES) BOTH values will be convert based on selected Currency in (Column L). 2. If you choose "Partial Conversion" then Column BA (AMOUNT) only will be converted based on selected currency (Column L) and Column BB (TAXES) value (INR) will be added to the converted values.
Note on K241: gepadmin: 1. If you choose "Full Conversion" then Column BA (AMOUNT) and Column BB (TAXES) BOTH values will be convert based on selected Currency in (Column L). 2. If you choose "Partial Conversion" then Column BA (AMOUNT) only will be converted based on selected currency (Column L) and Column BB (TAXES) value (INR) will be added to the converted values.
Note on K242: gepadmin: 1. If you choose "Full Conversion" then Column BA (AMOUNT) and Column BB (TAXES) BOTH values will be convert based on selected Currency in (Column L). 2. If you choose "Partial Conversion" then Column BA (AMOUNT) only will be converted based on selected currency (Column L) and Column BB (TAXES) value (INR) will be added to the converted values.
Note on K243: gepadmin: 1. If you choose "Full Conversion" then Column BA (AMOUNT) and Column BB (TAXES) BOTH values will be convert based on selected Currency in (Column L). 2. If you choose "Partial Conversion" then Column BA (AMOUNT) only will be converted based on selected currency (Column L) and Column BB (TAXES) value (INR) will be added to the converted values.
Note on K244: gepadmin: 1. If you choose "Full Conversion" then Column BA (AMOUNT) and Column BB (TAXES) BOTH values will be convert based on selected Currency in (Column L). 2. If you choose "Partial Conversion" then Column BA (AMOUNT) only will be converted based on selected currency (Column L) and Column BB (TAXES) value (INR) will be added to the converted values.
Note on K245: gepadmin: 1. If you choose "Full Conversion" then Column BA (AMOUNT) and Column BB (TAXES) BOTH values will be convert based on selected Currency in (Column L). 2. If you choose "Partial Conversion" then Column BA (AMOUNT) only will be converted based on selected currency (Column L) and Column BB (TAXES) value (INR) will be added to the converted values.
Validate
Print
Help

## Macros
Please Enable Macros to View BoQ information