## BoQ1 (hidden)
Percentage BoQ
BoQ_Ver3.1 | Percentage | Normal | INR Only | INR
Select, At Par, Excess (+), Less (-) |  | IOCL
Tender Inviting Authority: Superintending Engineer, IWD, IIT, Kanpur
Name of Work: Construction of toilet with changing room for Boys & Girls at Hockey / Football ground.
Contract No: 12/Civil/D1/2024-25
Name of the Bidder/ Bidding Firm / Company :
PRICE SCHEDULE (This BOQ template must not be modified/replaced by the bidder and the same should be uploaded after filling the relevant columns, else the bidder is liable to be rejected for this tender. Bidders are allowed to enter the Bidder Name and Values only )
NUMBER # | TEXT # | TEXT # | NUMBER # | TEXT # | NUMBER | NUMBER | TEXT | TEXT # | NUMBER # | TEXT# | TEXT # | NUMBER # | NUMBER | NUMBER | NUMBER | NUMBER | TEXT | TEXT | NUMBER | NUMBER | NUMBER | NUMBER | TEXT | TEXT | NUMBER | NUMBER | NUMBER | NUMBER | TEXT | TEXT | NUMBER | NUMBER | NUMBER | NUMBER | TEXT | TEXT | NUMBER | NUMBER | NUMBER | NUMBER | TEXT | TEXT | NUMBER | NUMBER | NUMBER # | NUMBER # | TEXT | TEXT | NUMBER # | NUMBER # | DATE | NUMBER # | NUMBER # | TEXT #
Sl. No. | Item Description | Item Code / Make | Quantity | Units | Estimated Rate in Rs. P |  |  | Addition / Deduction | Addition / Deduction Values | Currency Convertion against each Item | Quoted Currency in INR / Other Currency | BASIC RATE In Figures To be entered by the Bidder Rs. P | Excise Duty | VAT | Freight Charges ( Unloading & Stacking) | Any Other Taxes/Duties/Levies |  |  | Other Taxes 2 | IIIrd Party i.e DGS&D / RITES etc Inspection Charges @0.34%+Service Tax | Less for Cenvat Credit,if any respect of Supplies Under full Excise Duty Category | [30 empty] | TOTAL AMOUNT Without Taxes in Rs. P | TOTAL AMOUNT With Taxes | TOTAL AMOUNT In Words
1 | 2 | 3 | 4 | 5 | 6 | 7 | 8 | 9 | 10 | 11 | 12 | 13 | 14 | 15 | 16 | 17 | 18 | 19 | 20 | 21 | 22 | 23 | 24 | 25 | 26 | 27 | 28 | 29 | 30 | 31 | 32 | 33 | 34 | 35 | 36 | 37 | 38 | 39 | 40 | 41 | 42 | 43 | 44 | 45 | 46 | 47 | 48 | 49 | 50 | 51 | 52 | 7 | 54 | 8
1 | EARTH WORK | [53 empty] | 1 | EARTH WORK
1.01 | Earth work in excavation by mechanical means (Hydraulic excavator) / manual means in foundation trenches or drains (not exceeding 1.5 m in width or 10 sqm on plan), including dressing of sides and ramming of bottoms, for all lift, including getting out the excavated soil and disposal of surplus excavated soil as directed, within a lead of 50 m. | [53 empty] | 1.01 | Earth work in excavation by mechanical means (Hydraulic excavator) / manual means in foundation trenches or drains (not exceeding 1.5 m in width or 10 sqm on plan), including dressing of sides and ramming of bottoms, for all lift, including getting out the excavated soil and disposal of surplus excavated soil as directed, within a lead of 50 m.
1.02 | All kinds of soil. |  | 26 | cum | 214.65 |  |  | Excess(+) | 1 | Full Conversion | INR | [40 empty] | #VALUE! | #VALUE! | #VALUE! | 1.02 | All kinds of soil. |  | 26 | cum
1.03 | Excavating trenches by mechinical / manual means of required width for pipes, cables, etc including excavation for sockets, and dressing of sides, ramming of bottoms, for all depth, including getting out the excavated soil, and then returning the soil as required, in layers not exceeding 20 cm in depth, including consolidating each deposited layer by ramming, watering, etc. and disposing of surplus excavated soil as directed, within a lead of 50 m: | [53 empty] | 1.03 | Excavating trenches by mechinical / manual means of required width for pipes, cables, etc including excavation for sockets, and dressing of sides, ramming of bottoms, for all depth, including getting out the excavated soil, and then returning the soil as required, in layers not exceeding 20 cm in depth, including consolidating each deposited layer by ramming, watering, etc. and disposing of surplus excavated soil as directed, within a lead of 50 m:
1.04 | All kinds of soil | [53 empty] | 1.04 | All kinds of soil
1.05 | Pipes, cables etc. exceeding 80 mm dia. but not exceeding 300 mm dia |  | 18 | metre | 290.39 |  |  | Excess(+) | 1 | Full Conversion | INR | [40 empty] | #VALUE! | #VALUE! | #VALUE! | 1.05 | Pipes, cables etc. exceeding 80 mm dia. but not exceeding 300 mm dia |  | 18 | metre
1.06 | Filling available excavated earth (excluding rock) in trenches, plinth, sides of foundations etc. in layers not exceeding 20cm in depth, consolidating each deposited layer by ramming and watering, lead up to 50 and for all lif. |  | 33 | cum | 161.62 |  |  | Excess(+) | 1 | Full Conversion | INR | [40 empty] | #VALUE! | #VALUE! | #VALUE! | 1.06 | Filling available excavated earth (excluding rock) in trenches, plinth, sides of foundations etc. in layers not exceeding 20cm in depth, consolidating each deposited layer by ramming and watering, lead up to 50 and for all lif. |  | 33 | cum
1.07 | Excavating, supplying, stacking and filling of local earth (including royalty) by mechanical transport upto a lead of 5km also including ramming and watering of the earth in layers not exceeding 20 cm in foundation trenches, plinth, sides of foundation etc. complete for all lift. |  | 18 | cum | 577.64 |  |  | Excess(+) | 1 | Full Conversion | INR | [40 empty] | #VALUE! | #VALUE! | #VALUE! | 1.07 | Excavating, supplying, stacking and filling of local earth (including royalty) by mechanical transport upto a lead of 5km also including ramming and watering of the earth in layers not exceeding 20 cm in foundation trenches, plinth, sides of foundation etc. complete for all lift. |  | 18 | cum
1.08 | Surface dressing of the ground including removing vegetation and in- equalities not exceeding 15 cm deep and disposal of rubbish, lead up to 50 m and lift up to 1.5 m. | [53 empty] | 1.08 | Surface dressing of the ground including removing vegetation and in- equalities not exceeding 15 cm deep and disposal of rubbish, lead up to 50 m and lift up to 1.5 m.
1.09 | All kinds of soil |  | 144 | sqm | 28.16 |  |  | Excess(+) | 1 | Full Conversion | INR | [40 empty] | #VALUE! | #VALUE! | #VALUE! | 1.09 | All kinds of soil |  | 144 | sqm
2 | CEMENT CONCRETE (CAST IN SITU) | [53 empty] | 2 | CEMENT CONCRETE (CAST IN SITU)
2.01 | Providing and laying in position cement concrete of specified grade excluding the cost of centering and shuttering - All work up to plinth level : | [53 empty] | 2.01 | Providing and laying in position cement concrete of specified grade excluding the cost of centering and shuttering - All work up to plinth level :
2.03 | 1:2:4 (1 cement : 2 coarse sand (zone-Ill) derived from natural sources : 4 graded stone aggregate 20 mm nominal size derived from natural sources) |  | 0.6 | cum | 6496.66 |  |  | Excess(+) | 1 | Full Conversion | INR | [40 empty] | #VALUE! | #VALUE! | #VALUE! | 2.03 | 1:2:4 (1 cement : 2 coarse sand (zone-Ill) derived from natural sources : 4 graded stone aggregate 20 mm nominal size derived from natural sources) |  | 0.6 | cum
2.04 | 1:3:6 (1 Cement : 3 coarse sand (zone-Ill) derived from natural sources : 6 graded stone aggregate 20 mm nominal size derived from natural sources) |  | 2 | cum | 6015.26 |  |  | Excess(+) | 1 | Full Conversion | INR | [40 empty] | #VALUE! | #VALUE! | #VALUE! | 2.04 | 1:3:6 (1 Cement : 3 coarse sand (zone-Ill) derived from natural sources : 6 graded stone aggregate 20 mm nominal size derived from natural sources) |  | 2 | cum
2.05 | 1:4:8 (1 Cement : 4 coarse sand (zone-Ill) derived from natural sources: 8 graded stone aggregate 40 mm nominal size derived from natural sources) |  | 5.5 | cum | 5617.22 |  |  | Excess(+) | 1 | Full Conversion | INR | [40 empty] | #VALUE! | #VALUE! | #VALUE! | 2.05 | 1:4:8 (1 Cement : 4 coarse sand (zone-Ill) derived from natural sources: 8 graded stone aggregate 40 mm nominal size derived from natural sources) |  | 5.5 | cum
2.06 | Making plinth protection 50 mm thick of cement concrete 1:3:6 (1 cement : 3 coarse sand (zone-Ill) derived from natural sources : 6 graded stone aggregate 20 mm nominal size derived from natural sources) over 75 mm thick bed of dry brick ballast 40 mm nominal size, well rammed and consolidated and grouted with fine sand, including necessary excavation, levelling & dressing & finishing the top smooth. |  | 10 | sqm | 617.88 |  |  | Excess(+) | 1 | Full Conversion | INR | [40 empty] | #VALUE! | #VALUE! | #VALUE! | 2.06 | Making plinth protection 50 mm thick of cement concrete 1:3:6 (1 cement : 3 coarse sand (zone-Ill) derived from natural sources : 6 graded stone aggregate 20 mm nominal size derived from natural sources) over 75 mm thick bed of dry brick ballast 40 mm nominal size, well rammed and consolidated and grouted with fine sand, including necessary excavation, levelling & dressing & finishing the top smooth. |  | 10 | sqm
3 | REINFORCED CEMENT CONCRETE | [53 empty] | 3 | REINFORCED CEMENT CONCRETE
3.01 | Providing and laying in position specified grade of reinforced cement concrete, excluding the cost of centering, shuttering, finishing and reinforcement - All work up to plinth level : | [53 empty] | 3.01 | Providing and laying in position specified grade of reinforced cement concrete, excluding the cost of centering, shuttering, finishing and reinforcement - All work up to plinth level :
3.02 | 1:1.5:3(1 cement: 1.5 coarse sand (zone-Ill) derived from natural sources : 3 graded stone aggregate 20 mm nominal size derived from natural sources) |  | 4.3 | cum | 7459.18 |  |  | Excess(+) | 1 | Full Conversion | INR | [40 empty] | #VALUE! | #VALUE! | #VALUE! | 3.02 | 1:1.5:3(1 cement: 1.5 coarse sand (zone-Ill) derived from natural sources : 3 graded stone aggregate 20 mm nominal size derived from natural sources) |  | 4.3 | cum
3.03 | Reinforced cement concrete work in beams, suspended floors, roofs having slope up to 15 degree landings, balconies, shelves, chajjas, lintels, bands, plain window sills, staircases and spiral stair cases above plinth level up to floor five level, excluding the cost of centering, shuttering, finishing and reinforcement with 1:1.5:3 (1 cement : 1.5 coarse sand (zone-III) derived from natural sources : 3 graded stone aggregate 20 mm nominal size derived from natural sources). |  | 14.8 | cum | 9487.51 |  |  | Excess(+) | 1 | Full Conversion | INR | [40 empty] | #VALUE! | #VALUE! | #VALUE! | 3.03 | Reinforced cement concrete work in beams, suspended floors, roofs having slope up to 15 degree landings, balconies, shelves, chajjas, lintels, bands, plain window sills, staircases and spiral stair cases above plinth level up to floor five level, excluding the cost of centering, shuttering, finishing and reinforcement with 1:1.5:3 (1 cement : 1.5 coarse sand (zone-III) derived from natural sources : 3 graded stone aggregate 20 mm nominal size derived from natural sources). |  | 14.8 | cum
3.04 | Centering and shuttering including strutting, propping etc. and removal of form for | [53 empty] | 3.04 | Centering and shuttering including strutting, propping etc. and removal of form for
3.05 | Foundations, footings, bases of columns, etc. for mass concrete |  | 23 | sqm | 323.37 |  |  | Excess(+) | 1 | Full Conversion | INR | [40 empty] | #VALUE! | #VALUE! | #VALUE! | 3.05 | Foundations, footings, bases of columns, etc. for mass concrete |  | 23 | sqm
3.06 | Suspended floors, roofs, landings, balconies and access platform |  | 77 | sqm | 764.62 |  |  | Excess(+) | 1 | Full Conversion | INR | [40 empty] | #VALUE! | #VALUE! | #VALUE! | 3.06 | Suspended floors, roofs, landings, balconies and access platform |  | 77 | sqm
3.07 | Shelves (Cast in situ) |  | 3 | sqm | 764.62 |  |  | Excess(+) | 1 | Full Conversion | INR | [40 empty] | #VALUE! | #VALUE! | #VALUE! | 3.07 | Shelves (Cast in situ) |  | 3 | sqm
3.08 | Lintels, beams, plinth beams, girders, bressumers and cantilevers |  | 64 | sqm | 607.24 |  |  | Excess(+) | 1 | Full Conversion | INR | [40 empty] | #VALUE! | #VALUE! | #VALUE! | 3.08 | Lintels, beams, plinth beams, girders, bressumers and cantilevers |  | 64 | sqm
3.09 | Columns, Pillars, Piers, Abutments, Posts and Struts |  | 19 | sqm | 792.69 |  |  | Excess(+) | 1 | Full Conversion | INR | [40 empty] | #VALUE! | #VALUE! | #VALUE! | 3.09 | Columns, Pillars, Piers, Abutments, Posts and Struts |  | 19 | sqm
3.1 | Steel reinforcement for R.C.C. work including straightening, cutting, bending, placing in position and binding all complete upto plinth level. | [53 empty] | 3.1 | Steel reinforcement for R.C.C. work including straightening, cutting, bending, placing in position and binding all complete upto plinth level.
3.11 | Thermo-Mechanically Treated bars of grade Fe-500D or more. |  | 1427 | kg | 88.93 |  |  | Excess(+) | 1 | Full Conversion | INR | [40 empty] | #VALUE! | #VALUE! | #VALUE! | 3.11 | Thermo-Mechanically Treated bars of grade Fe-500D or more. |  | 1427 | kg
3.12 | Steel reinforcement for R.C.C. work including straightening, cutting, bending, placing in position and binding all complete above plinth level. | [53 empty] | 3.12 | Steel reinforcement for R.C.C. work including straightening, cutting, bending, placing in position and binding all complete above plinth level.
3.13 | Thermo-Mechanically Treated bars of grade Fe-500D or more. |  | 1492 | kg | 88.93 |  |  | Excess(+) | 1 | Full Conversion | INR | [40 empty] | #VALUE! | #VALUE! | #VALUE! | 3.13 | Thermo-Mechanically Treated bars of grade Fe-500D or more. |  | 1492 | kg
3.14 | Add for plaster drip course/ groove in plastered surface or moulding to R.C.C. projections. |  | 15 | metre | 64.65 |  |  | Excess(+) | 1 | Full Conversion | INR | [40 empty] | #VALUE! | #VALUE! | #VALUE! | 3.14 | Add for plaster drip course/ groove in plastered surface or moulding to R.C.C. projections. |  | 15 | metre
4 | MASONRY WORK | [53 empty] | 4 | MASONRY WORK
4.01 | Brick work with common burnt clay modular bricks of class designation 7.5 in foundation and plinth in: | [53 empty] | 4.01 | Brick work with common burnt clay modular bricks of class designation 7.5 in foundation and plinth in:
4.02 | Cement Mortar 1:6(1 cement :6 coarse sand). |  | 3.7 | cum | 5191.02 |  |  | Excess(+) | 1 | Full Conversion | INR | [40 empty] | #VALUE! | #VALUE! | #VALUE! | 4.02 | Cement Mortar 1:6(1 cement :6 coarse sand). |  | 3.7 | cum
4.03 | Brick work with common burnt clay F.P.S. (non modular) bricks of class designation 7.5 in superstructure above plinth level up to floor V level in all shapes and sizes in : | [53 empty] | 4.03 | Brick work with common burnt clay F.P.S. (non modular) bricks of class designation 7.5 in superstructure above plinth level up to floor V level in all shapes and sizes in :
4.04 | Cement mortar 1:6(1 cement : 6 coarse sand) |  | 16.5 | cum | 7508.82 |  |  | Excess(+) | 1 | Full Conversion | INR | [40 empty] | #VALUE! | #VALUE! | #VALUE! | 4.04 | Cement mortar 1:6(1 cement : 6 coarse sand) |  | 16.5 | cum
4.05 | Half brick masonry with common burnt clay F.P.S. (non modular) bricks of class designation 7.5 in superstructure above plinth level up to floor V level. | [53 empty] | 4.05 | Half brick masonry with common burnt clay F.P.S. (non modular) bricks of class designation 7.5 in superstructure above plinth level up to floor V level.
4.06 | Cement mortar 1:4(1 cement :4 coarse sand) |  | 38 | sqm | 926.69 |  |  | Excess(+) | 1 | Full Conversion | INR | [40 empty] | #VALUE! | #VALUE! | #VALUE! | 4.06 | Cement mortar 1:4(1 cement :4 coarse sand) |  | 38 | sqm
4.07 | Brick edging 7cm wide 11.4 cm deep to plinth protection with common burnt clay F.P.S. (non modular) bricks of class designation 7.5 including grouting with cement mortar 1:4 (1 cement : 4 fine sand). |  | 18 | metre | 50.18 |  |  | Excess(+) | 1 | Full Conversion | INR | [40 empty] | #VALUE! | #VALUE! | #VALUE! | 4.07 | Brick edging 7cm wide 11.4 cm deep to plinth protection with common burnt clay F.P.S. (non modular) bricks of class designation 7.5 including grouting with cement mortar 1:4 (1 cement : 4 fine sand). |  | 18 | metre
5 | CLADDING WORK | [53 empty] | 5 | CLADDING WORK
5.01 | Providing and fixing 18 mm thick gang saw cut, mirror polished, premoulded and prepolished, machine cut for kitchen platforms, vanity counters, window sills, facias and similar locations of required size, approved shade, colour and texture laid over 20 mm thick base cement mortar 1:4 (1 cement : 4 coarse sand), joints treated with white cement, mixed with matching pigment, epoxy touch ups, including rubbing, curing, moulding and polishing of edges to give high gloss finish etc. complete at all levels. | [53 empty] | 5.01 | Providing and fixing 18 mm thick gang saw cut, mirror polished, premoulded and prepolished, machine cut for kitchen platforms, vanity counters, window sills, facias and similar locations of required size, approved shade, colour and texture laid over 20 mm thick base cement mortar 1:4 (1 cement : 4 coarse sand), joints treated with white cement, mixed with matching pigment, epoxy touch ups, including rubbing, curing, moulding and polishing of edges to give high gloss finish etc. complete at all levels.
5.02 | Granite stone slab of all colour and texture except black, Cherry/Ruby red | [53 empty] | 5.02 | Granite stone slab of all colour and texture except black, Cherry/Ruby red
5.03 | Area of slab over 0.50 sqm |  | 7.5 | sqm | 3173.66 |  |  | Excess(+) | 1 | Full Conversion | INR | [40 empty] | #VALUE! | #VALUE! | #VALUE! | 5.03 | Area of slab over 0.50 sqm |  | 7.5 | sqm
5.04 | Providing edge moulding to 18 mm thick marble stone counters, Vanities etc., including machine polishing to edge to give high gloss finish etc. complete as per design approved by Engineer-in-Charge. | [53 empty] | 5.04 | Providing edge moulding to 18 mm thick marble stone counters, Vanities etc., including machine polishing to edge to give high gloss finish etc. complete as per design approved by Engineer-in-Charge.
5.05 | Granite work |  | 13 | metre | 421.33 |  |  | Excess(+) | 1 | Full Conversion | INR | [40 empty] | #VALUE! | #VALUE! | #VALUE! | 5.05 | Granite work |  | 13 | metre
5.06 | Extra for providing opening of required size & shape for wash basin/ kitchen sink in kitchen platform, vanity counter and similar location in marble/ Granite/ stone work, including necessary holes for pillar taps etc. including moulding, rubbing and polishing of cut edges etc. complete. |  | 4 | each | 807.04 |  |  | Excess(+) | 1 | Full Conversion | INR | [40 empty] | #VALUE! | #VALUE! | #VALUE! | 5.06 | Extra for providing opening of required size & shape for wash basin/ kitchen sink in kitchen platform, vanity counter and similar location in marble/ Granite/ stone work, including necessary holes for pillar taps etc. including moulding, rubbing and polishing of cut edges etc. complete. |  | 4 | each
5.07 | Providing and fixing 1st quality ceramic glazed wall tiles conforming to IS: 15622 (thickness to be specified by the manufacturer), of approved make, in all colours, shades except burgundy, bottle green, black of any size as approved by Engineer-in-Charge, in skirting, risers of steps and dados, over 12 mm thick bed of cement mortar 1:3(1 cement : 3 coarse sand) and jointing with grey cement slurry @ 3.3kg per sqm, including pointing in white cement mixed with pigment of matching shade complete. |  | 159 | sqm | 1045.56 |  |  | Excess(+) | 1 | Full Conversion | INR | [40 empty] | #VALUE! | #VALUE! | #VALUE! | 5.07 | Providing and fixing 1st quality ceramic glazed wall tiles conforming to IS: 15622 (thickness to be specified by the manufacturer), of approved make, in all colours, shades except burgundy, bottle green, black of any size as approved by Engineer-in-Charge, in skirting, risers of steps and dados, over 12 mm thick bed of cement mortar 1:3(1 cement : 3 coarse sand) and jointing with grey cement slurry @ 3.3kg per sqm, including pointing in white cement mixed with pigment of matching shade complete. |  | 159 | sqm
6 | WOOD AND P. V. C. WORK | [53 empty] | 6 | WOOD AND P. V. C. WORK
6.01 | Providing and fixing teak wood lipping of size 25x3 mm in pelmet. |  | 5 | metre | 60.77 |  |  | Excess(+) | 1 | Full Conversion | INR | [40 empty] | #VALUE! | #VALUE! | #VALUE! | 6.01 | Providing and fixing teak wood lipping of size 25x3 mm in pelmet. |  | 5 | metre
6.02 | Providing and fixing M.S. grills of required pattern in frames of windows etc. with M.S. flats, square or round bars etc. including priming coat with approved steel primer all complete. | [53 empty] | 6.02 | Providing and fixing M.S. grills of required pattern in frames of windows etc. with M.S. flats, square or round bars etc. including priming coat with approved steel primer all complete.
6.03 | Fixed to steel windows by welding |  | 50 | kg | 180.67 |  |  | Excess(+) | 1 | Full Conversion | INR | [40 empty] | #VALUE! | #VALUE! | #VALUE! | 6.03 | Fixed to steel windows by welding |  | 50 | kg
6.04 | Providing and fixing ISI marked oxidised M.S. sliding door bolts with nuts and screws etc. complete (Copper oxidised as per IS 1378) | [53 empty] | 6.04 | Providing and fixing ISI marked oxidised M.S. sliding door bolts with nuts and screws etc. complete (Copper oxidised as per IS 1378)
6.05 | 300x16 mm |  | 2 | each | 178.57 |  |  | Excess(+) | 1 | Full Conversion | INR | [40 empty] | #VALUE! | #VALUE! | #VALUE! | 6.05 | 300x16 mm |  | 2 | each
6.06 | Providing and fixing ISI marked oxidised M.S. tower bolt black finish, (Barrel type) with necessary screws etc. complete (Copper oxidised as per IS 1378) | [53 empty] | 6.06 | Providing and fixing ISI marked oxidised M.S. tower bolt black finish, (Barrel type) with necessary screws etc. complete (Copper oxidised as per IS 1378)
6.07 | 250x10 mm |  | 4 | each | 69.18 |  |  | Excess(+) | 1 | Full Conversion | INR | [40 empty] | #VALUE! | #VALUE! | #VALUE! | 6.07 | 250x10 mm |  | 4 | each
6.08 | 200x10 mm |  | 4 | each | 57.23 |  |  | Excess(+) | 1 | Full Conversion | INR | [40 empty] | #VALUE! | #VALUE! | #VALUE! | 6.08 | 200x10 mm |  | 4 | each
6.09 | Providing and fixing ISI marked oxidised M.S. handles conforming to IS:4992 with necessary screws etc. complete (Copper oxidised as per IS 1378) | [53 empty] | 6.09 | Providing and fixing ISI marked oxidised M.S. handles conforming to IS:4992 with necessary screws etc. complete (Copper oxidised as per IS 1378)
6.1 | 125 mm |  | 12 | each | 32.94 |  |  | Excess(+) | 1 | Full Conversion | INR | [40 empty] | #VALUE! | #VALUE! | #VALUE! | 6.1 | 125 mm |  | 12 | each
6.11 | Providing and fixing oxidised M.S. casement stays (straight peg type) with necessary screws etc. complete (Copper oxidised as per IS 1378) | [53 empty] | 6.11 | Providing and fixing oxidised M.S. casement stays (straight peg type) with necessary screws etc. complete (Copper oxidised as per IS 1378)
6.12 | 200 mm weighing not less than 240 grams |  | 18 | each | 44.49 |  |  | Excess(+) | 1 | Full Conversion | INR | [40 empty] | #VALUE! | #VALUE! | #VALUE! | 6.12 | 200 mm weighing not less than 240 grams |  | 18 | each
6.13 | Providing and fixing aluminium sliding door bolts, ISI marked anodised (anodic coating not less than grade AC 10 as per IS: 1868), transparent or dyed to required colour or shade, with nuts and screws etc. complete : | [53 empty] | 6.13 | Providing and fixing aluminium sliding door bolts, ISI marked anodised (anodic coating not less than grade AC 10 as per IS: 1868), transparent or dyed to required colour or shade, with nuts and screws etc. complete :
6.14 | 250x16 mm |  | 9 | each | 214.89 |  |  | Excess(+) | 1 | Full Conversion | INR | [40 empty] | #VALUE! | #VALUE! | #VALUE! | 6.14 | 250x16 mm |  | 9 | each
6.15 | Providing and fixing aluminium tower bolts, ISI marked, anodised (anodic coating not less than grade AC 10 as per IS : 1868 ) transparent or dyed to required colour or shade, with necessary screws etc. complete : | [53 empty] | 6.15 | Providing and fixing aluminium tower bolts, ISI marked, anodised (anodic coating not less than grade AC 10 as per IS : 1868 ) transparent or dyed to required colour or shade, with necessary screws etc. complete :
6.16 | 200x10 mm |  | 9 | each | 82.21 |  |  | Excess(+) | 1 | Full Conversion | INR | [40 empty] | #VALUE! | #VALUE! | #VALUE! | 6.16 | 200x10 mm |  | 9 | each
6.17 | Providing and fixing aluminium handles, ISI marked, anodised (anodic coating not less than grade AC 10 as per IS : 1868) transparent or dyed to required colour or shade, with necessary screws etc. complete : | [53 empty] | 6.17 | Providing and fixing aluminium handles, ISI marked, anodised (anodic coating not less than grade AC 10 as per IS : 1868) transparent or dyed to required colour or shade, with necessary screws etc. complete :
6.18 | 125 mm |  | 18 | each | 54.63 |  |  | Excess(+) | 1 | Full Conversion | INR | [40 empty] | #VALUE! | #VALUE! | #VALUE! | 6.18 | 125 mm |  | 18 | each
6.19 | Providing and fixing factory made uPVC door frame made of uPVC extruded sections having an overall dimension as below (tolerance ±1mm), with wall thickness 2.0 mm (± 0.2 mm), corners of the door frame to be Jointed with galvanized brackets and stainless steel screws, joints mitred and Plastic welded. The hinge side vertical of the frames reinforced by galvanized M.S. tube of size 19 X 19 mm and 1 mm (± 0.1 mm) wall thickness and 3 nos. stainless steel hinges fixed to the frame complete as per manufacturer's specification and direction of Engineer- in-charge | [53 empty] | 6.19 | Providing and fixing factory made uPVC door frame made of uPVC extruded sections having an overall dimension as below (tolerance ±1mm), with wall thickness 2.0 mm (± 0.2 mm), corners of the door frame to be Jointed with galvanized brackets and stainless steel screws, joints mitred and Plastic welded. The hinge side vertical of the frames reinforced by galvanized M.S. tube of size 19 X 19 mm and 1 mm (± 0.1 mm) wall thickness and 3 nos. stainless steel hinges fixed to the frame complete as per manufacturer's specification and direction of Engineer- in-charge
6.2 | Extruded section profile size 42x50 mm |  | 39 | metre | 273.23 |  |  | Excess(+) | 1 | Full Conversion | INR | [40 empty] | #VALUE! | #VALUE! | #VALUE! | 6.2 | Extruded section profile size 42x50 mm |  | 39 | metre
6.21 | Providing and fixing to existing door frames. | [53 empty] | 6.21 | Providing and fixing to existing door frames.
6.22 | 25 mm thick PVC flush door shutters made out of a one piece Multi chamber extruded PVC section of the size of 762 mm X 25 mm or less as per requirement with an average wall thickness of 1 mm (± 0.3 mm). PVC foam end cap of size 23x10 mm are provided on both vertical edges to ensure the overall thickness of 25 mm. M.S. tube having dimensions 19 mm x 19 mm and 1.0 mm (± 0.1 mm) is inserted along the hinge side of the door. Core of the door shutter should be filled with High Density Polyurethane foam. The Top & Bottom edges of the shutter are covered with an end-cap of the size 25 mm X 11 mm. Door shutter shall be reinforced with special polymeric reinforcements as per manufacturer's specification and direction of Engineer-in-charge to take up necessary hardware and fixtures. Stickers indicating the locations of hardware will be pasted at appropriate places |  | 12.2 | sqm | 2530.59 |  |  | Excess(+) | 1 | Full Conversion | INR | [40 empty] | #VALUE! | #VALUE! | #VALUE! | 6.22 | 25 mm thick PVC flush door shutters made out of a one piece Multi chamber extruded PVC section of the size of 762 mm X 25 mm or less as per requirement with an average wall thickness of 1 mm (± 0.3 mm). PVC foam end cap of size 23x10 mm are provided on both vertical edges to ensure the overall thickness of 25 mm. M.S. tube having dimensions 19 mm x 19 mm and 1.0 mm (± 0.1 mm) is inserted along the hinge side of the door. Core of the door shutter should be filled with High Density Polyurethane foam. The Top & Bottom edges of the shutter are covered with an end-cap of the size 25 mm X 11 mm. Door shutter shall be reinforced with special polymeric reinforcements as per manufacturer's specification and direction of Engineer-in-charge to take up necessary hardware and fixtures. Stickers indicating the locations of hardware will be pasted at appropriate places |  | 12.2 | sqm
7 | STEEL WORK | [53 empty] | 7 | STEEL WORK
7.01 | Structural steel work riveted, bolted or welded in built up sections, trusses and framed work, including cutting, hoisting, fixing in position and applying a priming coat of approved steel primer all complete. |  | 36 | kg | 110.25 |  |  | Excess(+) | 1 | Full Conversion | INR | [40 empty] | #VALUE! | #VALUE! | #VALUE! | 7.01 | Structural steel work riveted, bolted or welded in built up sections, trusses and framed work, including cutting, hoisting, fixing in position and applying a priming coat of approved steel primer all complete. |  | 36 | kg
7.02 | Providing and fixing 1 mm thick M.S. sheet door with frame of 40x40x6 mm angle iron and 3 mm M.S. gusset plates at the junctions and corners, all necessary fittings complete, including applying a priming coat of approved steel primer. | [53 empty] | 7.02 | Providing and fixing 1 mm thick M.S. sheet door with frame of 40x40x6 mm angle iron and 3 mm M.S. gusset plates at the junctions and corners, all necessary fittings complete, including applying a priming coat of approved steel primer.
7.03 | Using M.S. angels 40x40x6 mm for diagonal braces |  | 3.8 | sqm | 4786.3 |  |  | Excess(+) | 1 | Full Conversion | INR | [40 empty] | #VALUE! | #VALUE! | #VALUE! | 7.03 | Using M.S. angels 40x40x6 mm for diagonal braces |  | 3.8 | sqm
7.04 | Providing and fixing factory made ISI marked steel glazed doors, windows and ventilators, side /top /centre hung, with beading and all members such as F7D,F4B, K11 B and K12 B etc. complete of standard rolled steel sections, joints mitred and flash butt welded and sash bars tenoned and riveted, including providing and fixing of hinges, pivots, priming coat of approved steel primer, but excluding the cost of other fittings,glass panes complete all as per approved design, (sectional weight of only steel members shall be measured for payment). | [53 empty] | 7.04 | Providing and fixing factory made ISI marked steel glazed doors, windows and ventilators, side /top /centre hung, with beading and all members such as F7D,F4B, K11 B and K12 B etc. complete of standard rolled steel sections, joints mitred and flash butt welded and sash bars tenoned and riveted, including providing and fixing of hinges, pivots, priming coat of approved steel primer, but excluding the cost of other fittings,glass panes complete all as per approved design, (sectional weight of only steel members shall be measured for payment).
7.05 | Fixing with 15x3 mm lugs 10 cm long embedded in cement concrete block 15x10x10 cm of C.C. 1:3:6 (1 Cement : 3 coarse sand : 6 graded stone aggregate 20 mm nominal size) |  | 185 | kg | 108.06 |  |  | Excess(+) | 1 | Full Conversion | INR | [40 empty] | #VALUE! | #VALUE! | #VALUE! | 7.05 | Fixing with 15x3 mm lugs 10 cm long embedded in cement concrete block 15x10x10 cm of C.C. 1:3:6 (1 Cement : 3 coarse sand : 6 graded stone aggregate 20 mm nominal size) |  | 185 | kg
7.06 | Providing & fixing fly proof wire gauze to windows, clerestory windows & doors with M.S. Flat 15x3 mm and nuts & bolts complete. | [53 empty] | 7.06 | Providing & fixing fly proof wire gauze to windows, clerestory windows & doors with M.S. Flat 15x3 mm and nuts & bolts complete.
7.07 | Stainless steel (grade 304) wire gauze of 0.5 mm dia wire and 1.4 mm aperture on both sides |  | 7 | sqm | 934.73 |  |  | Excess(+) | 1 | Full Conversion | INR | [40 empty] | #VALUE! | #VALUE! | #VALUE! | 7.07 | Stainless steel (grade 304) wire gauze of 0.5 mm dia wire and 1.4 mm aperture on both sides |  | 7 | sqm
7.08 | Providing & fixing glass panes with putty and glazing clips in steel doors, windows, clerestory windows, all complete with: | [53 empty] | 7.08 | Providing & fixing glass panes with putty and glazing clips in steel doors, windows, clerestory windows, all complete with:
7.09 | 4.0 mm thick glass panes | 2 | 7 | sqm | 877.92 |  |  | Excess(+) | 1 | Full Conversion | INR | [40 empty] | #VALUE! | #VALUE! | #VALUE! | 7.09 | 4.0 mm thick glass panes | 2 | 7 | sqm
8 | FLOORING | [53 empty] | 8 | FLOORING
8.01 | Cement concrete pavement with 1:2:4(1 cement: 2 coarse sand :4 graded stone aggregate 20 mm nominal size), including finishing complete. |  | 1.85 | cum | 7087.61 |  |  | Excess(+) | 1 | Full Conversion | INR | [40 empty] | #VALUE! | #VALUE! | #VALUE! | 8.01 | Cement concrete pavement with 1:2:4(1 cement: 2 coarse sand :4 graded stone aggregate 20 mm nominal size), including finishing complete. |  | 1.85 | cum
8.02 | Providing and laying Ceramic glazed floor tiles of size 300x300 mm (thickness to be specified by the manufacturer) of 1st quality conforming to IS : 15622 of approved make in colours such as White, Ivory, Grey, Fume Red Brown, laid on 20 mm thick cement mortar 1:4 (1 Cement :4 Coarse sand), Jointing with grey cement slurry @ 3.3 kg/sqm including pointing the joints with white cement and matching pigment etc., complete. |  | 30 | sqm | 904.22 |  |  | Excess(+) | 1 | Full Conversion | INR | [40 empty] | #VALUE! | #VALUE! | #VALUE! | 8.02 | Providing and laying Ceramic glazed floor tiles of size 300x300 mm (thickness to be specified by the manufacturer) of 1st quality conforming to IS : 15622 of approved make in colours such as White, Ivory, Grey, Fume Red Brown, laid on 20 mm thick cement mortar 1:4 (1 Cement :4 Coarse sand), Jointing with grey cement slurry @ 3.3 kg/sqm including pointing the joints with white cement and matching pigment etc., complete. |  | 30 | sqm
8.03 | Providing and laying Vitrified tiles in floor in diferent sizes (thickness to be specified by the manufacturer) with water absorption less than 0.08% and conforming to IS:15622, of approved brand & manufacturer, in all colours and shade, laid on 20 mm thick cement mortar 1:4 (1 cement: 4 coarse sand) jointing with grey cement slurry @3.3 kg/sqm including grouting the joints with white cement and matching pigments etc. The tiles must be cut with the zero chipping diamond cutter only . Laying of tiles will be done with the notch trowel, plier, wedge, clips of required thickness, leveling system and rubber mallet for placing the tiles gently and easily. | [53 empty] | 8.03 | Providing and laying Vitrified tiles in floor in diferent sizes (thickness to be specified by the manufacturer) with water absorption less than 0.08% and conforming to IS:15622, of approved brand & manufacturer, in all colours and shade, laid on 20 mm thick cement mortar 1:4 (1 cement: 4 coarse sand) jointing with grey cement slurry @3.3 kg/sqm including grouting the joints with white cement and matching pigments etc. The tiles must be cut with the zero chipping diamond cutter only . Laying of tiles will be done with the notch trowel, plier, wedge, clips of required thickness, leveling system and rubber mallet for placing the tiles gently and easily.
8.04 | Double charge vitrified tile polished finish of size | [53 empty] | 8.04 | Double charge vitrified tile polished finish of size
8.05 | Size of Tile 600 x 600 mm |  | 24 | sqm | 1198.69 |  |  | Excess(+) | 1 | Full Conversion | INR | [40 empty] | #VALUE! | #VALUE! | #VALUE! | 8.05 | Size of Tile 600 x 600 mm |  | 24 | sqm
8.06 | Providing and laying Vitrified tiles in diferent sizes (thickness to be specified by manufacturer), with water absorption less than 0.08 % and conforming to I.S. 15622, of approved make, in all colours & shade, in skirting, riser of steps, over 12 mm thick bed of cement mortar 1:3 (1 cement: 3 coarse sand), jointing with grey cement slurry @ 3.3 kg/ sqm including grouting the joint with white cement & matching pigments etc. complete. | [53 empty] | 8.06 | Providing and laying Vitrified tiles in diferent sizes (thickness to be specified by manufacturer), with water absorption less than 0.08 % and conforming to I.S. 15622, of approved make, in all colours & shade, in skirting, riser of steps, over 12 mm thick bed of cement mortar 1:3 (1 cement: 3 coarse sand), jointing with grey cement slurry @ 3.3 kg/ sqm including grouting the joint with white cement & matching pigments etc. complete.
8.07 | Size of Tile 600x600 mm |  | 10 | sqm | 1338.38 |  |  | Excess(+) | 1 | Full Conversion | INR | [40 empty] | #VALUE! | #VALUE! | #VALUE! | 8.07 | Size of Tile 600x600 mm |  | 10 | sqm
8.08 | Grouting the joints of flooring tiles having joints of 3 mm width, using epoxy grout mix of 0.70 kg of organic coated filler of desired shade (0.10 kg of hardener and 0.20 kg of resin per kg), including filling / grouting and finishing complete as per direction of Engineer-in-charge. | 45 | [52 empty] | 8.08 | Grouting the joints of flooring tiles having joints of 3 mm width, using epoxy grout mix of 0.70 kg of organic coated filler of desired shade (0.10 kg of hardener and 0.20 kg of resin per kg), including filling / grouting and finishing complete as per direction of Engineer-in-charge. | 45
8.09 | Size of Tile 600x600 mm |  | 49 | sqm | 254.84 |  |  | Excess(+) | 1 | Full Conversion | INR | [40 empty] | #VALUE! | #VALUE! | #VALUE! | 8.09 | Size of Tile 600x600 mm |  | 49 | sqm
9 | ROOFING | [53 empty] | 9 | ROOFING
9.01 | Making khurras 45x45 cm with average minimum thickness of 5 cm cement concrete 1:2:4 (1 cement : 2 coarse sand : 4 graded stone aggregate of 20 mm nominal size) over P.V.C. sheet 1 m x1 m x 400 micron, finished with 12 mm cement plaster 1:3 (1 cement : 3 coarse sand) and a coat of neat cement, rounding the edges and making and finishing the outlet complete. |  | 3 | each | 245.94 |  |  | Excess(+) | 1 | Full Conversion | INR | [40 empty] | #VALUE! | #VALUE! | #VALUE! | 9.01 | Making khurras 45x45 cm with average minimum thickness of 5 cm cement concrete 1:2:4 (1 cement : 2 coarse sand : 4 graded stone aggregate of 20 mm nominal size) over P.V.C. sheet 1 m x1 m x 400 micron, finished with 12 mm cement plaster 1:3 (1 cement : 3 coarse sand) and a coat of neat cement, rounding the edges and making and finishing the outlet complete. |  | 3 | each
9.02 | Providing and fixing on wall face unplasticised Rigid PVC rain water pipes conforming to IS : 13592 Type A, including jointing with seal ring conforming to IS : 5382, leaving 10 mm gap for thermal expansion, (i) Single socketed pipes. | [53 empty] | 9.02 | Providing and fixing on wall face unplasticised Rigid PVC rain water pipes conforming to IS : 13592 Type A, including jointing with seal ring conforming to IS : 5382, leaving 10 mm gap for thermal expansion, (i) Single socketed pipes.
9.03 | 110 mm diameter |  | 11 | metre | 311.21 |  |  | Excess(+) | 1 | Full Conversion | INR | [40 empty] | #VALUE! | #VALUE! | #VALUE! | 9.03 | 110 mm diameter |  | 11 | metre
9.04 | Providing and fixing on wall face unplasticised - PVC moulded fittings/ accessories for unplasticised Rigid PVC rain water pipes conforming to IS : 13592 Type A, including jointing with seal ring conforming to IS :5382, leaving 10 mm gap for thermal expansion. | [53 empty] | 9.04 | Providing and fixing on wall face unplasticised - PVC moulded fittings/ accessories for unplasticised Rigid PVC rain water pipes conforming to IS : 13592 Type A, including jointing with seal ring conforming to IS :5382, leaving 10 mm gap for thermal expansion.
9.05 | Single tee without door | [53 empty] | 9.05 | Single tee without door
9.06 | 110x110x110 mm |  | 3 | each | 182.53 |  |  | Excess(+) | 1 | Full Conversion | INR | [40 empty] | #VALUE! | #VALUE! | #VALUE! | 9.06 | 110x110x110 mm |  | 3 | each
9.07 | Bend 87.5° | [53 empty] | 9.07 | Bend 87.5°
9.08 | 110 mm bend |  | 3 | each | 123.98 |  |  | Excess(+) | 1 | Full Conversion | INR | [40 empty] | #VALUE! | #VALUE! | #VALUE! | 9.08 | 110 mm bend |  | 3 | each
9.09 | Shoe (Plain) | [53 empty] | 9.09 | Shoe (Plain)
9.1 | 110 mm Shoe |  | 3 | each | 108.72 |  |  | Excess(+) | 1 | Full Conversion | INR | [40 empty] | #VALUE! | #VALUE! | #VALUE! | 9.1 | 110 mm Shoe |  | 3 | each
9.11 | Providing and fixing unplasticised -PVC pipe clips of approved design to unplasticised - PVC rain water pipes by means of 50x50x50 mm hard wood plugs, screwed with M.S. screws of required length, including cutting brick work and fixing in cement mortar 1:4 (1 cement : 4 coarse sand) and making good the wall etc. complete. | [53 empty] | 9.11 | Providing and fixing unplasticised -PVC pipe clips of approved design to unplasticised - PVC rain water pipes by means of 50x50x50 mm hard wood plugs, screwed with M.S. screws of required length, including cutting brick work and fixing in cement mortar 1:4 (1 cement : 4 coarse sand) and making good the wall etc. complete.
9.12 | 110 mm |  | 9 | each | 306.18 |  |  | Excess(+) | 1 | Full Conversion | INR | [40 empty] | #VALUE! | #VALUE! | #VALUE! | 9.12 | 110 mm |  | 9 | each
10 | FINISHING | [53 empty] | 10 | FINISHING
10.01 | 12 mm cement plaster of mix: | [53 empty] | 10.01 | 12 mm cement plaster of mix:
10.02 | 1:6 (1 cement: 6 coarse sand) |  | 75 | sqm | 283.38 |  |  | Excess(+) | 1 | Full Conversion | INR | [40 empty] | #VALUE! | #VALUE! | #VALUE! | 10.02 | 1:6 (1 cement: 6 coarse sand) |  | 75 | sqm
10.03 | 15 mm cement plaster on rough side of single or half brick wall of mix: | [53 empty] | 10.03 | 15 mm cement plaster on rough side of single or half brick wall of mix:
10.04 | 1:6(1 cement: 6 coarse sand) |  | 103 | sqm | 326.01 |  |  | Excess(+) | 1 | Full Conversion | INR | [40 empty] | #VALUE! | #VALUE! | #VALUE! | 10.04 | 1:6(1 cement: 6 coarse sand) |  | 103 | sqm
10.05 | 6 mm cement plaster of mix: | [53 empty] | 10.05 | 6 mm cement plaster of mix:
10.06 | 1:3(1 cement :3 fine sand) |  | 55 | sqm | 247.75 |  |  | Excess(+) | 1 | Full Conversion | INR | [40 empty] | #VALUE! | #VALUE! | #VALUE! | 10.06 | 1:3(1 cement :3 fine sand) |  | 55 | sqm
10.07 | Distempering with 1st quality acrylic distemper (ready mixed) having VOC content less than 50 gram/litre, of approved manufacturer and of required shade and colour all complete to achieve even shade and colour: | [53 empty] | 10.07 | Distempering with 1st quality acrylic distemper (ready mixed) having VOC content less than 50 gram/litre, of approved manufacturer and of required shade and colour all complete to achieve even shade and colour:
10.08 | New work (two or more coats) over and including water thinnable priming coat with cement primer having VOC content less than 50 gram/litre |  | 127 | sqm | 153.09 |  |  | Excess(+) | 1 | Full Conversion | INR | [40 empty] | #VALUE! | #VALUE! | #VALUE! | 10.08 | New work (two or more coats) over and including water thinnable priming coat with cement primer having VOC content less than 50 gram/litre |  | 127 | sqm
10.09 | Finishing walls with Premium Acrylic Smooth exterior paint with Silicone additives of required shade: | [53 empty] | 10.09 | Finishing walls with Premium Acrylic Smooth exterior paint with Silicone additives of required shade:
10.1 | New work (Two or more coats applied @ 1.43 Itr/10 sqm over and including priming coat of exterior primer applied @ 0.90 litre/10 sqm) |  | 160 | sqm | 141.09 |  |  | Excess(+) | 1 | Full Conversion | INR | [40 empty] | #VALUE! | #VALUE! | #VALUE! | 10.1 | New work (Two or more coats applied @ 1.43 Itr/10 sqm over and including priming coat of exterior primer applied @ 0.90 litre/10 sqm) |  | 160 | sqm
10.11 | Painting with synthetic enamel paint of approved brand and manufacture to give an even shade : | [53 empty] | 10.11 | Painting with synthetic enamel paint of approved brand and manufacture to give an even shade :
10.12 | Two or more coats on new work |  | 29 | sqm | 128.56 |  |  | Excess(+) | 1 | Full Conversion | INR | [40 empty] | #VALUE! | #VALUE! | #VALUE! | 10.12 | Two or more coats on new work |  | 29 | sqm
10.13 | Providing and applying white cement based putty of average thickness 1 mm, of approved brand and manufacturer, over the plastered wall surface to prepare the surface even and smooth complete. |  | 127 | sqm | 128.68 |  |  | Excess(+) | 1 | Full Conversion | INR | [40 empty] | #VALUE! | #VALUE! | #VALUE! | 10.13 | Providing and applying white cement based putty of average thickness 1 mm, of approved brand and manufacturer, over the plastered wall surface to prepare the surface even and smooth complete. |  | 127 | sqm
11 | REPAIRS TO BUILDING | [53 empty] | 11 | REPAIRS TO BUILDING
11.01 | Making the opening in brick masonry including dismantling in floor or walls by cutting masonry and making good the damages to walls, flooring and jambs complete, to match existing surface including disposal of mulba/ rubbish to the nearest municipal dumping ground, all complete as per direction of Engineer-in-Charge. | [53 empty] | 11.01 | Making the opening in brick masonry including dismantling in floor or walls by cutting masonry and making good the damages to walls, flooring and jambs complete, to match existing surface including disposal of mulba/ rubbish to the nearest municipal dumping ground, all complete as per direction of Engineer-in-Charge.
11.02 | For door/ window/ clerestory window |  | 2 | sqm | 1042.59 |  |  | Excess(+) | 1 | Full Conversion | INR | [40 empty] | #VALUE! | #VALUE! | #VALUE! | 11.02 | For door/ window/ clerestory window |  | 2 | sqm
12 | Dismantling and Demolishing | [53 empty] | 12 | Dismantling and Demolishing
12.01 | Demolishing cement concrete manually/ by mechanical means including disposal of material within 50 metres lead as per direction of Engineer - in - charge. | [53 empty] | 12.01 | Demolishing cement concrete manually/ by mechanical means including disposal of material within 50 metres lead as per direction of Engineer - in - charge.
12.02 | Nominal concrete 1:3:6 or richer mix (including equivalent design mix) |  | 0.5 | cum | 2007.3 |  |  | Excess(+) | 1 | Full Conversion | INR | [40 empty] | #VALUE! | #VALUE! | #VALUE! | 12.02 | Nominal concrete 1:3:6 or richer mix (including equivalent design mix) |  | 0.5 | cum
12.03 | Demolishing R.C.C. work manually/ by mechanical means including stacking of steel bars and disposal of unserviceable material within 50 metres lead as per direction of Engineer - in- charge. |  | 0.9 | cum | 2928.38 |  |  | Excess(+) | 1 | Full Conversion | INR | [40 empty] | #VALUE! | #VALUE! | #VALUE! | 12.03 | Demolishing R.C.C. work manually/ by mechanical means including stacking of steel bars and disposal of unserviceable material within 50 metres lead as per direction of Engineer - in- charge. |  | 0.9 | cum
12.04 | Demolishing brick work manually/ by mechanical means including stacking of serviceable material and disposal of unserviceable material within 50 metres lead as per direction of Engineer-in-charge. | [53 empty] | 12.04 | Demolishing brick work manually/ by mechanical means including stacking of serviceable material and disposal of unserviceable material within 50 metres lead as per direction of Engineer-in-charge.
12.05 | In cement mortar |  | 7 | cum | 1698.85 |  |  | Excess(+) | 1 | Full Conversion | INR | [40 empty] | #VALUE! | #VALUE! | #VALUE! | 12.05 | In cement mortar |  | 7 | cum
12.06 | Dismantling doors, windows and clerestory windows (steel or wood) shutter including chowkhats, architrave, holdfasts etc. complete and stacking within 50 metres lead : | [53 empty] | 12.06 | Dismantling doors, windows and clerestory windows (steel or wood) shutter including chowkhats, architrave, holdfasts etc. complete and stacking within 50 metres lead :
12.07 | Of area 3 sq. metres and below |  | 3 | each | 302.8 |  |  | Excess(+) | 1 | Full Conversion | INR | [40 empty] | #VALUE! | #VALUE! | #VALUE! | 12.07 | Of area 3 sq. metres and below |  | 3 | each
12.08 | Dismantling tile work in floors and roofs laid in cement mortar including stacking material within 50 metres lead. | [53 empty] | 12.08 | Dismantling tile work in floors and roofs laid in cement mortar including stacking material within 50 metres lead.
12.09 | For thickness of tiles 10 mm to 25 mm |  | 39 | sqm | 60.53 |  |  | Excess(+) | 1 | Full Conversion | INR | [40 empty] | #VALUE! | #VALUE! | #VALUE! | 12.09 | For thickness of tiles 10 mm to 25 mm |  | 39 | sqm
12.1 | Dismantling old plaster or skirting raking out joints and cleaning the surface for plaster including disposal of rubbish to the dumping ground within 50 metres lead. |  | 5 | sqm | 45.06 |  |  | Excess(+) | 1 | Full Conversion | INR | [40 empty] | #VALUE! | #VALUE! | #VALUE! | 12.1 | Dismantling old plaster or skirting raking out joints and cleaning the surface for plaster including disposal of rubbish to the dumping ground within 50 metres lead. |  | 5 | sqm
12.11 | Disposal of building rubbish / malba / similar unserviceable, dismantled or waste materials by mechanical means, including loading, transporting, unloading to approved municipal dumping ground or as approved by Engineer-in-charge, beyond 50 m initial lead, for all leads including all lifts involved. |  | 8 | cum | 217.65 |  |  | Excess(+) | 1 | Full Conversion | INR | [40 empty] | #VALUE! | #VALUE! | #VALUE! | 12.11 | Disposal of building rubbish / malba / similar unserviceable, dismantled or waste materials by mechanical means, including loading, transporting, unloading to approved municipal dumping ground or as approved by Engineer-in-charge, beyond 50 m initial lead, for all leads including all lifts involved. |  | 8 | cum
13 | SANITARY INSTALLATIONS | [53 empty] | 13 | SANITARY INSTALLATIONS
13.01 | Providing and fixing water closet squatting pan (Indian type W.C. pan ) with 100 mm sand cast Iron P or S trap, 10 litre low level white P.V.C. flushing cistern, including flush pipe, with manually controlled device (handle lever) conforming to IS : 7231, with all fittings and fixtures complete, including cutting and making good the walls and floors wherever required: | [53 empty] | 13.01 | Providing and fixing water closet squatting pan (Indian type W.C. pan ) with 100 mm sand cast Iron P or S trap, 10 litre low level white P.V.C. flushing cistern, including flush pipe, with manually controlled device (handle lever) conforming to IS : 7231, with all fittings and fixtures complete, including cutting and making good the walls and floors wherever required:
13.02 | White Vitreous china Orissa pattern W.C. pan of size 580x440 mm with integral type foot rests |  | 1 | each | 5580.44 |  |  | Excess(+) | 1 | Full Conversion | INR | [40 empty] | #VALUE! | #VALUE! | #VALUE! | 13.02 | White Vitreous china Orissa pattern W.C. pan of size 580x440 mm with integral type foot rests |  | 1 | each
13.03 | Providing and fixing white vitreous china pedestal type water closet (European type W.C. pan) with seat and lid, 10 litre low level white P.V.C. flushing cistern, including flush pipe, with manually controlled device (handle lever), conforming to IS : 7231, with all fittings and fixtures complete, including cutting and making good the walls and floors wherever required : | [53 empty] | 13.03 | Providing and fixing white vitreous china pedestal type water closet (European type W.C. pan) with seat and lid, 10 litre low level white P.V.C. flushing cistern, including flush pipe, with manually controlled device (handle lever), conforming to IS : 7231, with all fittings and fixtures complete, including cutting and making good the walls and floors wherever required :
13.04 | W.C. pan with ISI marked white solid plastic seat and lid |  | 4 | each | 5372.76 |  |  | Excess(+) | 1 | Full Conversion | INR | [40 empty] | #VALUE! | #VALUE! | #VALUE! | 13.04 | W.C. pan with ISI marked white solid plastic seat and lid |  | 4 | each
13.05 | Providing and fixing 8 mm dia C.P. / S.S. Jet with flexible tube upto 1 metre long with S.S. triangular plate to Eureopean type W.C. of quality and make as approved by Engineer - in - charge. |  | 4 | each | 287.91 |  |  | Excess(+) | 1 | Full Conversion | INR | [40 empty] | #VALUE! | #VALUE! | #VALUE! | 13.05 | Providing and fixing 8 mm dia C.P. / S.S. Jet with flexible tube upto 1 metre long with S.S. triangular plate to Eureopean type W.C. of quality and make as approved by Engineer - in - charge. |  | 4 | each
13.06 | Providing and fixing G.I. inlet connection for flush pipe connecting with W.C. pan. |  | 4 | each | 117.8 |  |  | Excess(+) | 1 | Full Conversion | INR | [40 empty] | #VALUE! | #VALUE! | #VALUE! | 13.06 | Providing and fixing G.I. inlet connection for flush pipe connecting with W.C. pan. |  | 4 | each
13.07 | Providing and fixing CP Brass 32 mm size Bottle Trap of approved quality & make and as per the direction of Engineer-in-charge. |  | 8 | each | 853.3 |  |  | Excess(+) | 1 | Full Conversion | INR | [40 empty] | #VALUE! | #VALUE! | #VALUE! | 13.07 | Providing and fixing CP Brass 32 mm size Bottle Trap of approved quality & make and as per the direction of Engineer-in-charge. |  | 8 | each
13.08 | Providing and fixing mirror of superior glass (of approved quality) and of required shape and size with plastic moulded frame of approved make and shade with 6 mm thick hard board backing : | [53 empty] | 13.08 | Providing and fixing mirror of superior glass (of approved quality) and of required shape and size with plastic moulded frame of approved make and shade with 6 mm thick hard board backing :
13.09 | Rectangular shape 1500x450 mm |  | 6 | each | 1725.9 |  |  | Excess(+) | 1 | Full Conversion | INR | [40 empty] | #VALUE! | #VALUE! | #VALUE! | 13.09 | Rectangular shape 1500x450 mm |  | 6 | each
13.1 | Providing and fixing soil, waste and vent pipes : | [53 empty] | 13.1 | Providing and fixing soil, waste and vent pipes :
13.11 | 100 mm dia | [53 empty] | 13.11 | 100 mm dia
13.12 | Centrifugally cast (spun) iron socket & spigot (S&S) pipe as per IS: 3989 |  | 26 | metre | 973.65 |  |  | Excess(+) | 1 | Full Conversion | INR | [40 empty] | #VALUE! | #VALUE! | #VALUE! | 13.12 | Centrifugally cast (spun) iron socket & spigot (S&S) pipe as per IS: 3989 |  | 26 | metre
13.13 | 75 mm diameter : | [53 empty] | 13.13 | 75 mm diameter :
13.14 | Centrifugally cast (spun) iron socketed pipe as per IS: 3989 |  | 2 | metre | 977.98 |  |  | Excess(+) | 1 | Full Conversion | INR | [40 empty] | #VALUE! | #VALUE! | #VALUE! | 13.14 | Centrifugally cast (spun) iron socketed pipe as per IS: 3989 |  | 2 | metre
13.15 | Providing and fixing bend of required degree with access door, insertion rubber washer 3 mm thick, bolts and nuts complete. | [53 empty] | 13.15 | Providing and fixing bend of required degree with access door, insertion rubber washer 3 mm thick, bolts and nuts complete.
13.16 | 100 mm dia | [53 empty] | 13.16 | 100 mm dia
13.17 | Sand cast iron S&S as per IS - 3989 |  | 5 | each | 581.51 |  |  | Excess(+) | 1 | Full Conversion | INR | [40 empty] | #VALUE! | #VALUE! | #VALUE! | 13.17 | Sand cast iron S&S as per IS - 3989 |  | 5 | each
13.18 | Providing and fixing plain bend of required degree. | [53 empty] | 13.18 | Providing and fixing plain bend of required degree.
13.19 | 100 mm dia | [53 empty] | 13.19 | 100 mm dia
13.2 | Sand cast iron S&S as per IS : 3989 |  | 5 | each | 470.07 |  |  | Excess(+) | 1 | Full Conversion | INR | [40 empty] | #VALUE! | #VALUE! | #VALUE! | 13.2 | Sand cast iron S&S as per IS : 3989 |  | 5 | each
13.21 | Providing and fixing collar : | [53 empty] | 13.21 | Providing and fixing collar :
13.22 | 100 mm | [53 empty] | 13.22 | 100 mm
13.23 | Sand cast iron S&S as per IS - 3989 |  | 8 | each | 423.15 |  |  | Excess(+) | 1 | Full Conversion | INR | [40 empty] | #VALUE! | #VALUE! | #VALUE! | 13.23 | Sand cast iron S&S as per IS - 3989 |  | 8 | each
13.24 | 75 mm | [53 empty] | 13.24 | 75 mm
13.25 | Sand cast iron S&S as per IS - 3989 |  | 4 | each | 298.55 |  |  | Excess(+) | 1 | Full Conversion | INR | [40 empty] | #VALUE! | #VALUE! | #VALUE! | 13.25 | Sand cast iron S&S as per IS - 3989 |  | 4 | each
13.26 | Providing lead caulked joints to sand cast iron/centrifugally cast (spun) iron pipes and fittings of diameter : | [53 empty] | 13.26 | Providing lead caulked joints to sand cast iron/centrifugally cast (spun) iron pipes and fittings of diameter :
13.27 | 100 mm |  | 20 | each | 513.32 |  |  | Excess(+) | 1 | Full Conversion | INR | [40 empty] | #VALUE! | #VALUE! | #VALUE! | 13.27 | 100 mm |  | 20 | each
13.28 | 75 mm |  | 6 | each | 433.95 |  |  | Excess(+) | 1 | Full Conversion | INR | [40 empty] | #VALUE! | #VALUE! | #VALUE! | 13.28 | 75 mm |  | 6 | each
13.29 | Providing and fixing trap of self cleansing design with screwed down or hinged grating with or without vent arm complete, including cost of cutting and making good the walls and floors : | [53 empty] | 13.29 | Providing and fixing trap of self cleansing design with screwed down or hinged grating with or without vent arm complete, including cost of cutting and making good the walls and floors :
13.3 | 100 mm inlet and 100 mm outlet | [53 empty] | 13.3 | 100 mm inlet and 100 mm outlet
13.31 | Sand cast iron S&S as per IS: 3989 |  | 5 | each | 1646.33 |  |  | Excess(+) | 1 | Full Conversion | INR | [40 empty] | #VALUE! | #VALUE! | #VALUE! | 13.31 | Sand cast iron S&S as per IS: 3989 |  | 5 | each
13.32 | 100 mm inlet and 75 mm outlet | [53 empty] | 13.32 | 100 mm inlet and 75 mm outlet
13.33 | Sand cast iron S&S as per IS - 3989 |  | 5 | each | 1628.72 |  |  | Excess(+) | 1 | Full Conversion | INR | [40 empty] | #VALUE! | #VALUE! | #VALUE! | 13.33 | Sand cast iron S&S as per IS - 3989 |  | 5 | each
14 | WATER SUPPLY | [53 empty] | 14 | WATER SUPPLY
14.01 | Providing and fixing G.I. pipes complete with G.I. fittings and clamps, including cutting and making good the walls etc. Internal work - Exposed on wall | [53 empty] | 14.01 | Providing and fixing G.I. pipes complete with G.I. fittings and clamps, including cutting and making good the walls etc. Internal work - Exposed on wall
14.02 | 15 mm dia nominal bore |  | 2 | metre | 302.14 |  |  | Excess(+) | 1 | Full Conversion | INR | [40 empty] | #VALUE! | #VALUE! | #VALUE! | 14.02 | 15 mm dia nominal bore |  | 2 | metre
14.03 | 20 mm dia nominal bore |  | 5 | metre | 360.6 |  |  | Excess(+) | 1 | Full Conversion | INR | [40 empty] | #VALUE! | #VALUE! | #VALUE! | 14.03 | 20 mm dia nominal bore |  | 5 | metre
14.04 | 25 mm dia nominal bore |  | 7 | metre | 454.94 |  |  | Excess(+) | 1 | Full Conversion | INR | [40 empty] | #VALUE! | #VALUE! | #VALUE! | 14.04 | 25 mm dia nominal bore |  | 7 | metre
14.05 | Providing and fixing G.I. Pipes complete with G.I. fittings and clamps, including making good the walls etc. concealed pipe, including painting with anti corrosive bitumastic paint, cutting chases and making good the wall : | [53 empty] | 14.05 | Providing and fixing G.I. Pipes complete with G.I. fittings and clamps, including making good the walls etc. concealed pipe, including painting with anti corrosive bitumastic paint, cutting chases and making good the wall :
14.06 | 15 mm dia nominal bore |  | 4 | metre | 478.64 |  |  | Excess(+) | 1 | Full Conversion | INR | [40 empty] | #VALUE! | #VALUE! | #VALUE! | 14.06 | 15 mm dia nominal bore |  | 4 | metre
14.07 | 20 mm dia nominal bore |  | 10 | metre | 523.79 |  |  | Excess(+) | 1 | Full Conversion | INR | [40 empty] | #VALUE! | #VALUE! | #VALUE! | 14.07 | 20 mm dia nominal bore |  | 10 | metre
14.08 | Providing and fixing G.I. pipes complete with G.I. fittings including trenching and refilling etc. External work | [53 empty] | 14.08 | Providing and fixing G.I. pipes complete with G.I. fittings including trenching and refilling etc. External work
14.09 | 25 mm dia nominal bore |  | 5 | metre | 385.71 |  |  | Excess(+) | 1 | Full Conversion | INR | [40 empty] | #VALUE! | #VALUE! | #VALUE! | 14.09 | 25 mm dia nominal bore |  | 5 | metre
14.1 | 32 mm dia nominal bore |  | 12 | metre | 445.53 |  |  | Excess(+) | 1 | Full Conversion | INR | [40 empty] | #VALUE! | #VALUE! | #VALUE! | 14.1 | 32 mm dia nominal bore |  | 12 | metre
14.11 | Making connection of G.I. distribution branch with G.I. main of following sizes by providing and fixing tee, including cutting and threading the pipe etc. complete : | [53 empty] | 14.11 | Making connection of G.I. distribution branch with G.I. main of following sizes by providing and fixing tee, including cutting and threading the pipe etc. complete :
14.12 | 25 to 40 mm nominal bore |  | 1 | each | 751.96 |  |  | Excess(+) | 1 | Full Conversion | INR | [40 empty] | #VALUE! | #VALUE! | #VALUE! | 14.12 | 25 to 40 mm nominal bore |  | 1 | each
14.13 | Providing and fixing gun metal gate valve with C.I. wheel of approved quality (screwed end) : | [53 empty] | 14.13 | Providing and fixing gun metal gate valve with C.I. wheel of approved quality (screwed end) :
14.14 | 25 mm nominal bore |  | 2 | each | 513.23 |  |  | Excess(+) | 1 | Full Conversion | INR | [40 empty] | #VALUE! | #VALUE! | #VALUE! | 14.14 | 25 mm nominal bore |  | 2 | each
14.15 | 20 mm nominal bore |  | 2 | each | 445.25 |  |  | Excess(+) | 1 | Full Conversion | INR | [40 empty] | #VALUE! | #VALUE! | #VALUE! | 14.15 | 20 mm nominal bore |  | 2 | each
14.16 | 32 mm nominal bore. |  | 1 | each | 568.65 |  |  | Excess(+) | 1 | Full Conversion | INR | [40 empty] | #VALUE! | #VALUE! | #VALUE! | 14.16 | 32 mm nominal bore. |  | 1 | each
14.17 | Providing and fixing ball valve (brass) of approved quality, High or low pressure, with plastic floats complete : | [53 empty] | 14.17 | Providing and fixing ball valve (brass) of approved quality, High or low pressure, with plastic floats complete :
14.18 | 20 mm nominal bore |  | 1 | each | 381.38 |  |  | Excess(+) | 1 | Full Conversion | INR | [40 empty] | #VALUE! | #VALUE! | #VALUE! | 14.18 | 20 mm nominal bore |  | 1 | each
14.19 | Providing and fixing uplasticised PVC connection pipe with brass unions : | [53 empty] | 14.19 | Providing and fixing uplasticised PVC connection pipe with brass unions :
14.2 | 45 cm length | [53 empty] | 14.2 | 45 cm length
14.21 | 15 mm nominal bore |  | 8 | each | 80.61 |  |  | Excess(+) | 1 | Full Conversion | INR | [40 empty] | #VALUE! | #VALUE! | #VALUE! | 14.21 | 15 mm nominal bore |  | 8 | each
14.22 | Constructing masonry Chamber 30x30x50 cm inside, in brick work in cement mortar 1:4 (1 cement :4 coarse sand) for stop cock, with C. I. surface box 100x100 x75 mm (inside) with hinged cover fixed in reinforced cement concrete slab 1:1.5:3 mix (1 cement : 1.5 coarse sand : 3 graded stone aggregate 20 mm nominal size), including necessary excavation, foundation concrete 1:5:10 ( 1 cement : 5 fine sand : 10 graded stone aggregate 40 mm nominal size ) and inside plastering with cement mortar 1:3 (1 cement : 3 coarse sand) 12 mm thick, finished with a floating coat of neat cement complete as per standard design : | [53 empty] | 14.22 | Constructing masonry Chamber 30x30x50 cm inside, in brick work in cement mortar 1:4 (1 cement :4 coarse sand) for stop cock, with C. I. surface box 100x100 x75 mm (inside) with hinged cover fixed in reinforced cement concrete slab 1:1.5:3 mix (1 cement : 1.5 coarse sand : 3 graded stone aggregate 20 mm nominal size), including necessary excavation, foundation concrete 1:5:10 ( 1 cement : 5 fine sand : 10 graded stone aggregate 40 mm nominal size ) and inside plastering with cement mortar 1:3 (1 cement : 3 coarse sand) 12 mm thick, finished with a floating coat of neat cement complete as per standard design :
14.23 | With common burnt clay F.P.S.(non modular) bricks of class designation 7.5 |  | 2 | each | 1643.11 |  |  | Excess(+) | 1 | Full Conversion | INR | [40 empty] | #VALUE! | #VALUE! | #VALUE! | 14.23 | With common burnt clay F.P.S.(non modular) bricks of class designation 7.5 |  | 2 | each
14.24 | Providing and fixing G.I. Union in G.I. pipe including cutting and threading the pipe and making long screws etc. complete (New work) : | [53 empty] | 14.24 | Providing and fixing G.I. Union in G.I. pipe including cutting and threading the pipe and making long screws etc. complete (New work) :
14.25 | 15 mm nominal bore |  | 2 | each | 262.51 |  |  | Excess(+) | 1 | Full Conversion | INR | [40 empty] | #VALUE! | #VALUE! | #VALUE! | 14.25 | 15 mm nominal bore |  | 2 | each
14.26 | 20 mm nominal bore |  | 2 | each | 285.97 |  |  | Excess(+) | 1 | Full Conversion | INR | [40 empty] | #VALUE! | #VALUE! | #VALUE! | 14.26 | 20 mm nominal bore |  | 2 | each
14.27 | 25 mm nominal bore |  | 2 | each | 362.21 |  |  | Excess(+) | 1 | Full Conversion | INR | [40 empty] | #VALUE! | #VALUE! | #VALUE! | 14.27 | 25 mm nominal bore |  | 2 | each
14.28 | 32 mm nominal bore |  | 1 | each | 403.27 |  |  | Excess(+) | 1 | Full Conversion | INR | [40 empty] | #VALUE! | #VALUE! | #VALUE! | 14.28 | 32 mm nominal bore |  | 1 | each
14.29 | Providing and placing on terrace (at all floor levels) polyethylene water storage tank, IS : 12701 marked, with cover and suitable locking arrangement and making necessary holes for inlet, outlet and overflow pipes but without fittings and the base support for tank. |  | 1000 | per litre | 9.07 |  |  | Excess(+) | 1 | Full Conversion | INR | [40 empty] | #VALUE! | #VALUE! | #VALUE! | 14.29 | Providing and placing on terrace (at all floor levels) polyethylene water storage tank, IS : 12701 marked, with cover and suitable locking arrangement and making necessary holes for inlet, outlet and overflow pipes but without fittings and the base support for tank. |  | 1000 | per litre
14.3 | Providing and fixing C.P. brass long body bib cock of approved quality conforming to IS standards and weighing not less than 690 gms. | [53 empty] | 14.3 | Providing and fixing C.P. brass long body bib cock of approved quality conforming to IS standards and weighing not less than 690 gms.
14.31 | 15 mm nominal bore |  | 4 | each | 658.82 |  |  | Excess(+) | 1 | Full Conversion | INR | [40 empty] | #VALUE! | #VALUE! | #VALUE! | 14.31 | 15 mm nominal bore |  | 4 | each
14.32 | Providing and fixing C.P. brass angle valve for basin mixer and geyser points of approved quality conforming to IS:8931 | [53 empty] | 14.32 | Providing and fixing C.P. brass angle valve for basin mixer and geyser points of approved quality conforming to IS:8931
14.33 | 15 mm nominal bore |  | 9 | each | 473.57 |  |  | Excess(+) | 1 | Full Conversion | INR | [40 empty] | #VALUE! | #VALUE! | #VALUE! | 14.33 | 15 mm nominal bore |  | 9 | each
14.34 | Providing and fixing C.P. Brass extension nipple (size 15 mm x 50 mm) of approved make and quality as per direction of Engineer-in-charge. |  | 13 | each | 61.68 |  |  | Excess(+) | 1 | Full Conversion | INR | [40 empty] | #VALUE! | #VALUE! | #VALUE! | 14.34 | Providing and fixing C.P. Brass extension nipple (size 15 mm x 50 mm) of approved make and quality as per direction of Engineer-in-charge. |  | 13 | each
14.35 | Providing and fixing PTMT grating of approved quality and colour. | [53 empty] | 14.35 | Providing and fixing PTMT grating of approved quality and colour.
14.36 | Circular type | [53 empty] | 14.36 | Circular type
14.37 | 125 mm nominal dia with 25 mm waste hole |  | 9 | each | 42.76 |  |  | Excess(+) | 1 | Full Conversion | INR | [40 empty] | #VALUE! | #VALUE! | #VALUE! | 14.37 | 125 mm nominal dia with 25 mm waste hole |  | 9 | each
15 | DRAINAGE | [53 empty] | 15 | DRAINAGE
15.01 | Providing, laying and jointing glazed stoneware pipes class SP-1 with stiff mixture of cement mortar in the proportion of 1:1 (1 cement : 1 fine sand) including testing of joints etc. complete : | [53 empty] | 15.01 | Providing, laying and jointing glazed stoneware pipes class SP-1 with stiff mixture of cement mortar in the proportion of 1:1 (1 cement : 1 fine sand) including testing of joints etc. complete :
15.02 | 100 mm diameter |  | 18 | metre | 365.8 |  |  | Excess(+) | 1 | Full Conversion | INR | [40 empty] | #VALUE! | #VALUE! | #VALUE! | 15.02 | 100 mm diameter |  | 18 | metre
15.03 | Providing and laying cement concrete 1:5:10 (1 cement : 5 coarse sand : 10 graded stone aggregate 40 mm nominal size) all-round S.W. pipes including bed concrete as per standard design : | [53 empty] | 15.03 | Providing and laying cement concrete 1:5:10 (1 cement : 5 coarse sand : 10 graded stone aggregate 40 mm nominal size) all-round S.W. pipes including bed concrete as per standard design :
15.04 | 100 mm diameter S.W. pipe |  | 18 | metre | 795.54 |  |  | Excess(+) | 1 | Full Conversion | INR | [40 empty] | #VALUE! | #VALUE! | #VALUE! | 15.04 | 100 mm diameter S.W. pipe |  | 18 | metre
15.05 | Providing and fixing square-mouth S.W. gully trap class SP-1 complete with C.I. grating brick masonry chamber with water tight C.I. cover with frame of 300 x 300 mm size (inside) the weight of cover to be not less than 4.50 kg and frame to be not less than 2.70 kg as per standard design: | [53 empty] | 15.05 | Providing and fixing square-mouth S.W. gully trap class SP-1 complete with C.I. grating brick masonry chamber with water tight C.I. cover with frame of 300 x 300 mm size (inside) the weight of cover to be not less than 4.50 kg and frame to be not less than 2.70 kg as per standard design:
15.06 | 100x100 mm size P type | [53 empty] | 15.06 | 100x100 mm size P type
15.07 | With common burnt clay F.P.S. (non modular) bricks of class designation 7.5 |  | 3 | each | 2232.75 |  |  | Excess(+) | 1 | Full Conversion | INR | [40 empty] | #VALUE! | #VALUE! | #VALUE! | 15.07 | With common burnt clay F.P.S. (non modular) bricks of class designation 7.5 |  | 3 | each
15.08 | Constructing brick masonry manhole in cement mortar 1:4 ( 1 cement : 4 coarse sand ) with R.C.C. top slab with 1:1.5:3 mix (1 cement : 1.5 coarse sand (zone-III) : 3 graded stone aggregate 20 mm nominal size), foundation concrete 1:4:8 mix (1 cement : 4 coarse sand (zone-III) : 8 graded stone aggregate 40 mm nominal size), inside plastering 12 mm thick with cement mortar 1:3 (1 cement : 3 coarse sand) finished with floating coat of neat cement and making channels in cement concrete 1:2:4 (1 cement : 2 coarse sand : 4 graded stone aggregate 20 mm nominal size) finished with a floating coat of neat cement complete as per standard design : | [53 empty] | 15.08 | Constructing brick masonry manhole in cement mortar 1:4 ( 1 cement : 4 coarse sand ) with R.C.C. top slab with 1:1.5:3 mix (1 cement : 1.5 coarse sand (zone-III) : 3 graded stone aggregate 20 mm nominal size), foundation concrete 1:4:8 mix (1 cement : 4 coarse sand (zone-III) : 8 graded stone aggregate 40 mm nominal size), inside plastering 12 mm thick with cement mortar 1:3 (1 cement : 3 coarse sand) finished with floating coat of neat cement and making channels in cement concrete 1:2:4 (1 cement : 2 coarse sand : 4 graded stone aggregate 20 mm nominal size) finished with a floating coat of neat cement complete as per standard design :
15.09 | Inside size 90x80 cm and 45 cm deep including C.I. cover with frame (light duty) 455x610 mm internal dimensions, total weight of cover and frame to be not less than 38 kg (weight of cover 23 kg and weight of frame 15 kg) : | [53 empty] | 15.09 | Inside size 90x80 cm and 45 cm deep including C.I. cover with frame (light duty) 455x610 mm internal dimensions, total weight of cover and frame to be not less than 38 kg (weight of cover 23 kg and weight of frame 15 kg) :
15.1 | With common burnt clay F.P.S. (non modular) bricks of class designation 7.5 |  | 2 | each | 10530.68 |  |  | Excess(+) | 1 | Full Conversion | INR | [40 empty] | #VALUE! | #VALUE! | #VALUE! | 15.1 | With common burnt clay F.P.S. (non modular) bricks of class designation 7.5 |  | 2 | each
15.11 | Extra for depth for manholes : | [53 empty] | 15.11 | Extra for depth for manholes :
15.12 | Size 90x80 cm | [53 empty] | 15.12 | Size 90x80 cm
15.13 | With common burnt clay F.P.S. (non modular) bricks of class designation 7.5 |  | 0.5 | metre | 7277.48 |  |  | Excess(+) | 1 | Full Conversion | INR | [40 empty] | #VALUE! | #VALUE! | #VALUE! | 15.13 | With common burnt clay F.P.S. (non modular) bricks of class designation 7.5 |  | 0.5 | metre
15.14 | Making connection of drain or sewer line with existing manhole including breaking into and making good the walls, floors with cement concrete 1:2:4 mix (1 cement : 2 coarse sand : 4 graded stone aggregate 20 mm nominal size) cement plastered on both sides with cement mortar 1:3 (1 cement : 3 coarse sand), finished with a floating coat of neat cement and making necessary channels for the drain etc. complete : | [53 empty] | 15.14 | Making connection of drain or sewer line with existing manhole including breaking into and making good the walls, floors with cement concrete 1:2:4 mix (1 cement : 2 coarse sand : 4 graded stone aggregate 20 mm nominal size) cement plastered on both sides with cement mortar 1:3 (1 cement : 3 coarse sand), finished with a floating coat of neat cement and making necessary channels for the drain etc. complete :
15.15 | For pipes 100 to 250 mm diameter |  | 1 | each | 668.3 |  |  | Excess(+) | 1 | Full Conversion | INR | [40 empty] | #VALUE! | #VALUE! | #VALUE! | 15.15 | For pipes 100 to 250 mm diameter |  | 1 | each
15.16 | Making soak pit 2.5 m diameter 3.0 metre deep with 45 x 45 cm dry brick honey comb shaft with bricks and S.W. drain pipe 100 mm diameter, 1.8 m long complete as per standard design. | [53 empty] | 15.16 | Making soak pit 2.5 m diameter 3.0 metre deep with 45 x 45 cm dry brick honey comb shaft with bricks and S.W. drain pipe 100 mm diameter, 1.8 m long complete as per standard design.
15.17 | With common burnt clay F.P.S. (non modular) bricks of class designation 7.5 |  | 1 | each | 22150.49 |  |  | Excess(+) | 1 | Full Conversion | INR | [40 empty] | #VALUE! | #VALUE! | #VALUE! | 15.17 | With common burnt clay F.P.S. (non modular) bricks of class designation 7.5 |  | 1 | each
15.18 | Constructing soak pit 1.20x1.20x1.20 m filled with brick bats including S.W. drain pipe 100 mm diameter and 1.20 m long complete as per standard design. |  | 1 | each | 2383.19 |  |  | Excess(+) | 1 | Full Conversion | INR | [40 empty] | #VALUE! | #VALUE! | #VALUE! | 15.18 | Constructing soak pit 1.20x1.20x1.20 m filled with brick bats including S.W. drain pipe 100 mm diameter and 1.20 m long complete as per standard design. |  | 1 | each
16 | WATER PROOFING | [53 empty] | 16 | WATER PROOFING
16.01 | Providing and laying integral cement based water proofing treatment including preparation of surface as required for treatment of roofs, balconies, terraces etc consisting of following operations: (a) Applying a slurry coat of neat cement using 2.75 kg/sqm of cement admixed with water proofing compound conforming to IS. 2645 and approved by Engineer-in-charge over the RCC slab including adjoining walls upto 300 mm height including cleaning the surface before treatment. (b) Laying brick bats with mortar using broken bricks/brick bats 25 mm to 115 mm size with 50% of cement mortar 1:5 (1 cement : 5 coarse sand) admixed with water proofing compound conforming to IS : 2645 and approved by Engineer-in-charge over 20 mm thick layer of cement mortar of mix 1:5 (1 cement :5 coarse sand) admixed with water proofing compound conforming to IS : 2645 and approved by Engineer-in-charge to required slope and treating similarly the adjoining walls upto 300 mm height including rounding of junctions of walls and slabs. (c) After two days of proper curing applying a second coat of cement slurry using 2.75 kg/ sqm of cement admixed with water proofing compound conforming to IS : 2645 and approved by Engineer-in-charge. (d) Finishing the surface with 20 mm thick jointless cement mortar of mix 1:4 (1 cement :4 coarse sand) admixed with water proofing compound conforming to IS : 2645 and approved by Engineer-in-charge including laying glass fibre cloth of approved quality in top layer of plaster and finally finishing the surface with trowel with neat cement slurry and making pattern of 300x300 mm square 3 mm deep. (e) The whole terrace so finished shall be flooded with water for a minimum period of two weeks for curing and for final test. “All above operations to be done in order and as directed and specified by the Engineer-in-Charge”: | [53 empty] | 16.01 | Providing and laying integral cement based water proofing treatment including preparation of surface as required for treatment of roofs, balconies, terraces etc consisting of following operations: (a) Applying a slurry coat of neat cement using 2.75 kg/sqm of cement admixed with water proofing compound conforming to IS. 2645 and approved by Engineer-in-charge over the RCC slab including adjoining walls upto 300 mm height including cleaning the surface before treatment. (b) Laying brick bats with mortar using broken bricks/brick bats 25 mm to 115 mm size with 50% of cement mortar 1:5 (1 cement : 5 coarse sand) admixed with water proofing compound conforming to IS : 2645 and approved by Engineer-in-charge over 20 mm thick layer of cement mortar of mix 1:5 (1 cement :5 coarse sand) admixed with water proofing compound conforming to IS : 2645 and approved by Engineer-in-charge to required slope and treating similarly the adjoining walls upto 300 mm height including rounding of junctions of walls and slabs. (c) After two days of proper curing applying a second coat of cement slurry using 2.75 kg/ sqm of cement admixed with water proofing compound conforming to IS : 2645 and approved by Engineer-in-charge. (d) Finishing the surface with 20 mm thick jointless cement mortar of mix 1:4 (1 cement :4 coarse sand) admixed with water proofing compound conforming to IS : 2645 and approved by Engineer-in-charge including laying glass fibre cloth of approved quality in top layer of plaster and finally finishing the surface with trowel with neat cement slurry and making pattern of 300x300 mm square 3 mm deep. (e) The whole terrace so finished shall be flooded with water for a minimum period of two weeks for curing and for final test. “All above operations to be done in order and as directed and specified by the Engineer-in-Charge”:
16.02 | With average thickness of 120 mm and minimum thickness at khurra as 65 mm. |  | 83 | sqm | 1389.13 |  |  | Excess(+) | 1 | Full Conversion | INR | [40 empty] | #VALUE! | #VALUE! | #VALUE! | 16.02 | With average thickness of 120 mm and minimum thickness at khurra as 65 mm. |  | 83 | sqm
17 | MINOR CIVIL MAINTENANCE ITEM | [53 empty] | 17 | MINOR CIVIL MAINTENANCE ITEM
17.01 | Providing and laying cement concrete of specified grade i/c the cost of centring and shuttering, All work upto plinth level. (1 cement :5 coarse sand : 10 graded brick aggregate 40 mm nominal size). |  | 1 | cUM | 4637.38 |  |  | Excess(+) | 1 | Full Conversion | INR | [40 empty] | #VALUE! | #VALUE! | #VALUE! | 17.01 | Providing and laying cement concrete of specified grade i/c the cost of centring and shuttering, All work upto plinth level. (1 cement :5 coarse sand : 10 graded brick aggregate 40 mm nominal size). |  | 1 | cUM
17.02 | Providing and fixing C.P brass swan neck pillar cock of L&K or equivalent make. |  | 4 | Each | 1229.41 |  |  | Excess(+) | 1 | Full Conversion | INR | [40 empty] | #VALUE! | #VALUE! | #VALUE! | 17.02 | Providing and fixing C.P brass swan neck pillar cock of L&K or equivalent make. |  | 4 | Each
17.03 | "Providing and fixing white vitreous china flat back or half stal urinal of 580 x 380 x 350 with standard size C.P brass flush pipe,spreader with union and clamps and c.p brass push cock 15 mm i/c cutting and making good the walls. (a)Range of single half stal urinal. " |  | 4 | Each | 4979.14 |  |  | Excess(+) | 1 | Full Conversion | INR | [40 empty] | #VALUE! | #VALUE! | #VALUE! | 17.03 | "Providing and fixing white vitreous china flat back or half stal urinal of 580 x 380 x 350 with standard size C.P brass flush pipe,spreader with union and clamps and c.p brass push cock 15 mm i/c cutting and making good the walls. (a)Range of single half stal urinal. " |  | 4 | Each
17.04 | Providing and fixing white vitreous china oval type wash basin of size 550 x 480 Cera make Cat no 2030125. |  | 4 | Each | 3569.97 |  |  | Excess(+) | 1 | Full Conversion | INR | [40 empty] | #VALUE! | #VALUE! | #VALUE! | 17.04 | Providing and fixing white vitreous china oval type wash basin of size 550 x 480 Cera make Cat no 2030125. |  | 4 | Each
17.05 | Providing and fixing C.P coat pin hanger of approved make with necessary srews gully etc. cera make cat no 5015108 |  | 9 | Each | 284.57 |  |  | Excess(+) | 1 | Full Conversion | INR | [40 empty] | #VALUE! | #VALUE! | #VALUE! | 17.05 | Providing and fixing C.P coat pin hanger of approved make with necessary srews gully etc. cera make cat no 5015108 |  | 9 | Each
17.06 | Providing and fixing C.P soap dish complete with screws and gully etc. |  | 2 | Each | 334.34 |  |  | Excess(+) | 1 | Full Conversion | INR | [40 empty] | #VALUE! | #VALUE! | #VALUE! | 17.06 | Providing and fixing C.P soap dish complete with screws and gully etc. |  | 2 | Each
17.07 | Providing and fixing c.p. brass Urinal flush valve Auto closing System with Built-in Control cock & wall flangeof (Jaguar make) code noPRS-077 15 mm nominal bor. |  | 4 | Each | 2225.9 |  |  | Excess(+) | 1 | Full Conversion | INR | [40 empty] | #VALUE! | #VALUE! | #VALUE! | 17.07 | Providing and fixing c.p. brass Urinal flush valve Auto closing System with Built-in Control cock & wall flangeof (Jaguar make) code noPRS-077 15 mm nominal bor. |  | 4 | Each
17.08 | Extra for providing and fixing Triple layer SINTEX white pvc.water storage tank inplace of Providing and placing on terrace (at all floor levels) polyethylene water storage tank, IS : 12701 marked, with cover and suitable locking arrangement and making necessary holes for inlet, outlet and overflow pipes but without fittings and the base support for tank. Circular tank . |  | 1000 | Per litre | 3.3 |  |  | Excess(+) | 1 | Full Conversion | INR | [40 empty] | #VALUE! | #VALUE! | #VALUE! | 17.08 | Extra for providing and fixing Triple layer SINTEX white pvc.water storage tank inplace of Providing and placing on terrace (at all floor levels) polyethylene water storage tank, IS : 12701 marked, with cover and suitable locking arrangement and making necessary holes for inlet, outlet and overflow pipes but without fittings and the base support for tank. Circular tank . |  | 1000 | Per litre
17.09 | Extra for providing and fixing of 8mm to 9mm thick ceramic glazed wall tiles instead of 5mm thick ceramic glazed wall tiles. |  | 159 | Sqm | 128.47 |  |  | Excess(+) | 1 | Full Conversion | INR | [40 empty] | #VALUE! | #VALUE! | #VALUE! | 17.09 | Extra for providing and fixing of 8mm to 9mm thick ceramic glazed wall tiles instead of 5mm thick ceramic glazed wall tiles. |  | 159 | Sqm
Total in Figures | [51 empty] | #VALUE! | #VALUE! | #VALUE!
Quoted Rate in Figures |  |  |  | Select | [47 empty] | 0 | 0 | #VALUE!
Quoted Rate in Words |  | #VALUE!
Note on K15: gepadmin: 1. If you choose "Full Conversion" then Column BA (AMOUNT) and Column BB (TAXES) BOTH values will be convert based on selected Currency in (Column L). 2. If you choose "Partial Conversion" then Column BA (AMOUNT) only will be converted based on selected currency (Column L) and Column BB (TAXES) value (INR) will be added to the converted values.
Note on K18: gepadmin: 1. If you choose "Full Conversion" then Column BA (AMOUNT) and Column BB (TAXES) BOTH values will be convert based on selected Currency in (Column L). 2. If you choose "Partial Conversion" then Column BA (AMOUNT) only will be converted based on selected currency (Column L) and Column BB (TAXES) value (INR) will be added to the converted values.
Note on K19: gepadmin: 1. If you choose "Full Conversion" then Column BA (AMOUNT) and Column BB (TAXES) BOTH values will be convert based on selected Currency in (Column L). 2. If you choose "Partial Conversion" then Column BA (AMOUNT) only will be converted based on selected currency (Column L) and Column BB (TAXES) value (INR) will be added to the converted values.
Note on K20: gepadmin: 1. If you choose "Full Conversion" then Column BA (AMOUNT) and Column BB (TAXES) BOTH values will be convert based on selected Currency in (Column L). 2. If you choose "Partial Conversion" then Column BA (AMOUNT) only will be converted based on selected currency (Column L) and Column BB (TAXES) value (INR) will be added to the converted values.
Note on K22: gepadmin: 1. If you choose "Full Conversion" then Column BA (AMOUNT) and Column BB (TAXES) BOTH values will be convert based on selected Currency in (Column L). 2. If you choose "Partial Conversion" then Column BA (AMOUNT) only will be converted based on selected currency (Column L) and Column BB (TAXES) value (INR) will be added to the converted values.
Note on K25: gepadmin: 1. If you choose "Full Conversion" then Column BA (AMOUNT) and Column BB (TAXES) BOTH values will be convert based on selected Currency in (Column L). 2. If you choose "Partial Conversion" then Column BA (AMOUNT) only will be converted based on selected currency (Column L) and Column BB (TAXES) value (INR) will be added to the converted values.
Note on K26: gepadmin: 1. If you choose "Full Conversion" then Column BA (AMOUNT) and Column BB (TAXES) BOTH values will be convert based on selected Currency in (Column L). 2. If you choose "Partial Conversion" then Column BA (AMOUNT) only will be converted based on selected currency (Column L) and Column BB (TAXES) value (INR) will be added to the converted values.
Note on K27: gepadmin: 1. If you choose "Full Conversion" then Column BA (AMOUNT) and Column BB (TAXES) BOTH values will be convert based on selected Currency in (Column L). 2. If you choose "Partial Conversion" then Column BA (AMOUNT) only will be converted based on selected currency (Column L) and Column BB (TAXES) value (INR) will be added to the converted values.
Note on K28: gepadmin: 1. If you choose "Full Conversion" then Column BA (AMOUNT) and Column BB (TAXES) BOTH values will be convert based on selected Currency in (Column L). 2. If you choose "Partial Conversion" then Column BA (AMOUNT) only will be converted based on selected currency (Column L) and Column BB (TAXES) value (INR) will be added to the converted values.
Note on K31: gepadmin: 1. If you choose "Full Conversion" then Column BA (AMOUNT) and Column BB (TAXES) BOTH values will be convert based on selected Currency in (Column L). 2. If you choose "Partial Conversion" then Column BA (AMOUNT) only will be converted based on selected currency (Column L) and Column BB (TAXES) value (INR) will be added to the converted values.
Note on K32: gepadmin: 1. If you choose "Full Conversion" then Column BA (AMOUNT) and Column BB (TAXES) BOTH values will be convert based on selected Currency in (Column L). 2. If you choose "Partial Conversion" then Column BA (AMOUNT) only will be converted based on selected currency (Column L) and Column BB (TAXES) value (INR) will be added to the converted values.
Note on K34: gepadmin: 1. If you choose "Full Conversion" then Column BA (AMOUNT) and Column BB (TAXES) BOTH values will be convert based on selected Currency in (Column L). 2. If you choose "Partial Conversion" then Column BA (AMOUNT) only will be converted based on selected currency (Column L) and Column BB (TAXES) value (INR) will be added to the converted values.
Note on K35: gepadmin: 1. If you choose "Full Conversion" then Column BA (AMOUNT) and Column BB (TAXES) BOTH values will be convert based on selected Currency in (Column L). 2. If you choose "Partial Conversion" then Column BA (AMOUNT) only will be converted based on selected currency (Column L) and Column BB (TAXES) value (INR) will be added to the converted values.
Note on K36: gepadmin: 1. If you choose "Full Conversion" then Column BA (AMOUNT) and Column BB (TAXES) BOTH values will be convert based on selected Currency in (Column L). 2. If you choose "Partial Conversion" then Column BA (AMOUNT) only will be converted based on selected currency (Column L) and Column BB (TAXES) value (INR) will be added to the converted values.
Note on K37: gepadmin: 1. If you choose "Full Conversion" then Column BA (AMOUNT) and Column BB (TAXES) BOTH values will be convert based on selected Currency in (Column L). 2. If you choose "Partial Conversion" then Column BA (AMOUNT) only will be converted based on selected currency (Column L) and Column BB (TAXES) value (INR) will be added to the converted values.
Note on K38: gepadmin: 1. If you choose "Full Conversion" then Column BA (AMOUNT) and Column BB (TAXES) BOTH values will be convert based on selected Currency in (Column L). 2. If you choose "Partial Conversion" then Column BA (AMOUNT) only will be converted based on selected currency (Column L) and Column BB (TAXES) value (INR) will be added to the converted values.
Note on K40: gepadmin: 1. If you choose "Full Conversion" then Column BA (AMOUNT) and Column BB (TAXES) BOTH values will be convert based on selected Currency in (Column L). 2. If you choose "Partial Conversion" then Column BA (AMOUNT) only will be converted based on selected currency (Column L) and Column BB (TAXES) value (INR) will be added to the converted values.
Note on K42: gepadmin: 1. If you choose "Full Conversion" then Column BA (AMOUNT) and Column BB (TAXES) BOTH values will be convert based on selected Currency in (Column L). 2. If you choose "Partial Conversion" then Column BA (AMOUNT) only will be converted based on selected currency (Column L) and Column BB (TAXES) value (INR) will be added to the converted values.
Note on K43: gepadmin: 1. If you choose "Full Conversion" then Column BA (AMOUNT) and Column BB (TAXES) BOTH values will be convert based on selected Currency in (Column L). 2. If you choose "Partial Conversion" then Column BA (AMOUNT) only will be converted based on selected currency (Column L) and Column BB (TAXES) value (INR) will be added to the converted values.
Note on K46: gepadmin: 1. If you choose "Full Conversion" then Column BA (AMOUNT) and Column BB (TAXES) BOTH values will be convert based on selected Currency in (Column L). 2. If you choose "Partial Conversion" then Column BA (AMOUNT) only will be converted based on selected currency (Column L) and Column BB (TAXES) value (INR) will be added to the converted values.
Note on K48: gepadmin: 1. If you choose "Full Conversion" then Column BA (AMOUNT) and Column BB (TAXES) BOTH values will be convert based on selected Currency in (Column L). 2. If you choose "Partial Conversion" then Column BA (AMOUNT) only will be converted based on selected currency (Column L) and Column BB (TAXES) value (INR) will be added to the converted values.
Note on K50: gepadmin: 1. If you choose "Full Conversion" then Column BA (AMOUNT) and Column BB (TAXES) BOTH values will be convert based on selected Currency in (Column L). 2. If you choose "Partial Conversion" then Column BA (AMOUNT) only will be converted based on selected currency (Column L) and Column BB (TAXES) value (INR) will be added to the converted values.
Note on K51: gepadmin: 1. If you choose "Full Conversion" then Column BA (AMOUNT) and Column BB (TAXES) BOTH values will be convert based on selected Currency in (Column L). 2. If you choose "Partial Conversion" then Column BA (AMOUNT) only will be converted based on selected currency (Column L) and Column BB (TAXES) value (INR) will be added to the converted values.
Note on K55: gepadmin: 1. If you choose "Full Conversion" then Column BA (AMOUNT) and Column BB (TAXES) BOTH values will be convert based on selected Currency in (Column L). 2. If you choose "Partial Conversion" then Column BA (AMOUNT) only will be converted based on selected currency (Column L) and Column BB (TAXES) value (INR) will be added to the converted values.
Note on K57: gepadmin: 1. If you choose "Full Conversion" then Column BA (AMOUNT) and Column BB (TAXES) BOTH values will be convert based on selected Currency in (Column L). 2. If you choose "Partial Conversion" then Column BA (AMOUNT) only will be converted based on selected currency (Column L) and Column BB (TAXES) value (INR) will be added to the converted values.
Note on K58: gepadmin: 1. If you choose "Full Conversion" then Column BA (AMOUNT) and Column BB (TAXES) BOTH values will be convert based on selected Currency in (Column L). 2. If you choose "Partial Conversion" then Column BA (AMOUNT) only will be converted based on selected currency (Column L) and Column BB (TAXES) value (INR) will be added to the converted values.
Note on K59: gepadmin: 1. If you choose "Full Conversion" then Column BA (AMOUNT) and Column BB (TAXES) BOTH values will be convert based on selected Currency in (Column L). 2. If you choose "Partial Conversion" then Column BA (AMOUNT) only will be converted based on selected currency (Column L) and Column BB (TAXES) value (INR) will be added to the converted values.
Note on K61: gepadmin: 1. If you choose "Full Conversion" then Column BA (AMOUNT) and Column BB (TAXES) BOTH values will be convert based on selected Currency in (Column L). 2. If you choose "Partial Conversion" then Column BA (AMOUNT) only will be converted based on selected currency (Column L) and Column BB (TAXES) value (INR) will be added to the converted values.
Note on K63: gepadmin: 1. If you choose "Full Conversion" then Column BA (AMOUNT) and Column BB (TAXES) BOTH values will be convert based on selected Currency in (Column L). 2. If you choose "Partial Conversion" then Column BA (AMOUNT) only will be converted based on selected currency (Column L) and Column BB (TAXES) value (INR) will be added to the converted values.
Note on K65: gepadmin: 1. If you choose "Full Conversion" then Column BA (AMOUNT) and Column BB (TAXES) BOTH values will be convert based on selected Currency in (Column L). 2. If you choose "Partial Conversion" then Column BA (AMOUNT) only will be converted based on selected currency (Column L) and Column BB (TAXES) value (INR) will be added to the converted values.
Note on K67: gepadmin: 1. If you choose "Full Conversion" then Column BA (AMOUNT) and Column BB (TAXES) BOTH values will be convert based on selected Currency in (Column L). 2. If you choose "Partial Conversion" then Column BA (AMOUNT) only will be converted based on selected currency (Column L) and Column BB (TAXES) value (INR) will be added to the converted values.
Note on K68: gepadmin: 1. If you choose "Full Conversion" then Column BA (AMOUNT) and Column BB (TAXES) BOTH values will be convert based on selected Currency in (Column L). 2. If you choose "Partial Conversion" then Column BA (AMOUNT) only will be converted based on selected currency (Column L) and Column BB (TAXES) value (INR) will be added to the converted values.
Note on K70: gepadmin: 1. If you choose "Full Conversion" then Column BA (AMOUNT) and Column BB (TAXES) BOTH values will be convert based on selected Currency in (Column L). 2. If you choose "Partial Conversion" then Column BA (AMOUNT) only will be converted based on selected currency (Column L) and Column BB (TAXES) value (INR) will be added to the converted values.
Note on K72: gepadmin: 1. If you choose "Full Conversion" then Column BA (AMOUNT) and Column BB (TAXES) BOTH values will be convert based on selected Currency in (Column L). 2. If you choose "Partial Conversion" then Column BA (AMOUNT) only will be converted based on selected currency (Column L) and Column BB (TAXES) value (INR) will be added to the converted values.
Note on K74: gepadmin: 1. If you choose "Full Conversion" then Column BA (AMOUNT) and Column BB (TAXES) BOTH values will be convert based on selected Currency in (Column L). 2. If you choose "Partial Conversion" then Column BA (AMOUNT) only will be converted based on selected currency (Column L) and Column BB (TAXES) value (INR) will be added to the converted values.
Note on K76: gepadmin: 1. If you choose "Full Conversion" then Column BA (AMOUNT) and Column BB (TAXES) BOTH values will be convert based on selected Currency in (Column L). 2. If you choose "Partial Conversion" then Column BA (AMOUNT) only will be converted based on selected currency (Column L) and Column BB (TAXES) value (INR) will be added to the converted values.
Note on K78: gepadmin: 1. If you choose "Full Conversion" then Column BA (AMOUNT) and Column BB (TAXES) BOTH values will be convert based on selected Currency in (Column L). 2. If you choose "Partial Conversion" then Column BA (AMOUNT) only will be converted based on selected currency (Column L) and Column BB (TAXES) value (INR) will be added to the converted values.
Note on K80: gepadmin: 1. If you choose "Full Conversion" then Column BA (AMOUNT) and Column BB (TAXES) BOTH values will be convert based on selected Currency in (Column L). 2. If you choose "Partial Conversion" then Column BA (AMOUNT) only will be converted based on selected currency (Column L) and Column BB (TAXES) value (INR) will be added to the converted values.
Note on K82: gepadmin: 1. If you choose "Full Conversion" then Column BA (AMOUNT) and Column BB (TAXES) BOTH values will be convert based on selected Currency in (Column L). 2. If you choose "Partial Conversion" then Column BA (AMOUNT) only will be converted based on selected currency (Column L) and Column BB (TAXES) value (INR) will be added to the converted values.
Note on K84: gepadmin: 1. If you choose "Full Conversion" then Column BA (AMOUNT) and Column BB (TAXES) BOTH values will be convert based on selected Currency in (Column L). 2. If you choose "Partial Conversion" then Column BA (AMOUNT) only will be converted based on selected currency (Column L) and Column BB (TAXES) value (INR) will be added to the converted values.
Note on K86: gepadmin: 1. If you choose "Full Conversion" then Column BA (AMOUNT) and Column BB (TAXES) BOTH values will be convert based on selected Currency in (Column L). 2. If you choose "Partial Conversion" then Column BA (AMOUNT) only will be converted based on selected currency (Column L) and Column BB (TAXES) value (INR) will be added to the converted values.
Note on K88: gepadmin: 1. If you choose "Full Conversion" then Column BA (AMOUNT) and Column BB (TAXES) BOTH values will be convert based on selected Currency in (Column L). 2. If you choose "Partial Conversion" then Column BA (AMOUNT) only will be converted based on selected currency (Column L) and Column BB (TAXES) value (INR) will be added to the converted values.
Note on K90: gepadmin: 1. If you choose "Full Conversion" then Column BA (AMOUNT) and Column BB (TAXES) BOTH values will be convert based on selected Currency in (Column L). 2. If you choose "Partial Conversion" then Column BA (AMOUNT) only will be converted based on selected currency (Column L) and Column BB (TAXES) value (INR) will be added to the converted values.
Note on K92: gepadmin: 1. If you choose "Full Conversion" then Column BA (AMOUNT) and Column BB (TAXES) BOTH values will be convert based on selected Currency in (Column L). 2. If you choose "Partial Conversion" then Column BA (AMOUNT) only will be converted based on selected currency (Column L) and Column BB (TAXES) value (INR) will be added to the converted values.
Note on K94: gepadmin: 1. If you choose "Full Conversion" then Column BA (AMOUNT) and Column BB (TAXES) BOTH values will be convert based on selected Currency in (Column L). 2. If you choose "Partial Conversion" then Column BA (AMOUNT) only will be converted based on selected currency (Column L) and Column BB (TAXES) value (INR) will be added to the converted values.
Note on K95: gepadmin: 1. If you choose "Full Conversion" then Column BA (AMOUNT) and Column BB (TAXES) BOTH values will be convert based on selected Currency in (Column L). 2. If you choose "Partial Conversion" then Column BA (AMOUNT) only will be converted based on selected currency (Column L) and Column BB (TAXES) value (INR) will be added to the converted values.
Note on K98: gepadmin: 1. If you choose "Full Conversion" then Column BA (AMOUNT) and Column BB (TAXES) BOTH values will be convert based on selected Currency in (Column L). 2. If you choose "Partial Conversion" then Column BA (AMOUNT) only will be converted based on selected currency (Column L) and Column BB (TAXES) value (INR) will be added to the converted values.
Note on K100: gepadmin: 1. If you choose "Full Conversion" then Column BA (AMOUNT) and Column BB (TAXES) BOTH values will be convert based on selected Currency in (Column L). 2. If you choose "Partial Conversion" then Column BA (AMOUNT) only will be converted based on selected currency (Column L) and Column BB (TAXES) value (INR) will be added to the converted values.
Note on K102: gepadmin: 1. If you choose "Full Conversion" then Column BA (AMOUNT) and Column BB (TAXES) BOTH values will be convert based on selected Currency in (Column L). 2. If you choose "Partial Conversion" then Column BA (AMOUNT) only will be converted based on selected currency (Column L) and Column BB (TAXES) value (INR) will be added to the converted values.
Note on K104: gepadmin: 1. If you choose "Full Conversion" then Column BA (AMOUNT) and Column BB (TAXES) BOTH values will be convert based on selected Currency in (Column L). 2. If you choose "Partial Conversion" then Column BA (AMOUNT) only will be converted based on selected currency (Column L) and Column BB (TAXES) value (INR) will be added to the converted values.
Note on K106: gepadmin: 1. If you choose "Full Conversion" then Column BA (AMOUNT) and Column BB (TAXES) BOTH values will be convert based on selected Currency in (Column L). 2. If you choose "Partial Conversion" then Column BA (AMOUNT) only will be converted based on selected currency (Column L) and Column BB (TAXES) value (INR) will be added to the converted values.
Note on K109: gepadmin: 1. If you choose "Full Conversion" then Column BA (AMOUNT) and Column BB (TAXES) BOTH values will be convert based on selected Currency in (Column L). 2. If you choose "Partial Conversion" then Column BA (AMOUNT) only will be converted based on selected currency (Column L) and Column BB (TAXES) value (INR) will be added to the converted values.
Note on K111: gepadmin: 1. If you choose "Full Conversion" then Column BA (AMOUNT) and Column BB (TAXES) BOTH values will be convert based on selected Currency in (Column L). 2. If you choose "Partial Conversion" then Column BA (AMOUNT) only will be converted based on selected currency (Column L) and Column BB (TAXES) value (INR) will be added to the converted values.
Note on K113: gepadmin: 1. If you choose "Full Conversion" then Column BA (AMOUNT) and Column BB (TAXES) BOTH values will be convert based on selected Currency in (Column L). 2. If you choose "Partial Conversion" then Column BA (AMOUNT) only will be converted based on selected currency (Column L) and Column BB (TAXES) value (INR) will be added to the converted values.
Note on K115: gepadmin: 1. If you choose "Full Conversion" then Column BA (AMOUNT) and Column BB (TAXES) BOTH values will be convert based on selected Currency in (Column L). 2. If you choose "Partial Conversion" then Column BA (AMOUNT) only will be converted based on selected currency (Column L) and Column BB (TAXES) value (INR) will be added to the converted values.
Note on K118: gepadmin: 1. If you choose "Full Conversion" then Column BA (AMOUNT) and Column BB (TAXES) BOTH values will be convert based on selected Currency in (Column L). 2. If you choose "Partial Conversion" then Column BA (AMOUNT) only will be converted based on selected currency (Column L) and Column BB (TAXES) value (INR) will be added to the converted values.
Note on K120: gepadmin: 1. If you choose "Full Conversion" then Column BA (AMOUNT) and Column BB (TAXES) BOTH values will be convert based on selected Currency in (Column L). 2. If you choose "Partial Conversion" then Column BA (AMOUNT) only will be converted based on selected currency (Column L) and Column BB (TAXES) value (INR) will be added to the converted values.
Note on K122: gepadmin: 1. If you choose "Full Conversion" then Column BA (AMOUNT) and Column BB (TAXES) BOTH values will be convert based on selected Currency in (Column L). 2. If you choose "Partial Conversion" then Column BA (AMOUNT) only will be converted based on selected currency (Column L) and Column BB (TAXES) value (INR) will be added to the converted values.
Note on K124: gepadmin: 1. If you choose "Full Conversion" then Column BA (AMOUNT) and Column BB (TAXES) BOTH values will be convert based on selected Currency in (Column L). 2. If you choose "Partial Conversion" then Column BA (AMOUNT) only will be converted based on selected currency (Column L) and Column BB (TAXES) value (INR) will be added to the converted values.
Note on K126: gepadmin: 1. If you choose "Full Conversion" then Column BA (AMOUNT) and Column BB (TAXES) BOTH values will be convert based on selected Currency in (Column L). 2. If you choose "Partial Conversion" then Column BA (AMOUNT) only will be converted based on selected currency (Column L) and Column BB (TAXES) value (INR) will be added to the converted values.
Note on K128: gepadmin: 1. If you choose "Full Conversion" then Column BA (AMOUNT) and Column BB (TAXES) BOTH values will be convert based on selected Currency in (Column L). 2. If you choose "Partial Conversion" then Column BA (AMOUNT) only will be converted based on selected currency (Column L) and Column BB (TAXES) value (INR) will be added to the converted values.
Note on K129: gepadmin: 1. If you choose "Full Conversion" then Column BA (AMOUNT) and Column BB (TAXES) BOTH values will be convert based on selected Currency in (Column L). 2. If you choose "Partial Conversion" then Column BA (AMOUNT) only will be converted based on selected currency (Column L) and Column BB (TAXES) value (INR) will be added to the converted values.
Note on K132: gepadmin: 1. If you choose "Full Conversion" then Column BA (AMOUNT) and Column BB (TAXES) BOTH values will be convert based on selected Currency in (Column L). 2. If you choose "Partial Conversion" then Column BA (AMOUNT) only will be converted based on selected currency (Column L) and Column BB (TAXES) value (INR) will be added to the converted values.
Note on K135: gepadmin: 1. If you choose "Full Conversion" then Column BA (AMOUNT) and Column BB (TAXES) BOTH values will be convert based on selected Currency in (Column L). 2. If you choose "Partial Conversion" then Column BA (AMOUNT) only will be converted based on selected currency (Column L) and Column BB (TAXES) value (INR) will be added to the converted values.
Note on K136: gepadmin: 1. If you choose "Full Conversion" then Column BA (AMOUNT) and Column BB (TAXES) BOTH values will be convert based on selected Currency in (Column L). 2. If you choose "Partial Conversion" then Column BA (AMOUNT) only will be converted based on selected currency (Column L) and Column BB (TAXES) value (INR) will be added to the converted values.
Note on K138: gepadmin: 1. If you choose "Full Conversion" then Column BA (AMOUNT) and Column BB (TAXES) BOTH values will be convert based on selected Currency in (Column L). 2. If you choose "Partial Conversion" then Column BA (AMOUNT) only will be converted based on selected currency (Column L) and Column BB (TAXES) value (INR) will be added to the converted values.
Note on K140: gepadmin: 1. If you choose "Full Conversion" then Column BA (AMOUNT) and Column BB (TAXES) BOTH values will be convert based on selected Currency in (Column L). 2. If you choose "Partial Conversion" then Column BA (AMOUNT) only will be converted based on selected currency (Column L) and Column BB (TAXES) value (INR) will be added to the converted values.
Note on K142: gepadmin: 1. If you choose "Full Conversion" then Column BA (AMOUNT) and Column BB (TAXES) BOTH values will be convert based on selected Currency in (Column L). 2. If you choose "Partial Conversion" then Column BA (AMOUNT) only will be converted based on selected currency (Column L) and Column BB (TAXES) value (INR) will be added to the converted values.
Note on K143: gepadmin: 1. If you choose "Full Conversion" then Column BA (AMOUNT) and Column BB (TAXES) BOTH values will be convert based on selected Currency in (Column L). 2. If you choose "Partial Conversion" then Column BA (AMOUNT) only will be converted based on selected currency (Column L) and Column BB (TAXES) value (INR) will be added to the converted values.
Note on K144: gepadmin: 1. If you choose "Full Conversion" then Column BA (AMOUNT) and Column BB (TAXES) BOTH values will be convert based on selected Currency in (Column L). 2. If you choose "Partial Conversion" then Column BA (AMOUNT) only will be converted based on selected currency (Column L) and Column BB (TAXES) value (INR) will be added to the converted values.
Note on K147: gepadmin: 1. If you choose "Full Conversion" then Column BA (AMOUNT) and Column BB (TAXES) BOTH values will be convert based on selected Currency in (Column L). 2. If you choose "Partial Conversion" then Column BA (AMOUNT) only will be converted based on selected currency (Column L) and Column BB (TAXES) value (INR) will be added to the converted values.
Note on K149: gepadmin: 1. If you choose "Full Conversion" then Column BA (AMOUNT) and Column BB (TAXES) BOTH values will be convert based on selected Currency in (Column L). 2. If you choose "Partial Conversion" then Column BA (AMOUNT) only will be converted based on selected currency (Column L) and Column BB (TAXES) value (INR) will be added to the converted values.
Note on K150: gepadmin: 1. If you choose "Full Conversion" then Column BA (AMOUNT) and Column BB (TAXES) BOTH values will be convert based on selected Currency in (Column L). 2. If you choose "Partial Conversion" then Column BA (AMOUNT) only will be converted based on selected currency (Column L) and Column BB (TAXES) value (INR) will be added to the converted values.
Note on K151: gepadmin: 1. If you choose "Full Conversion" then Column BA (AMOUNT) and Column BB (TAXES) BOTH values will be convert based on selected Currency in (Column L). 2. If you choose "Partial Conversion" then Column BA (AMOUNT) only will be converted based on selected currency (Column L) and Column BB (TAXES) value (INR) will be added to the converted values.
Note on K152: gepadmin: 1. If you choose "Full Conversion" then Column BA (AMOUNT) and Column BB (TAXES) BOTH values will be convert based on selected Currency in (Column L). 2. If you choose "Partial Conversion" then Column BA (AMOUNT) only will be converted based on selected currency (Column L) and Column BB (TAXES) value (INR) will be added to the converted values.
Note on K154: gepadmin: 1. If you choose "Full Conversion" then Column BA (AMOUNT) and Column BB (TAXES) BOTH values will be convert based on selected Currency in (Column L). 2. If you choose "Partial Conversion" then Column BA (AMOUNT) only will be converted based on selected currency (Column L) and Column BB (TAXES) value (INR) will be added to the converted values.
Note on K157: gepadmin: 1. If you choose "Full Conversion" then Column BA (AMOUNT) and Column BB (TAXES) BOTH values will be convert based on selected Currency in (Column L). 2. If you choose "Partial Conversion" then Column BA (AMOUNT) only will be converted based on selected currency (Column L) and Column BB (TAXES) value (INR) will be added to the converted values.
Note on K159: gepadmin: 1. If you choose "Full Conversion" then Column BA (AMOUNT) and Column BB (TAXES) BOTH values will be convert based on selected Currency in (Column L). 2. If you choose "Partial Conversion" then Column BA (AMOUNT) only will be converted based on selected currency (Column L) and Column BB (TAXES) value (INR) will be added to the converted values.
Note on K162: gepadmin: 1. If you choose "Full Conversion" then Column BA (AMOUNT) and Column BB (TAXES) BOTH values will be convert based on selected Currency in (Column L). 2. If you choose "Partial Conversion" then Column BA (AMOUNT) only will be converted based on selected currency (Column L) and Column BB (TAXES) value (INR) will be added to the converted values.
Note on K165: gepadmin: 1. If you choose "Full Conversion" then Column BA (AMOUNT) and Column BB (TAXES) BOTH values will be convert based on selected Currency in (Column L). 2. If you choose "Partial Conversion" then Column BA (AMOUNT) only will be converted based on selected currency (Column L) and Column BB (TAXES) value (INR) will be added to the converted values.
Note on K168: gepadmin: 1. If you choose "Full Conversion" then Column BA (AMOUNT) and Column BB (TAXES) BOTH values will be convert based on selected Currency in (Column L). 2. If you choose "Partial Conversion" then Column BA (AMOUNT) only will be converted based on selected currency (Column L) and Column BB (TAXES) value (INR) will be added to the converted values.
Note on K170: gepadmin: 1. If you choose "Full Conversion" then Column BA (AMOUNT) and Column BB (TAXES) BOTH values will be convert based on selected Currency in (Column L). 2. If you choose "Partial Conversion" then Column BA (AMOUNT) only will be converted based on selected currency (Column L) and Column BB (TAXES) value (INR) will be added to the converted values.
Note on K172: gepadmin: 1. If you choose "Full Conversion" then Column BA (AMOUNT) and Column BB (TAXES) BOTH values will be convert based on selected Currency in (Column L). 2. If you choose "Partial Conversion" then Column BA (AMOUNT) only will be converted based on selected currency (Column L) and Column BB (TAXES) value (INR) will be added to the converted values.
Note on K173: gepadmin: 1. If you choose "Full Conversion" then Column BA (AMOUNT) and Column BB (TAXES) BOTH values will be convert based on selected Currency in (Column L). 2. If you choose "Partial Conversion" then Column BA (AMOUNT) only will be converted based on selected currency (Column L) and Column BB (TAXES) value (INR) will be added to the converted values.
Note on K176: gepadmin: 1. If you choose "Full Conversion" then Column BA (AMOUNT) and Column BB (TAXES) BOTH values will be convert based on selected Currency in (Column L). 2. If you choose "Partial Conversion" then Column BA (AMOUNT) only will be converted based on selected currency (Column L) and Column BB (TAXES) value (INR) will be added to the converted values.
Note on K178: gepadmin: 1. If you choose "Full Conversion" then Column BA (AMOUNT) and Column BB (TAXES) BOTH values will be convert based on selected Currency in (Column L). 2. If you choose "Partial Conversion" then Column BA (AMOUNT) only will be converted based on selected currency (Column L) and Column BB (TAXES) value (INR) will be added to the converted values.
Note on K181: gepadmin: 1. If you choose "Full Conversion" then Column BA (AMOUNT) and Column BB (TAXES) BOTH values will be convert based on selected Currency in (Column L). 2. If you choose "Partial Conversion" then Column BA (AMOUNT) only will be converted based on selected currency (Column L) and Column BB (TAXES) value (INR) will be added to the converted values.
Note on K182: gepadmin: 1. If you choose "Full Conversion" then Column BA (AMOUNT) and Column BB (TAXES) BOTH values will be convert based on selected Currency in (Column L). 2. If you choose "Partial Conversion" then Column BA (AMOUNT) only will be converted based on selected currency (Column L) and Column BB (TAXES) value (INR) will be added to the converted values.
Note on K183: gepadmin: 1. If you choose "Full Conversion" then Column BA (AMOUNT) and Column BB (TAXES) BOTH values will be convert based on selected Currency in (Column L). 2. If you choose "Partial Conversion" then Column BA (AMOUNT) only will be converted based on selected currency (Column L) and Column BB (TAXES) value (INR) will be added to the converted values.
Note on K185: gepadmin: 1. If you choose "Full Conversion" then Column BA (AMOUNT) and Column BB (TAXES) BOTH values will be convert based on selected Currency in (Column L). 2. If you choose "Partial Conversion" then Column BA (AMOUNT) only will be converted based on selected currency (Column L) and Column BB (TAXES) value (INR) will be added to the converted values.
Note on K186: gepadmin: 1. If you choose "Full Conversion" then Column BA (AMOUNT) and Column BB (TAXES) BOTH values will be convert based on selected Currency in (Column L). 2. If you choose "Partial Conversion" then Column BA (AMOUNT) only will be converted based on selected currency (Column L) and Column BB (TAXES) value (INR) will be added to the converted values.
Note on K188: gepadmin: 1. If you choose "Full Conversion" then Column BA (AMOUNT) and Column BB (TAXES) BOTH values will be convert based on selected Currency in (Column L). 2. If you choose "Partial Conversion" then Column BA (AMOUNT) only will be converted based on selected currency (Column L) and Column BB (TAXES) value (INR) will be added to the converted values.
Note on K189: gepadmin: 1. If you choose "Full Conversion" then Column BA (AMOUNT) and Column BB (TAXES) BOTH values will be convert based on selected Currency in (Column L). 2. If you choose "Partial Conversion" then Column BA (AMOUNT) only will be converted based on selected currency (Column L) and Column BB (TAXES) value (INR) will be added to the converted values.
Note on K191: gepadmin: 1. If you choose "Full Conversion" then Column BA (AMOUNT) and Column BB (TAXES) BOTH values will be convert based on selected Currency in (Column L). 2. If you choose "Partial Conversion" then Column BA (AMOUNT) only will be converted based on selected currency (Column L) and Column BB (TAXES) value (INR) will be added to the converted values.
Note on K193: gepadmin: 1. If you choose "Full Conversion" then Column BA (AMOUNT) and Column BB (TAXES) BOTH values will be convert based on selected Currency in (Column L). 2. If you choose "Partial Conversion" then Column BA (AMOUNT) only will be converted based on selected currency (Column L) and Column BB (TAXES) value (INR) will be added to the converted values.
Note on K194: gepadmin: 1. If you choose "Full Conversion" then Column BA (AMOUNT) and Column BB (TAXES) BOTH values will be convert based on selected Currency in (Column L). 2. If you choose "Partial Conversion" then Column BA (AMOUNT) only will be converted based on selected currency (Column L) and Column BB (TAXES) value (INR) will be added to the converted values.
Note on K195: gepadmin: 1. If you choose "Full Conversion" then Column BA (AMOUNT) and Column BB (TAXES) BOTH values will be convert based on selected Currency in (Column L). 2. If you choose "Partial Conversion" then Column BA (AMOUNT) only will be converted based on selected currency (Column L) and Column BB (TAXES) value (INR) will be added to the converted values.
Note on K197: gepadmin: 1. If you choose "Full Conversion" then Column BA (AMOUNT) and Column BB (TAXES) BOTH values will be convert based on selected Currency in (Column L). 2. If you choose "Partial Conversion" then Column BA (AMOUNT) only will be converted based on selected currency (Column L) and Column BB (TAXES) value (INR) will be added to the converted values.
Note on K200: gepadmin: 1. If you choose "Full Conversion" then Column BA (AMOUNT) and Column BB (TAXES) BOTH values will be convert based on selected Currency in (Column L). 2. If you choose "Partial Conversion" then Column BA (AMOUNT) only will be converted based on selected currency (Column L) and Column BB (TAXES) value (INR) will be added to the converted values.
Note on K202: gepadmin: 1. If you choose "Full Conversion" then Column BA (AMOUNT) and Column BB (TAXES) BOTH values will be convert based on selected Currency in (Column L). 2. If you choose "Partial Conversion" then Column BA (AMOUNT) only will be converted based on selected currency (Column L) and Column BB (TAXES) value (INR) will be added to the converted values.
Note on K204: gepadmin: 1. If you choose "Full Conversion" then Column BA (AMOUNT) and Column BB (TAXES) BOTH values will be convert based on selected Currency in (Column L). 2. If you choose "Partial Conversion" then Column BA (AMOUNT) only will be converted based on selected currency (Column L) and Column BB (TAXES) value (INR) will be added to the converted values.
Note on K205: gepadmin: 1. If you choose "Full Conversion" then Column BA (AMOUNT) and Column BB (TAXES) BOTH values will be convert based on selected Currency in (Column L). 2. If you choose "Partial Conversion" then Column BA (AMOUNT) only will be converted based on selected currency (Column L) and Column BB (TAXES) value (INR) will be added to the converted values.
Note on K206: gepadmin: 1. If you choose "Full Conversion" then Column BA (AMOUNT) and Column BB (TAXES) BOTH values will be convert based on selected Currency in (Column L). 2. If you choose "Partial Conversion" then Column BA (AMOUNT) only will be converted based on selected currency (Column L) and Column BB (TAXES) value (INR) will be added to the converted values.
Note on K207: gepadmin: 1. If you choose "Full Conversion" then Column BA (AMOUNT) and Column BB (TAXES) BOTH values will be convert based on selected Currency in (Column L). 2. If you choose "Partial Conversion" then Column BA (AMOUNT) only will be converted based on selected currency (Column L) and Column BB (TAXES) value (INR) will be added to the converted values.
Note on K208: gepadmin: 1. If you choose "Full Conversion" then Column BA (AMOUNT) and Column BB (TAXES) BOTH values will be convert based on selected Currency in (Column L). 2. If you choose "Partial Conversion" then Column BA (AMOUNT) only will be converted based on selected currency (Column L) and Column BB (TAXES) value (INR) will be added to the converted values.
Note on K210: gepadmin: 1. If you choose "Full Conversion" then Column BA (AMOUNT) and Column BB (TAXES) BOTH values will be convert based on selected Currency in (Column L). 2. If you choose "Partial Conversion" then Column BA (AMOUNT) only will be converted based on selected currency (Column L) and Column BB (TAXES) value (INR) will be added to the converted values.
Note on K212: gepadmin: 1. If you choose "Full Conversion" then Column BA (AMOUNT) and Column BB (TAXES) BOTH values will be convert based on selected Currency in (Column L). 2. If you choose "Partial Conversion" then Column BA (AMOUNT) only will be converted based on selected currency (Column L) and Column BB (TAXES) value (INR) will be added to the converted values.
Note on K213: gepadmin: 1. If you choose "Full Conversion" then Column BA (AMOUNT) and Column BB (TAXES) BOTH values will be convert based on selected Currency in (Column L). 2. If you choose "Partial Conversion" then Column BA (AMOUNT) only will be converted based on selected currency (Column L) and Column BB (TAXES) value (INR) will be added to the converted values.
Note on K216: gepadmin: 1. If you choose "Full Conversion" then Column BA (AMOUNT) and Column BB (TAXES) BOTH values will be convert based on selected Currency in (Column L). 2. If you choose "Partial Conversion" then Column BA (AMOUNT) only will be converted based on selected currency (Column L) and Column BB (TAXES) value (INR) will be added to the converted values.
Note on K219: gepadmin: 1. If you choose "Full Conversion" then Column BA (AMOUNT) and Column BB (TAXES) BOTH values will be convert based on selected Currency in (Column L). 2. If you choose "Partial Conversion" then Column BA (AMOUNT) only will be converted based on selected currency (Column L) and Column BB (TAXES) value (INR) will be added to the converted values.
Note on K221: gepadmin: 1. If you choose "Full Conversion" then Column BA (AMOUNT) and Column BB (TAXES) BOTH values will be convert based on selected Currency in (Column L). 2. If you choose "Partial Conversion" then Column BA (AMOUNT) only will be converted based on selected currency (Column L) and Column BB (TAXES) value (INR) will be added to the converted values.
Note on K224: gepadmin: 1. If you choose "Full Conversion" then Column BA (AMOUNT) and Column BB (TAXES) BOTH values will be convert based on selected Currency in (Column L). 2. If you choose "Partial Conversion" then Column BA (AMOUNT) only will be converted based on selected currency (Column L) and Column BB (TAXES) value (INR) will be added to the converted values.
Note on K227: gepadmin: 1. If you choose "Full Conversion" then Column BA (AMOUNT) and Column BB (TAXES) BOTH values will be convert based on selected Currency in (Column L). 2. If you choose "Partial Conversion" then Column BA (AMOUNT) only will be converted based on selected currency (Column L) and Column BB (TAXES) value (INR) will be added to the converted values.
Note on K230: gepadmin: 1. If you choose "Full Conversion" then Column BA (AMOUNT) and Column BB (TAXES) BOTH values will be convert based on selected Currency in (Column L). 2. If you choose "Partial Conversion" then Column BA (AMOUNT) only will be converted based on selected currency (Column L) and Column BB (TAXES) value (INR) will be added to the converted values.
Note on K232: gepadmin: 1. If you choose "Full Conversion" then Column BA (AMOUNT) and Column BB (TAXES) BOTH values will be convert based on selected Currency in (Column L). 2. If you choose "Partial Conversion" then Column BA (AMOUNT) only will be converted based on selected currency (Column L) and Column BB (TAXES) value (INR) will be added to the converted values.
Note on K234: gepadmin: 1. If you choose "Full Conversion" then Column BA (AMOUNT) and Column BB (TAXES) BOTH values will be convert based on selected Currency in (Column L). 2. If you choose "Partial Conversion" then Column BA (AMOUNT) only will be converted based on selected currency (Column L) and Column BB (TAXES) value (INR) will be added to the converted values.
Note on K235: gepadmin: 1. If you choose "Full Conversion" then Column BA (AMOUNT) and Column BB (TAXES) BOTH values will be convert based on selected Currency in (Column L). 2. If you choose "Partial Conversion" then Column BA (AMOUNT) only will be converted based on selected currency (Column L) and Column BB (TAXES) value (INR) will be added to the converted values.
Note on K238: gepadmin: 1. If you choose "Full Conversion" then Column BA (AMOUNT) and Column BB (TAXES) BOTH values will be convert based on selected Currency in (Column L). 2. If you choose "Partial Conversion" then Column BA (AMOUNT) only will be converted based on selected currency (Column L) and Column BB (TAXES) value (INR) will be added to the converted values.
Note on K240: gepadmin: 1. If you choose "Full Conversion" then Column BA (AMOUNT) and Column BB (TAXES) BOTH values will be convert based on selected Currency in (Column L). 2. If you choose "Partial Conversion" then Column BA (AMOUNT) only will be converted based on selected currency (Column L) and Column BB (TAXES) value (INR) will be added to the converted values.
Note on K241: gepadmin: 1. If you choose "Full Conversion" then Column BA (AMOUNT) and Column BB (TAXES) BOTH values will be convert based on selected Currency in (Column L). 2. If you choose "Partial Conversion" then Column BA (AMOUNT) only will be converted based on selected currency (Column L) and Column BB (TAXES) value (INR) will be added to the converted values.
Note on K242: gepadmin: 1. If you choose "Full Conversion" then Column BA (AMOUNT) and Column BB (TAXES) BOTH values will be convert based on selected Currency in (Column L). 2. If you choose "Partial Conversion" then Column BA (AMOUNT) only will be converted based on selected currency (Column L) and Column BB (TAXES) value (INR) will be added to the converted values.
Note on K243: gepadmin: 1. If you choose "Full Conversion" then Column BA (AMOUNT) and Column BB (TAXES) BOTH values will be convert based on selected Currency in (Column L). 2. If you choose "Partial Conversion" then Column BA (AMOUNT) only will be converted based on selected currency (Column L) and Column BB (TAXES) value (INR) will be added to the converted values.
Note on K244: gepadmin: 1. If you choose "Full Conversion" then Column BA (AMOUNT) and Column BB (TAXES) BOTH values will be convert based on selected Currency in (Column L). 2. If you choose "Partial Conversion" then Column BA (AMOUNT) only will be converted based on selected currency (Column L) and Column BB (TAXES) value (INR) will be added to the converted values.
Note on K245: gepadmin: 1. If you choose "Full Conversion" then Column BA (AMOUNT) and Column BB (TAXES) BOTH values will be convert based on selected Currency in (Column L). 2. If you choose "Partial Conversion" then Column BA (AMOUNT) only will be converted based on selected currency (Column L) and Column BB (TAXES) value (INR) will be added to the converted values.
Note on K246: gepadmin: 1. If you choose "Full Conversion" then Column BA (AMOUNT) and Column BB (TAXES) BOTH values will be convert based on selected Currency in (Column L). 2. If you choose "Partial Conversion" then Column BA (AMOUNT) only will be converted based on selected currency (Column L) and Column BB (TAXES) value (INR) will be added to the converted values.
Note on K247: gepadmin: 1. If you choose "Full Conversion" then Column BA (AMOUNT) and Column BB (TAXES) BOTH values will be convert based on selected Currency in (Column L). 2. If you choose "Partial Conversion" then Column BA (AMOUNT) only will be converted based on selected currency (Column L) and Column BB (TAXES) value (INR) will be added to the converted values.
Note on K248: gepadmin: 1. If you choose "Full Conversion" then Column BA (AMOUNT) and Column BB (TAXES) BOTH values will be convert based on selected Currency in (Column L). 2. If you choose "Partial Conversion" then Column BA (AMOUNT) only will be converted based on selected currency (Column L) and Column BB (TAXES) value (INR) will be added to the converted values.
Validate
Print
Help

## Macros
Please Enable Macros to View BoQ information