## BoQ1 (hidden)
Percentage BoQ
BoQ_Ver3.1 | Percentage | Normal | INR Only | INR
Select, At Par, Excess (+), Less (-) |  | IOCL
Tender Inviting Authority: Executive Engineer, IWD, IIT Kanpur
Name of Work: Setting right of vacant houses no. 363,370,3022,3023,3057 and 616.
Contract No: 21/Civil/D2/2024-25
Name of the Bidder/ Bidding Firm / Company :
PRICE SCHEDULE (This BOQ template must not be modified/replaced by the bidder and the same should be uploaded after filling the relevant columns, else the bidder is liable to be rejected for this tender. Bidders are allowed to enter the Bidder Name and Values only )
NUMBER # | TEXT # | TEXT # | NUMBER # | TEXT # | NUMBER | NUMBER | TEXT | TEXT # | NUMBER # | TEXT# | TEXT # | NUMBER # | NUMBER | NUMBER | NUMBER | NUMBER | TEXT | TEXT | NUMBER | NUMBER | NUMBER | NUMBER | TEXT | TEXT | NUMBER | NUMBER | NUMBER | NUMBER | TEXT | TEXT | NUMBER | NUMBER | NUMBER | NUMBER | TEXT | TEXT | NUMBER | NUMBER | NUMBER | NUMBER | TEXT | TEXT | NUMBER | NUMBER | NUMBER # | NUMBER # | TEXT | TEXT | NUMBER # | NUMBER # | DATE | NUMBER # | NUMBER # | TEXT #
Sl. No. | Item Description | Item Code / Make | Quantity | Units | Estimated Rate in Rs. P |  |  | Addition / Deduction | Addition / Deduction Values | Currency Convertion against each Item | Quoted Currency in INR / Other Currency | BASIC RATE In Figures To be entered by the Bidder Rs. P | Excise Duty | VAT | Freight Charges ( Unloading & Stacking) | Any Other Taxes/Duties/Levies |  |  | Other Taxes 2 | IIIrd Party i.e DGS&D / RITES etc Inspection Charges @0.34%+Service Tax | Less for Cenvat Credit,if any respect of Supplies Under full Excise Duty Category | [30 empty] | TOTAL AMOUNT Without Taxes in Rs. P | TOTAL AMOUNT With Taxes | TOTAL AMOUNT In Words
1 | 2 | 3 | 4 | 5 | 6 | 7 | 8 | 9 | 10 | 11 | 12 | 13 | 14 | 15 | 16 | 17 | 18 | 19 | 20 | 21 | 22 | 23 | 24 | 25 | 26 | 27 | 28 | 29 | 30 | 31 | 32 | 33 | 34 | 35 | 36 | 37 | 38 | 39 | 40 | 41 | 42 | 43 | 44 | 45 | 46 | 47 | 48 | 49 | 50 | 51 | 52 | 7 | 54 | 8
1 | Carriage of Materials | BI01010001010000000000000515BI0100001112 | [52 empty] | 1 | Carriage of Materials | BI01010001010000000000000515BI0100001112 |  |  | Construction of chamber for 100mm sluices valve | item1 | 10 | 1 Nos
1.01 | By Mechanical Transport including loading,unloading and stacking | BI01010001010000000000000515BI0100001113 | [52 empty] | 1.01 | By Mechanical Transport including loading,unloading and stacking | BI01010001010000000000000515BI0100001113 |  |  | Supplying, Conveying and fixing spls. Including eart | item1 | 123.223 | Nos
1.02 | Lime, moorum, building rubbish Lead - 2 km | BI01010001010000000000000515BI0100001114 | 10 | cum | 143.07 |  |  | Excess(+) | 1 | Full Conversion | INR | [40 empty] | #VALUE! | #VALUE! | #VALUE! | 1.02 | Lime, moorum, building rubbish Lead - 2 km | BI01010001010000000000000515BI0100001114 | 10 | cum | Construction of chamber for 100mm sluice plates | item2 | 213 | Nos
2 | EARTH WORK | BI01010001010000000000000515BI0100001115 | [52 empty] | 2 | EARTH WORK | BI01010001010000000000000515BI0100001115 |  |  | Construction of chamber for 100mm sluices valve | item3 | 10 | Nos
2.01 | Excavating trenches of required width for pipes, cables, etc including excavation for sockets, and dressing of sides, ramming of bottoms, depth upto 1.5 m, including getting out the excavated soil, and then returning the soil as required, in layers not exceeding 20 cm in depth, including consolidating each deposited layer by ramming, watering, etc. and disposing of surplus excavated soil as directed, within a lead of 50 m : | BI01010001010000000000000515BI0100001116 | [52 empty] | 2.01 | Excavating trenches of required width for pipes, cables, etc including excavation for sockets, and dressing of sides, ramming of bottoms, depth upto 1.5 m, including getting out the excavated soil, and then returning the soil as required, in layers not exceeding 20 cm in depth, including consolidating each deposited layer by ramming, watering, etc. and disposing of surplus excavated soil as directed, within a lead of 50 m : | BI01010001010000000000000515BI0100001116 |  |  | Supplying, Conveying and fixing spls. Including ea | item4 | 10 | Nos
2.02 | All kinds of soil | BI01010001010000000000000515BI0100001117 | [52 empty] | 2.02 | All kinds of soil | BI01010001010000000000000515BI0100001117 |  |  | Supplying, Conveying and fixing spls. Including eart | item1 | 123.223 | Nos
2.03 | Pipes, cables etc. exceeding 80 mm dia. But not exceeding 300 mm dia | BI01010001010000000000000515BI0100001118 | 9.25 | metre | 365.93 |  |  | Excess(+) | 1 | Full Conversion | INR | [40 empty] | #VALUE! | #VALUE! | #VALUE! | 2.03 | Pipes, cables etc. exceeding 80 mm dia. But not exceeding 300 mm dia | BI01010001010000000000000515BI0100001118 | 9.25 | metre | Construction of chamber for 100mm sluice plates | item2 | 213 | Nos
2.04 | Supplying chemical emulsion in sealed containers including delivery as specified. | BI01010001010000000000000515BI0100001119 | [52 empty] | 2.04 | Supplying chemical emulsion in sealed containers including delivery as specified. | BI01010001010000000000000515BI0100001119 |  |  | Construction of chamber for 100mm sluices valve | item3 | 10 | Nos
2.05 | Chlorpyriphos/ Lindane emulsifiable concentrate of 20% | BI01010001010000000000000515BI0100001120 | 20 | litre | 176.15 |  |  | Excess(+) | 1 | Full Conversion | INR | [40 empty] | #VALUE! | #VALUE! | #VALUE! | 2.05 | Chlorpyriphos/ Lindane emulsifiable concentrate of 20% | BI01010001010000000000000515BI0100001120 | 20 | litre | Supplying, Conveying and fixing spls. Including ea | item4 | 10 | Nos
3 | CEMENT CONCRETE (CAST IN SITU) | BI01010001010000000000000515BI0100001121 | [52 empty] | 3 | CEMENT CONCRETE (CAST IN SITU) | BI01010001010000000000000515BI0100001121 |  |  | Supplying, Conveying and fixing spls. Including eart | item1 | 123.223 | Nos
3.01 | Providing and laying in position cement concrete of specified grade excluding the cost of centering and shuttering - All work up to plinth level : | BI01010001010000000000000515BI0100001122 | [52 empty] | 3.01 | Providing and laying in position cement concrete of specified grade excluding the cost of centering and shuttering - All work up to plinth level : | BI01010001010000000000000515BI0100001122 |  |  | Construction of chamber for 100mm sluice plates | item2 | 213 | Nos
3.02 | 1:2:4 (1 cement : 2 coarse sand (zone-III) derived from natural sources : 4 graded stone aggregate 20 mm nominal size derived from natural sources) | BI01010001010000000000000515BI0100001123 | 1.7 | cum | 6457.82 |  |  | Excess(+) | 1 | Full Conversion | INR | [40 empty] | #VALUE! | #VALUE! | #VALUE! | 3.02 | 1:2:4 (1 cement : 2 coarse sand (zone-III) derived from natural sources : 4 graded stone aggregate 20 mm nominal size derived from natural sources) | BI01010001010000000000000515BI0100001123 | 1.7 | cum | Construction of chamber for 100mm sluices valve | item3 | 10 | Nos
3.03 | Centering and shuttering including strutting, propping etc. and removal of form work for : | BI01010001010000000000000515BI0100001124 | [52 empty] | 3.03 | Centering and shuttering including strutting, propping etc. and removal of form work for : | BI01010001010000000000000515BI0100001124 |  |  | Supplying, Conveying and fixing spls. Including eart | item1 | 123.223 | Nos
3.04 | Foundations, footings, bases for columns | BI01010001010000000000000515BI0100001125 | 2 | sqm | 270.01 |  |  | Excess(+) | 1 | Full Conversion | INR | [40 empty] | #VALUE! | #VALUE! | #VALUE! | 3.04 | Foundations, footings, bases for columns | BI01010001010000000000000515BI0100001125 | 2 | sqm | Construction of chamber for 100mm sluice plates | item2 | 213 | Nos
3.05 | Making plinth protection 50mm thick of cement concrete 1:3:6 (1 cement : 3 coarse sand (zone-III) derived from natural sources : 6 graded stone aggregate 20 mm nominal size derived from natural sources) over 75mm thick bed of dry brick ballast 40 mm nominal size, well rammed and consolidated and grouted with fine sand, including necessary excavation, levelling & dressing & finishing the top smooth. | BI01010001010000000000000515BI0100001126 | 2 | sqm | 597.67 |  |  | Excess(+) | 1 | Full Conversion | INR | [40 empty] | #VALUE! | #VALUE! | #VALUE! | 3.05 | Making plinth protection 50mm thick of cement concrete 1:3:6 (1 cement : 3 coarse sand (zone-III) derived from natural sources : 6 graded stone aggregate 20 mm nominal size derived from natural sources) over 75mm thick bed of dry brick ballast 40 mm nominal size, well rammed and consolidated and grouted with fine sand, including necessary excavation, levelling & dressing & finishing the top smooth. | BI01010001010000000000000515BI0100001126 | 2 | sqm | Construction of chamber for 100mm sluices valve | item3 | 10 | Nos
4 | REINFORCED CEMENT CONCRETE | BI01010001010000000000000515BI0100001127 | [52 empty] | 4 | REINFORCED CEMENT CONCRETE | BI01010001010000000000000515BI0100001127 |  |  | Supplying, Conveying and fixing spls. Including ea | item4 | 10 | Nos
4.01 | Steel reinforcement for R.C.C. work including straightening, cutting, bending, placing in position and binding all complete above plinth level. | BI01010001010000000000000515BI0100001128 | [52 empty] | 4.01 | Steel reinforcement for R.C.C. work including straightening, cutting, bending, placing in position and binding all complete above plinth level. | BI01010001010000000000000515BI0100001128 |  |  | Construction of chamber for 100mm sluice plates | item5 | 10 | Nos
4.02 | Thermo-Mechanically Treated bars of grade Fe-500D or more. | BI01010001010000000000000515BI0100001129 | 5 | kg | 78.6 |  |  | Excess(+) | 1 | Full Conversion | INR | [40 empty] | #VALUE! | #VALUE! | #VALUE! | 4.02 | Thermo-Mechanically Treated bars of grade Fe-500D or more. | BI01010001010000000000000515BI0100001129 | 5 | kg | Construction of chamber for 100mm sluice plates | item5 | 10 | Nos
5 | MASONRY WORK | BI01010001010000000000000515BI0100001130 | [52 empty] | 5 | MASONRY WORK | BI01010001010000000000000515BI0100001130
5.01 | Brick work with common burnt clay F.P.S. (non modular) bricks of class designation 7.5 in superstructure above plinth level up to floor V level in all shapes and sizes in : | BI01010001010000000000000515BI0100001131 | [52 empty] | 5.01 | Brick work with common burnt clay F.P.S. (non modular) bricks of class designation 7.5 in superstructure above plinth level up to floor V level in all shapes and sizes in : | BI01010001010000000000000515BI0100001131
5.02 | Cement mortar 1:6 (1 cement : 6 coarse sand) | BI01010001010000000000000515BI0100001132 | 1.5 | cum | 7267.29 |  |  | Excess(+) | 1 | Full Conversion | INR | [40 empty] | #VALUE! | #VALUE! | #VALUE! | 5.02 | Cement mortar 1:6 (1 cement : 6 coarse sand) | BI01010001010000000000000515BI0100001132 | 1.5 | cum
6 | CLADDING WORK | BI01010001010000000000000515BI0100001133 | [52 empty] | 6 | CLADDING WORK | BI01010001010000000000000515BI0100001133
6.01 | Providing and fixing Ist quality ceramic glazed wall tiles conforming to IS: 15622 (thickness to be specified by the manufacturer), of approved make, in all colours, shades except burgundy, bottle green, black of any size as approved by Engineer-in-Charge, in skirting, risers of steps and dados, over 12 mm thick bed of cement mortar 1:3 (1 cement : 3 coarse sand) and jointing with grey cement slurry @ 3.3kg per sqm, including pointing in white cement mixed with pigment of matching shade complete. | BI01010001010000000000000515BI0100001134 | 77.25 | sqm | 932.44 |  |  | Excess(+) | 1 | Full Conversion | INR | [40 empty] | #VALUE! | #VALUE! | #VALUE! | 6.01 | Providing and fixing Ist quality ceramic glazed wall tiles conforming to IS: 15622 (thickness to be specified by the manufacturer), of approved make, in all colours, shades except burgundy, bottle green, black of any size as approved by Engineer-in-Charge, in skirting, risers of steps and dados, over 12 mm thick bed of cement mortar 1:3 (1 cement : 3 coarse sand) and jointing with grey cement slurry @ 3.3kg per sqm, including pointing in white cement mixed with pigment of matching shade complete. | BI01010001010000000000000515BI0100001134 | 77.25 | sqm
7 | WOOD AND P. V. C. WORK | BI01010001010000000000000515BI0100001135 | [52 empty] | 7 | WOOD AND P. V. C. WORK | BI01010001010000000000000515BI0100001135
7.01 | Providing wood work in frames of doors, windows, clerestory windows and other frames, wrought framed and fixed in position with hold fast lugs or with dash fasteners of required dia & length (hold fast lugs or dash fastener shall be paid for separately). | BI01010001010000000000000515BI0100001136 | [52 empty] | 7.01 | Providing wood work in frames of doors, windows, clerestory windows and other frames, wrought framed and fixed in position with hold fast lugs or with dash fasteners of required dia & length (hold fast lugs or dash fastener shall be paid for separately). | BI01010001010000000000000515BI0100001136
7.02 | Second class teak wood | BI01010001010000000000000515BI0100001137 | 0.12 | cum | 115367.77 |  |  | Excess(+) | 1 | Full Conversion | INR | [40 empty] | #VALUE! | #VALUE! | #VALUE! | 7.02 | Second class teak wood | BI01010001010000000000000515BI0100001137 | 0.12 | cum
7.03 | Providing and fixing glazed shutters for doors, windows and clerestory windows using 4 mm thick float glass panes, including ISI marked M.S. pressed butt hinges bright finished of required size with necessary screws. | BI01010001010000000000000515BI0100001138 | [52 empty] | 7.03 | Providing and fixing glazed shutters for doors, windows and clerestory windows using 4 mm thick float glass panes, including ISI marked M.S. pressed butt hinges bright finished of required size with necessary screws. | BI01010001010000000000000515BI0100001138
7.04 | Second class teak wood | BI01010001010000000000000515BI0100001139 | [52 empty] | 7.04 | Second class teak wood | BI01010001010000000000000515BI0100001139
7.05 | 35 mm thick | BI01010001010000000000000515BI0100001140 | 12.5 | sqm | 3909.16 |  |  | Excess(+) | 1 | Full Conversion | INR | [40 empty] | #VALUE! | #VALUE! | #VALUE! | 7.05 | 35 mm thick | BI01010001010000000000000515BI0100001140 | 12.5 | sqm
7.06 | Providing and fixing ISI marked oxidised M.S. sliding door bolts with nuts and screws etc. complete : | BI01010001010000000000000515BI0100001141 | [52 empty] | 7.06 | Providing and fixing ISI marked oxidised M.S. sliding door bolts with nuts and screws etc. complete : | BI01010001010000000000000515BI0100001141
7.07 | 250x16 mm | BI01010001010000000000000515BI0100001142 | 4 | each | 145.46 |  |  | Excess(+) | 1 | Full Conversion | INR | [40 empty] | #VALUE! | #VALUE! | #VALUE! | 7.07 | 250x16 mm | BI01010001010000000000000515BI0100001142 | 4 | each
7.08 | Providing and fixing ISI marked oxidised M.S. tower bolt black finish, (Barrel type) with necessary screws etc. complete : | BI01010001010000000000000515BI0100001143 | [52 empty] | 7.08 | Providing and fixing ISI marked oxidised M.S. tower bolt black finish, (Barrel type) with necessary screws etc. complete : | BI01010001010000000000000515BI0100001143
7.09 | 200x10 mm | BI01010001010000000000000515BI0100001144 | 2 | each | 53.52 |  |  | Excess(+) | 1 | Full Conversion | INR | [40 empty] | #VALUE! | #VALUE! | #VALUE! | 7.09 | 200x10 mm | BI01010001010000000000000515BI0100001144 | 2 | each
7.1 | 150x10 mm | BI01010001010000000000000515BI0100001145 | 23 | each | 46.51 |  |  | Excess(+) | 1 | Full Conversion | INR | [40 empty] | #VALUE! | #VALUE! | #VALUE! | 7.1 | 150x10 mm | BI01010001010000000000000515BI0100001145 | 23 | each
7.11 | 100x10 mm | BI01010001010000000000000515BI0100001146 | 23 | each | 34.28 |  |  | Excess(+) | 1 | Full Conversion | INR | [40 empty] | #VALUE! | #VALUE! | #VALUE! | 7.11 | 100x10 mm | BI01010001010000000000000515BI0100001146 | 23 | each
7.12 | Providing and fixing ISI marked oxidised M.S. handles conforming to IS:4992 with necessary screws etc. complete : | BI01010001010000000000000515BI0100001147 | [52 empty] | 7.12 | Providing and fixing ISI marked oxidised M.S. handles conforming to IS:4992 with necessary screws etc. complete : | BI01010001010000000000000515BI0100001147
7.13 | 125 mm | BI01010001010000000000000515BI0100001148 | 6 | each | 30.86 |  |  | Excess(+) | 1 | Full Conversion | INR | [40 empty] | #VALUE! | #VALUE! | #VALUE! | 7.13 | 125 mm | BI01010001010000000000000515BI0100001148 | 6 | each
7.14 | 100 mm | BI01010001010000000000000515BI0100001149 | 27 | each | 24.76 |  |  | Excess(+) | 1 | Full Conversion | INR | [40 empty] | #VALUE! | #VALUE! | #VALUE! | 7.14 | 100 mm | BI01010001010000000000000515BI0100001149 | 27 | each
7.15 | Providing and fixing aluminium sliding door bolts, ISI marked anodised (anodic coating not less than grade AC 10 as per IS : 1868), transparent or dyed to required colour or shade, with nuts and screws etc. complete : | BI01010001010000000000000515BI0100001150 | [52 empty] | 7.15 | Providing and fixing aluminium sliding door bolts, ISI marked anodised (anodic coating not less than grade AC 10 as per IS : 1868), transparent or dyed to required colour or shade, with nuts and screws etc. complete : | BI01010001010000000000000515BI0100001150
7.16 | 250x16 mm | BI01010001010000000000000515BI0100001151 | 4 | each | 205.96 |  |  | Excess(+) | 1 | Full Conversion | INR | [40 empty] | #VALUE! | #VALUE! | #VALUE! | 7.16 | 250x16 mm | BI01010001010000000000000515BI0100001151 | 4 | each
7.17 | Providing and fixing aluminium tower bolts, ISI marked, anodised (anodic coating not less than grade AC 10 as per IS : 1868 ) transparent or dyed to required colour or shade, with necessary screws etc. complete : | BI01010001010000000000000515BI0100001152 | [52 empty] | 7.17 | Providing and fixing aluminium tower bolts, ISI marked, anodised (anodic coating not less than grade AC 10 as per IS : 1868 ) transparent or dyed to required colour or shade, with necessary screws etc. complete : | BI01010001010000000000000515BI0100001152
7.18 | 200x10 mm | BI01010001010000000000000515BI0100001153 | 4 | each | 79.61 |  |  | Excess(+) | 1 | Full Conversion | INR | [40 empty] | #VALUE! | #VALUE! | #VALUE! | 7.18 | 200x10 mm | BI01010001010000000000000515BI0100001153 | 4 | each
7.19 | 150x10 mm | BI01010001010000000000000515BI0100001154 | 15 | each | 66.24 |  |  | Excess(+) | 1 | Full Conversion | INR | [40 empty] | #VALUE! | #VALUE! | #VALUE! | 7.19 | 150x10 mm | BI01010001010000000000000515BI0100001154 | 15 | each
7.2 | 100x10 mm | BI01010001010000000000000515BI0100001155 | 15 | each | 51.42 |  |  | Excess(+) | 1 | Full Conversion | INR | [40 empty] | #VALUE! | #VALUE! | #VALUE! | 7.2 | 100x10 mm | BI01010001010000000000000515BI0100001155 | 15 | each
7.21 | Providing and fixing aluminium handles, ISI marked, anodised (anodic coating not less than grade AC 10 as per IS : 1868) transparent or dyed to required colour or shade, with necessary screws etc. complete : | BI01010001010000000000000515BI0100001156 | [52 empty] | 7.21 | Providing and fixing aluminium handles, ISI marked, anodised (anodic coating not less than grade AC 10 as per IS : 1868) transparent or dyed to required colour or shade, with necessary screws etc. complete : | BI01010001010000000000000515BI0100001156
7.22 | 125 mm | BI01010001010000000000000515BI0100001157 | 8 | each | 52.65 |  |  | Excess(+) | 1 | Full Conversion | INR | [40 empty] | #VALUE! | #VALUE! | #VALUE! | 7.22 | 125 mm | BI01010001010000000000000515BI0100001157 | 8 | each
7.23 | 100 mm | BI01010001010000000000000515BI0100001158 | 15 | each | 46.69 |  |  | Excess(+) | 1 | Full Conversion | INR | [40 empty] | #VALUE! | #VALUE! | #VALUE! | 7.23 | 100 mm | BI01010001010000000000000515BI0100001158 | 15 | each
7.24 | Providing and fixing aluminium hanging floor door stopper, ISI marked, anodised (anodic coating not less than grade AC 10 as per IS : 1868) transparent or dyed to required colour and shade, with necessary screws etc. complete. | BI01010001010000000000000515BI0100001159 | [52 empty] | 7.24 | Providing and fixing aluminium hanging floor door stopper, ISI marked, anodised (anodic coating not less than grade AC 10 as per IS : 1868) transparent or dyed to required colour and shade, with necessary screws etc. complete. | BI01010001010000000000000515BI0100001159
7.25 | Twin rubber stopper | BI01010001010000000000000515BI0100001160 | 42 | each | 54.58 |  |  | Excess(+) | 1 | Full Conversion | INR | [40 empty] | #VALUE! | #VALUE! | #VALUE! | 7.25 | Twin rubber stopper | BI01010001010000000000000515BI0100001160 | 42 | each
7.26 | Providing and fixing factory made uPVC door frame made of uPVC extruded sections having an overall dimension as below (tolerance ±1mm), with wall thickness 2.0 mm (± 0.2 mm), corners of the door frame to be Jointed with galvanized brackets and stainless steel screws, joints mitred and Plastic welded. The hinge side vertical of the frames reinforced by galvanized M.S. tube of size 19 X 19 mm and 1mm (± 0.1 mm) wall thickness and 3 nos. stainless steel hinges fixed to the frame complete as per manufacturer’s specification and direction of Engineer- in-charge | BI01010001010000000000000515BI0100001161 | [52 empty] | 7.26 | Providing and fixing factory made uPVC door frame made of uPVC extruded sections having an overall dimension as below (tolerance ±1mm), with wall thickness 2.0 mm (± 0.2 mm), corners of the door frame to be Jointed with galvanized brackets and stainless steel screws, joints mitred and Plastic welded. The hinge side vertical of the frames reinforced by galvanized M.S. tube of size 19 X 19 mm and 1mm (± 0.1 mm) wall thickness and 3 nos. stainless steel hinges fixed to the frame complete as per manufacturer’s specification and direction of Engineer- in-charge | BI01010001010000000000000515BI0100001161
7.27 | Extruded section profile size 48x40 mm | BI01010001010000000000000515BI0100001162 | 20.2 | metre | 203.9 |  |  | Excess(+) | 1 | Full Conversion | INR | [40 empty] | #VALUE! | #VALUE! | #VALUE! | 7.27 | Extruded section profile size 48x40 mm | BI01010001010000000000000515BI0100001162 | 20.2 | metre
7.28 | Providing and fixing to existing door frames. | BI01010001010000000000000515BI0100001163 | [52 empty] | 7.28 | Providing and fixing to existing door frames. | BI01010001010000000000000515BI0100001163
7.29 | 24 mm thick factory made PVC door shutters made of styles and rails of a uPVC hollow section of size 59x24 mm and wall thickness 2 mm (± 0.2 mm) with inbuilt edging on both sides. The styles and rails mitred and joint at the corners by means of M.S. galvanised/ plastic brackets of size 75x220 mm having wall thickness 1.0 mm and stainless steel screws. The styles of the shutter reinforced by inserting galvanised M.S. tube of size 20x20 mm and 1 mm (± 0.1 mm) wall thickness. The lock rail made up of 'H' section, a uPVC hollow section of size 100x24 mm and 2 mm (± 0.2 mm) wall thickness, fixed to the shutter styles by means of plastic/galvanised M.S. 'U' cleats. The shutter frame filled with a uPVC multi-chambered single panel of size not less than 620 mm, having over all thickness of 20 mm and 1 mm (± 0.1 mm) wall thickness. The panels filled vertically and tie bar at two places by inserting horizontally 6 mm galvanised M.S. rod and fastened with nuts and washers, complete as per manufacturer's specification and direction of Engineer-in-charge. (For W.C. and bathroom door shutter). | BI01010001010000000000000515BI0100001164 | 3.4 | sqm | 1570.05 |  |  | Excess(+) | 1 | Full Conversion | INR | [40 empty] | #VALUE! | #VALUE! | #VALUE! | 7.29 | 24 mm thick factory made PVC door shutters made of styles and rails of a uPVC hollow section of size 59x24 mm and wall thickness 2 mm (± 0.2 mm) with inbuilt edging on both sides. The styles and rails mitred and joint at the corners by means of M.S. galvanised/ plastic brackets of size 75x220 mm having wall thickness 1.0 mm and stainless steel screws. The styles of the shutter reinforced by inserting galvanised M.S. tube of size 20x20 mm and 1 mm (± 0.1 mm) wall thickness. The lock rail made up of 'H' section, a uPVC hollow section of size 100x24 mm and 2 mm (± 0.2 mm) wall thickness, fixed to the shutter styles by means of plastic/galvanised M.S. 'U' cleats. The shutter frame filled with a uPVC multi-chambered single panel of size not less than 620 mm, having over all thickness of 20 mm and 1 mm (± 0.1 mm) wall thickness. The panels filled vertically and tie bar at two places by inserting horizontally 6 mm galvanised M.S. rod and fastened with nuts and washers, complete as per manufacturer's specification and direction of Engineer-in-charge. (For W.C. and bathroom door shutter). | BI01010001010000000000000515BI0100001164 | 3.4 | sqm
7.3 | Providing and fixing wire gauge shutters using stainless steel grade 304 wire gauge with wire of dia 0.5 mm and average width of aperture 1.4 mm in both directions for doors, windows and clerestory windows with necessary screws : | BI01010001010000000000000515BI0100001165 | [52 empty] | 7.3 | Providing and fixing wire gauge shutters using stainless steel grade 304 wire gauge with wire of dia 0.5 mm and average width of aperture 1.4 mm in both directions for doors, windows and clerestory windows with necessary screws : | BI01010001010000000000000515BI0100001165
7.31 | 35 mm thick shutters | BI01010001010000000000000515BI0100001166 | [52 empty] | 7.31 | 35 mm thick shutters | BI01010001010000000000000515BI0100001166
7.32 | With ISI marked stainless steel butt hinges of required size | BI01010001010000000000000515BI0100001167 | [52 empty] | 7.32 | With ISI marked stainless steel butt hinges of required size | BI01010001010000000000000515BI0100001167
7.33 | Second class teak wood | BI01010001010000000000000515BI0100001168 | 8.9 | sqm | 4061.2 |  |  | Excess(+) | 1 | Full Conversion | INR | [40 empty] | #VALUE! | #VALUE! | #VALUE! | 7.33 | Second class teak wood | BI01010001010000000000000515BI0100001168 | 8.9 | sqm
8 | STEEL WORK | BI01010001010000000000000515BI0100001169 | [52 empty] | 8 | STEEL WORK | BI01010001010000000000000515BI0100001169
8.01 | Providing and fixing 1mm thick M.S. sheet door with frame of 40x40x6 mm angle iron and 3 mm M.S. gusset plates at the junctions and corners, all necessary fittings complete, including applying a priming coat of approved steel primer. | BI01010001010000000000000515BI0100001170 | [52 empty] | 8.01 | Providing and fixing 1mm thick M.S. sheet door with frame of 40x40x6 mm angle iron and 3 mm M.S. gusset plates at the junctions and corners, all necessary fittings complete, including applying a priming coat of approved steel primer. | BI01010001010000000000000515BI0100001170
8.02 | Using M.S. angels 40x40x6 mm for diagonal braces | BI01010001010000000000000515BI0100001171 | 1.65 | sqm | 4192.15 |  |  | Excess(+) | 1 | Full Conversion | INR | [40 empty] | #VALUE! | #VALUE! | #VALUE! | 8.02 | Using M.S. angels 40x40x6 mm for diagonal braces | BI01010001010000000000000515BI0100001171 | 1.65 | sqm
8.03 | Steel work welded in built up sections/ framed work, including cutting, hoisting, fixing in position and applying a priming coat of approved steel primer using structural steel etc. as required. | BI01010001010000000000000515BI0100001172 | [52 empty] | 8.03 | Steel work welded in built up sections/ framed work, including cutting, hoisting, fixing in position and applying a priming coat of approved steel primer using structural steel etc. as required. | BI01010001010000000000000515BI0100001172
8.04 | In stringers, treads, landings etc. of stair cases, including use of chequered plate wherever required, all complete | BI01010001010000000000000515BI0100001173 | 75 | kg | 89.65 |  |  | Excess(+) | 1 | Full Conversion | INR | [40 empty] | #VALUE! | #VALUE! | #VALUE! | 8.04 | In stringers, treads, landings etc. of stair cases, including use of chequered plate wherever required, all complete | BI01010001010000000000000515BI0100001173 | 75 | kg
9 | FLOORING | BI01010001010000000000000515BI0100001174 | [52 empty] | 9 | FLOORING | BI01010001010000000000000515BI0100001174
9.01 | Cement concrete flooring 1:2:4 (1 cement : 2 coarse sand : 4 graded stone aggregate) finished with a floating coat of neat cement, including cement slurry, but excluding the cost of nosing of steps etc. complete. | BI01010001010000000000000515BI0100001175 | [52 empty] | 9.01 | Cement concrete flooring 1:2:4 (1 cement : 2 coarse sand : 4 graded stone aggregate) finished with a floating coat of neat cement, including cement slurry, but excluding the cost of nosing of steps etc. complete. | BI01010001010000000000000515BI0100001175
9.02 | 40 mm thick with 20 mm nominal size stone aggregate | BI01010001010000000000000515BI0100001176 | 80 | sqm | 477.86 |  |  | Excess(+) | 1 | Full Conversion | INR | [40 empty] | #VALUE! | #VALUE! | #VALUE! | 9.02 | 40 mm thick with 20 mm nominal size stone aggregate | BI01010001010000000000000515BI0100001176 | 80 | sqm
9.03 | Providing and fixing glass strips in joints of terrazo/ cement concrete floors. | BI01010001010000000000000515BI0100001177 | [52 empty] | 9.03 | Providing and fixing glass strips in joints of terrazo/ cement concrete floors. | BI01010001010000000000000515BI0100001177
9.04 | 40 mm wide and 4 mm thick | BI01010001010000000000000515BI0100001178 | 112 | metre | 69.7 |  |  | Excess(+) | 1 | Full Conversion | INR | [40 empty] | #VALUE! | #VALUE! | #VALUE! | 9.04 | 40 mm wide and 4 mm thick | BI01010001010000000000000515BI0100001178 | 112 | metre
9.05 | Providing and fixing 1st quality ceramic glazed floor tiles conforming to IS : 15622 (thickness to be specified by the manufacturer ) of approved make in all colours, shades except burgundy, bottle green, black of any size as approved by Engineer-in-Charge in skirting, risers of steps and dados over 12 mm thick bed of cement Mortar 1:3 (1 cement: 3 coarse sand) and jointing with grey cement slurry @ 3.3kg per sqm including pointing in white cement mixed with pigment of matching shade complete. | BI01010001010000000000000515BI0100001179 | 24.75 | sqm | 822.88 |  |  | Excess(+) | 1 | Full Conversion | INR | [40 empty] | #VALUE! | #VALUE! | #VALUE! | 9.05 | Providing and fixing 1st quality ceramic glazed floor tiles conforming to IS : 15622 (thickness to be specified by the manufacturer ) of approved make in all colours, shades except burgundy, bottle green, black of any size as approved by Engineer-in-Charge in skirting, risers of steps and dados over 12 mm thick bed of cement Mortar 1:3 (1 cement: 3 coarse sand) and jointing with grey cement slurry @ 3.3kg per sqm including pointing in white cement mixed with pigment of matching shade complete. | BI01010001010000000000000515BI0100001179 | 24.75 | sqm
9.06 | Providing and laying Vitrified tiles in floor in different sizes (thickness to be specified by the manufacturer) with water absorption less than 0.08% and conforming to IS:15622, of approved brand & manufacturer, in all colours and shade, laid on 20 mm thick cement mortar 1:4 (1 cement: 4 coarse sand) jointing with grey cement slurry @3.3 kg/sqm including grouting the joints with white cement and matching pigments etc. The tiles must be cut with the zero chipping diamond cutter only . Laying of tiles will be done with the notch trowel, plier, wedge, clips of required thickness, leveling system and rubber mallet for placing the tiles gently and easily. | BI01010001010000000000000515BI0100001180 | [52 empty] | 9.06 | Providing and laying Vitrified tiles in floor in different sizes (thickness to be specified by the manufacturer) with water absorption less than 0.08% and conforming to IS:15622, of approved brand & manufacturer, in all colours and shade, laid on 20 mm thick cement mortar 1:4 (1 cement: 4 coarse sand) jointing with grey cement slurry @3.3 kg/sqm including grouting the joints with white cement and matching pigments etc. The tiles must be cut with the zero chipping diamond cutter only . Laying of tiles will be done with the notch trowel, plier, wedge, clips of required thickness, leveling system and rubber mallet for placing the tiles gently and easily. | BI01010001010000000000000515BI0100001180
9.07 | Double charge vitrified tile polished finish of size | BI01010001010000000000000515BI0100001181 | [52 empty] | 9.07 | Double charge vitrified tile polished finish of size | BI01010001010000000000000515BI0100001181
9.08 | Size of Tile 600 x 600 mm | BI01010001010000000000000515BI0100001182 | 80.9 | sqm | 1128.1 |  |  | Excess(+) | 1 | Full Conversion | INR | [40 empty] | #VALUE! | #VALUE! | #VALUE! | 9.08 | Size of Tile 600 x 600 mm | BI01010001010000000000000515BI0100001182 | 80.9 | sqm
9.09 | Glazed Vitrified tiles Matt/Antiskid finish of size | BI01010001010000000000000515BI0100001183 | [52 empty] | 9.09 | Glazed Vitrified tiles Matt/Antiskid finish of size | BI01010001010000000000000515BI0100001183
9.1 | Size of Tile 600 x 600 mm | BI01010001010000000000000515BI0100001184 | 1 | sqm | 1149.53 |  |  | Excess(+) | 1 | Full Conversion | INR | [40 empty] | #VALUE! | #VALUE! | #VALUE! | 9.1 | Size of Tile 600 x 600 mm | BI01010001010000000000000515BI0100001184 | 1 | sqm
9.11 | Providing and laying Vitrified tiles in different sizes (thickness to be specified by manufacturer), with water absorption less than 0.08 % and conforming to I.S. 15622, of approved make, in all colours & shade, in skirting, riser of steps, over 12 mm thick bed of cement mortar 1:3 (1 cement: 3 coarse sand), jointing with grey cement slurry @ 3.3 kg/ sqm including grouting the joint with white cement & matching pigments etc. complete. | BI01010001010000000000000515BI0100001185 | [52 empty] | 9.11 | Providing and laying Vitrified tiles in different sizes (thickness to be specified by manufacturer), with water absorption less than 0.08 % and conforming to I.S. 15622, of approved make, in all colours & shade, in skirting, riser of steps, over 12 mm thick bed of cement mortar 1:3 (1 cement: 3 coarse sand), jointing with grey cement slurry @ 3.3 kg/ sqm including grouting the joint with white cement & matching pigments etc. complete. | BI01010001010000000000000515BI0100001185
9.12 | Size of Tile 600x600 mm | BI01010001010000000000000515BI0100001186 | 8.52 | sqm | 1285.83 |  |  | Excess(+) | 1 | Full Conversion | INR | [40 empty] | #VALUE! | #VALUE! | #VALUE! | 9.12 | Size of Tile 600x600 mm | BI01010001010000000000000515BI0100001186 | 8.52 | sqm
10 | FINISHING | BI01010001010000000000000515BI0100001187 | [52 empty] | 10 | FINISHING | BI01010001010000000000000515BI0100001187
10.01 | 15 mm cement plaster on rough side of single or half brick wall of mix: | BI01010001010000000000000515BI0100001188 | [52 empty] | 10.01 | 15 mm cement plaster on rough side of single or half brick wall of mix: | BI01010001010000000000000515BI0100001188
10.02 | 1:6 (1 cement: 6 coarse sand) | BI01010001010000000000000515BI0100001189 | 62 | sqm | 297.32 |  |  | Excess(+) | 1 | Full Conversion | INR | [40 empty] | #VALUE! | #VALUE! | #VALUE! | 10.02 | 1:6 (1 cement: 6 coarse sand) | BI01010001010000000000000515BI0100001189 | 62 | sqm
10.03 | 12 mm cement plaster finished with a floating coat of neat cement of mix : | BI01010001010000000000000515BI0100001190 | [52 empty] | 10.03 | 12 mm cement plaster finished with a floating coat of neat cement of mix : | BI01010001010000000000000515BI0100001190
10.04 | 1:4 (1 cement: 4 fine sand) | BI01010001010000000000000515BI0100001191 | 7 | sqm | 316.79 |  |  | Excess(+) | 1 | Full Conversion | INR | [40 empty] | #VALUE! | #VALUE! | #VALUE! | 10.04 | 1:4 (1 cement: 4 fine sand) | BI01010001010000000000000515BI0100001191 | 7 | sqm
10.05 | 15 mm cement plaster on rough side of single or half brick wall finished with a floating coat of neat cement of mix : | BI01010001010000000000000515BI0100001192 | [52 empty] | 10.05 | 15 mm cement plaster on rough side of single or half brick wall finished with a floating coat of neat cement of mix : | BI01010001010000000000000515BI0100001192
10.06 | 1:4 (1 cement: 4 fine sand) | BI01010001010000000000000515BI0100001193 | 41 | sqm | 356.07 |  |  | Excess(+) | 1 | Full Conversion | INR | [40 empty] | #VALUE! | #VALUE! | #VALUE! | 10.06 | 1:4 (1 cement: 4 fine sand) | BI01010001010000000000000515BI0100001193 | 41 | sqm
10.07 | Pointing on brick work or brick flooring with cement mortar 1:3 (1 cement : 3 fine sand): | BI01010001010000000000000515BI0100001194 | [52 empty] | 10.07 | Pointing on brick work or brick flooring with cement mortar 1:3 (1 cement : 3 fine sand): | BI01010001010000000000000515BI0100001194
10.08 | Raised and cut pointing | BI01010001010000000000000515BI0100001195 | 5.5 | sqm | 306.31 |  |  | Excess(+) | 1 | Full Conversion | INR | [40 empty] | #VALUE! | #VALUE! | #VALUE! | 10.08 | Raised and cut pointing | BI01010001010000000000000515BI0100001195 | 5.5 | sqm
10.09 | Distempering with 1st quality acrylic distemper (ready mixed) having VOC content less than 50 gms/litre, of approved manufacturer, of required shade and colour complete, as per manufacturer's specification. | BI01010001010000000000000515BI0100001196 | [52 empty] | 10.09 | Distempering with 1st quality acrylic distemper (ready mixed) having VOC content less than 50 gms/litre, of approved manufacturer, of required shade and colour complete, as per manufacturer's specification. | BI01010001010000000000000515BI0100001196
10.1 | Two or more coats on new work | BI01010001010000000000000515BI0100001197 | 1750 | sqm | 81.32 |  |  | Excess(+) | 1 | Full Conversion | INR | [40 empty] | #VALUE! | #VALUE! | #VALUE! | 10.1 | Two or more coats on new work | BI01010001010000000000000515BI0100001197 | 1750 | sqm
10.11 | Painting with synthetic enamel paint of approved brand and manufacture to give an even shade : | BI01010001010000000000000515BI0100001198 | [52 empty] | 10.11 | Painting with synthetic enamel paint of approved brand and manufacture to give an even shade : | BI01010001010000000000000515BI0100001198
10.12 | Two or more coats on new work | BI01010001010000000000000515BI0100001199 | 3.6 | sqm | 115.25 |  |  | Excess(+) | 1 | Full Conversion | INR | [40 empty] | #VALUE! | #VALUE! | #VALUE! | 10.12 | Two or more coats on new work | BI01010001010000000000000515BI0100001199 | 3.6 | sqm
10.13 | Painting with synthetic enamel paint of approved brand and manufacture of required colour to give an even shade : | BI01010001010000000000000515BI0100001200 | [52 empty] | 10.13 | Painting with synthetic enamel paint of approved brand and manufacture of required colour to give an even shade : | BI01010001010000000000000515BI0100001200
10.14 | Two or more coats on new work over an under coat of suitable shade with ordinary paint of approved brand and manufacture | BI01010001010000000000000515BI0100001201 | 34 | sqm | 167.82 |  |  | Excess(+) | 1 | Full Conversion | INR | [40 empty] | #VALUE! | #VALUE! | #VALUE! | 10.14 | Two or more coats on new work over an under coat of suitable shade with ordinary paint of approved brand and manufacture | BI01010001010000000000000515BI0100001201 | 34 | sqm
10.15 | Providing and applying white cement based putty of average thickness 1 mm, of approved brand and manufacturer, over the plastered wall surface to prepare the surface even and smooth complete. | BI01010001010000000000000515BI0100001202 | 970 | sqm | 108.59 |  |  | Excess(+) | 1 | Full Conversion | INR | [40 empty] | #VALUE! | #VALUE! | #VALUE! | 10.15 | Providing and applying white cement based putty of average thickness 1 mm, of approved brand and manufacturer, over the plastered wall surface to prepare the surface even and smooth complete. | BI01010001010000000000000515BI0100001202 | 970 | sqm
10.16 | White washing with lime to give an even shade : | BI01010001010000000000000515BI0100001203 | [52 empty] | 10.16 | White washing with lime to give an even shade : | BI01010001010000000000000515BI0100001203
10.17 | Old work (two or more coats) | BI01010001010000000000000515BI0100001204 | 726.6 | sqm | 16.65 |  |  | Excess(+) | 1 | Full Conversion | INR | [40 empty] | #VALUE! | #VALUE! | #VALUE! | 10.17 | Old work (two or more coats) | BI01010001010000000000000515BI0100001204 | 726.6 | sqm
10.18 | Removing white or colour wash by scrapping and sand papering and preparing the surface smooth including necessary repairs to scratches etc. complete | BI01010001010000000000000515BI0100001205 | 726.6 | sqm | 14.33 |  |  | Excess(+) | 1 | Full Conversion | INR | [40 empty] | #VALUE! | #VALUE! | #VALUE! | 10.18 | Removing white or colour wash by scrapping and sand papering and preparing the surface smooth including necessary repairs to scratches etc. complete | BI01010001010000000000000515BI0100001205 | 726.6 | sqm
10.19 | Removing dry or oil bound distemper, water proofing cement paint and the like by scrapping, sand papering and preparing the surface smooth including necessary repairs to scratches etc. complete. | BI01010001010000000000000515BI0100001206 | 970 | sqm | 18.28 |  |  | Excess(+) | 1 | Full Conversion | INR | [40 empty] | #VALUE! | #VALUE! | #VALUE! | 10.19 | Removing dry or oil bound distemper, water proofing cement paint and the like by scrapping, sand papering and preparing the surface smooth including necessary repairs to scratches etc. complete. | BI01010001010000000000000515BI0100001206 | 970 | sqm
10.2 | Painting with synthetic enamel paint of approved brand and manufacture of required colour to give an even shade : | BI01010001010000000000000515BI0100001207 | [52 empty] | 10.2 | Painting with synthetic enamel paint of approved brand and manufacture of required colour to give an even shade : | BI01010001010000000000000515BI0100001207
10.21 | One or more coats on old work | BI01010001010000000000000515BI0100001208 | 701.7 | sqm | 75.88 |  |  | Excess(+) | 1 | Full Conversion | INR | [40 empty] | #VALUE! | #VALUE! | #VALUE! | 10.21 | One or more coats on old work | BI01010001010000000000000515BI0100001208 | 701.7 | sqm
10.22 | Finishing walls with Acrylic Smooth exterior paint of required shade : | BI01010001010000000000000515BI0100001209 | [52 empty] | 10.22 | Finishing walls with Acrylic Smooth exterior paint of required shade : | BI01010001010000000000000515BI0100001209
10.23 | Old work (Two or more coat applied @ 1.67 ltr/ 10 sqm) on existing cement paint surface | BI01010001010000000000000515BI0100001210 | 180 | sqm | 97.85 |  |  | Excess(+) | 1 | Full Conversion | INR | [40 empty] | #VALUE! | #VALUE! | #VALUE! | 10.23 | Old work (Two or more coat applied @ 1.67 ltr/ 10 sqm) on existing cement paint surface | BI01010001010000000000000515BI0100001210 | 180 | sqm
11 | REPAIRS TO BUILDING | BI01010001010000000000000515BI0100001211 | [52 empty] | 11 | REPAIRS TO BUILDING | BI01010001010000000000000515BI0100001211
11.01 | Repairs to plaster of thickness 12 mm to 20 mm in patches of area 2.5 sq.meters and under, including cutting the patch in proper shape, raking out joints and preparing and plastering the surface of the walls complete, including disposal of rubbish to the dumping ground, all complete as per direction of Engineer-in-Charge. | BI01010001010000000000000515BI0100001212 | [52 empty] | 11.01 | Repairs to plaster of thickness 12 mm to 20 mm in patches of area 2.5 sq.meters and under, including cutting the patch in proper shape, raking out joints and preparing and plastering the surface of the walls complete, including disposal of rubbish to the dumping ground, all complete as per direction of Engineer-in-Charge. | BI01010001010000000000000515BI0100001212
11.02 | With cement mortar 1:4 (1cement: 4 coarse sand) | BI01010001010000000000000515BI0100001213 | 47.25 | sqm | 419.11 |  |  | Excess(+) | 1 | Full Conversion | INR | [40 empty] | #VALUE! | #VALUE! | #VALUE! | 11.02 | With cement mortar 1:4 (1cement: 4 coarse sand) | BI01010001010000000000000515BI0100001213 | 47.25 | sqm
11.03 | Hacking of CC flooring including cleaning for surface etc. complete as per direction of the Engineer-in-Charge. | BI01010001010000000000000515BI0100001214 | 160 | sqm | 2.49 |  |  | Excess(+) | 1 | Full Conversion | INR | [40 empty] | #VALUE! | #VALUE! | #VALUE! | 11.03 | Hacking of CC flooring including cleaning for surface etc. complete as per direction of the Engineer-in-Charge. | BI01010001010000000000000515BI0100001214 | 160 | sqm
11.04 | Taking out existing wooden door shutter, repair by cutting, painting etc. and refixing of repaired door shutters to existing door frames, including replacement of hinges with screws, etc. as required, all complete as per the direction of the Engineer-in-charge. | BI01010001010000000000000515BI0100001215 | 11 | each | 285.79 |  |  | Excess(+) | 1 | Full Conversion | INR | [40 empty] | #VALUE! | #VALUE! | #VALUE! | 11.04 | Taking out existing wooden door shutter, repair by cutting, painting etc. and refixing of repaired door shutters to existing door frames, including replacement of hinges with screws, etc. as required, all complete as per the direction of the Engineer-in-charge. | BI01010001010000000000000515BI0100001215 | 11 | each
12 | Dismantling and Demolishing | BI01010001010000000000000515BI0100001216 | [52 empty] | 12 | Dismantling and Demolishing | BI01010001010000000000000515BI0100001216
12.01 | Demolishing cement concrete manually/ by mechanical means including disposal of material within 50 metres lead as per direction of Engineer - in - charge. | BI01010001010000000000000515BI0100001217 | [52 empty] | 12.01 | Demolishing cement concrete manually/ by mechanical means including disposal of material within 50 metres lead as per direction of Engineer - in - charge. | BI01010001010000000000000515BI0100001217
12.02 | Nominal concrete 1:3:6 or richer mix (i/c equivalent design mix) | BI01010001010000000000000515BI0100001218 | 1.7 | cum | 1759.84 |  |  | Excess(+) | 1 | Full Conversion | INR | [40 empty] | #VALUE! | #VALUE! | #VALUE! | 12.02 | Nominal concrete 1:3:6 or richer mix (i/c equivalent design mix) | BI01010001010000000000000515BI0100001218 | 1.7 | cum
12.03 | Nominal concrete 1:4:8 or leaner mix (i/c equivalent design mix) | BI01010001010000000000000515BI0100001219 | 2.8 | cum | 1086.89 |  |  | Excess(+) | 1 | Full Conversion | INR | [40 empty] | #VALUE! | #VALUE! | #VALUE! | 12.03 | Nominal concrete 1:4:8 or leaner mix (i/c equivalent design mix) | BI01010001010000000000000515BI0100001219 | 2.8 | cum
12.04 | Demolishing R.C.C. work manually/ by mechanical means including stacking of steel bars and disposal of unserviceable material within 50 metres lead as per direction of Engineer - in- charge. | BI01010001010000000000000515BI0100001220 | 0.7 | cum | 2567.38 |  |  | Excess(+) | 1 | Full Conversion | INR | [40 empty] | #VALUE! | #VALUE! | #VALUE! | 12.04 | Demolishing R.C.C. work manually/ by mechanical means including stacking of steel bars and disposal of unserviceable material within 50 metres lead as per direction of Engineer - in- charge. | BI01010001010000000000000515BI0100001220 | 0.7 | cum
12.05 | Demolishing brick work manually/ by mechanical means including stacking of serviceable material and disposal of unserviceable material within 50 metres lead as per direction of Engineer-in-charge. | BI01010001010000000000000515BI0100001221 | [52 empty] | 12.05 | Demolishing brick work manually/ by mechanical means including stacking of serviceable material and disposal of unserviceable material within 50 metres lead as per direction of Engineer-in-charge. | BI01010001010000000000000515BI0100001221
12.06 | In cement mortar | BI01010001010000000000000515BI0100001222 | 0.5 | cum | 1489.21 |  |  | Excess(+) | 1 | Full Conversion | INR | [40 empty] | #VALUE! | #VALUE! | #VALUE! | 12.06 | In cement mortar | BI01010001010000000000000515BI0100001222 | 0.5 | cum
12.07 | Dismantling doors, windows and clerestory windows (steel or wood) shutter including chowkhats, architrave, holdfasts etc. complete and stacking within 50 metres lead : | BI01010001010000000000000515BI0100001223 | [52 empty] | 12.07 | Dismantling doors, windows and clerestory windows (steel or wood) shutter including chowkhats, architrave, holdfasts etc. complete and stacking within 50 metres lead : | BI01010001010000000000000515BI0100001223
12.08 | Of area 3 sq. metres and below | BI01010001010000000000000515BI0100001224 | 11 | each | 265.4 |  |  | Excess(+) | 1 | Full Conversion | INR | [40 empty] | #VALUE! | #VALUE! | #VALUE! | 12.08 | Of area 3 sq. metres and below | BI01010001010000000000000515BI0100001224 | 11 | each
12.09 | Taking out doors, windows and clerestory window shutters (steel or wood) including stacking within 50 metres lead : | BI01010001010000000000000515BI0100001225 | [52 empty] | 12.09 | Taking out doors, windows and clerestory window shutters (steel or wood) including stacking within 50 metres lead : | BI01010001010000000000000515BI0100001225
12.1 | Of area 3 sq. metres and below | BI01010001010000000000000515BI0100001226 | 14 | each | 103.72 |  |  | Excess(+) | 1 | Full Conversion | INR | [40 empty] | #VALUE! | #VALUE! | #VALUE! | 12.1 | Of area 3 sq. metres and below | BI01010001010000000000000515BI0100001226 | 14 | each
12.11 | Dismantling old plaster or skirting raking out joints and cleaning the surface for plaster including disposal of rubbish to the dumping ground within 50 metres lead. | BI01010001010000000000000515BI0100001227 | 157 | sqm | 39.5 |  |  | Excess(+) | 1 | Full Conversion | INR | [40 empty] | #VALUE! | #VALUE! | #VALUE! | 12.11 | Dismantling old plaster or skirting raking out joints and cleaning the surface for plaster including disposal of rubbish to the dumping ground within 50 metres lead. | BI01010001010000000000000515BI0100001227 | 157 | sqm
13 | SANITARY INSTALLATIONS | BI01010001010000000000000515BI0100001228 | [52 empty] | 13 | SANITARY INSTALLATIONS | BI01010001010000000000000515BI0100001228
13.01 | Providing and fixing water closet squatting pan (Indian type W.C. pan ) with 100 mm sand cast Iron P or S trap, 10 litre low level white P.V.C. flushing cistern, including flush pipe, with manually controlled device (handle lever) conforming to IS : 7231, with all fittings and fixtures complete, including cutting and making good the walls and floors wherever required: | BI01010001010000000000000515BI0100001229 | [52 empty] | 13.01 | Providing and fixing water closet squatting pan (Indian type W.C. pan ) with 100 mm sand cast Iron P or S trap, 10 litre low level white P.V.C. flushing cistern, including flush pipe, with manually controlled device (handle lever) conforming to IS : 7231, with all fittings and fixtures complete, including cutting and making good the walls and floors wherever required: | BI01010001010000000000000515BI0100001229
13.02 | White Vitreous china Orissa pattern W.C. pan of size 580x440 mm with integral type foot rests | BI01010001010000000000000515BI0100001230 | 2 | each | 5069.13 |  |  | Excess(+) | 1 | Full Conversion | INR | [40 empty] | #VALUE! | #VALUE! | #VALUE! | 13.02 | White Vitreous china Orissa pattern W.C. pan of size 580x440 mm with integral type foot rests | BI01010001010000000000000515BI0100001230 | 2 | each
13.03 | Providing and fixing white vitreous china pedestal type water closet (European type W.C. pan) with seat and lid, 10 litre low level white P.V.C. flushing cistern, including flush pipe, with manually controlled device (handle lever), conforming to IS : 7231, with all fittings and fixtures complete, including cutting and making good the walls and floors wherever required : | BI01010001010000000000000515BI0100001231 | [52 empty] | 13.03 | Providing and fixing white vitreous china pedestal type water closet (European type W.C. pan) with seat and lid, 10 litre low level white P.V.C. flushing cistern, including flush pipe, with manually controlled device (handle lever), conforming to IS : 7231, with all fittings and fixtures complete, including cutting and making good the walls and floors wherever required : | BI01010001010000000000000515BI0100001231
13.04 | W.C. pan with ISI marked white solid plastic seat and lid | BI01010001010000000000000515BI0100001232 | 10 | each | 4858 |  |  | Excess(+) | 1 | Full Conversion | INR | [40 empty] | #VALUE! | #VALUE! | #VALUE! | 13.04 | W.C. pan with ISI marked white solid plastic seat and lid | BI01010001010000000000000515BI0100001232 | 10 | each
13.05 | Providing and fixing CP Brass 32mm size Bottle Trap of approved quality & make and as per the direction of Engineer-in-charge. | BI01010001010000000000000515BI0100001233 | 12 | each | 777.07 |  |  | Excess(+) | 1 | Full Conversion | INR | [40 empty] | #VALUE! | #VALUE! | #VALUE! | 13.05 | Providing and fixing CP Brass 32mm size Bottle Trap of approved quality & make and as per the direction of Engineer-in-charge. | BI01010001010000000000000515BI0100001233 | 12 | each
13.06 | Providing and fixing CP Brass Single lever telephonic wall mixer of quality & make as approved by Engineer in charge. (a) 15 mm nominal dia | BI01010001010000000000000515BI0100001234 | 12 | each | 5365.32 |  |  | Excess(+) | 1 | Full Conversion | INR | [40 empty] | #VALUE! | #VALUE! | #VALUE! | 13.06 | Providing and fixing CP Brass Single lever telephonic wall mixer of quality & make as approved by Engineer in charge. (a) 15 mm nominal dia | BI01010001010000000000000515BI0100001234 | 12 | each
13.07 | Providing and fixing white vitreous china wash basin including making all connections but excluding the cost of fittings : | BI01010001010000000000000515BI0100001235 | [52 empty] | 13.07 | Providing and fixing white vitreous china wash basin including making all connections but excluding the cost of fittings : | BI01010001010000000000000515BI0100001235
13.08 | Flat back wash basin of size 550x400 mm | BI01010001010000000000000515BI0100001236 | 12 | each | 802.67 |  |  | Excess(+) | 1 | Full Conversion | INR | [40 empty] | #VALUE! | #VALUE! | #VALUE! | 13.08 | Flat back wash basin of size 550x400 mm | BI01010001010000000000000515BI0100001236 | 12 | each
13.09 | Providing and fixing 600x450 mm beveled edge mirror of superior glass (of approved quality) complete with 6 mm thick hard board ground fixed to wooden cleats with C.P. brass screws and washers complete. | BI01010001010000000000000515BI0100001237 | 12 | each | 1237.3 |  |  | Excess(+) | 1 | Full Conversion | INR | [40 empty] | #VALUE! | #VALUE! | #VALUE! | 13.09 | Providing and fixing 600x450 mm beveled edge mirror of superior glass (of approved quality) complete with 6 mm thick hard board ground fixed to wooden cleats with C.P. brass screws and washers complete. | BI01010001010000000000000515BI0100001237 | 12 | each
13.1 | Providing and fixing soil, waste and vent pipes : | BI01010001010000000000000515BI0100001238 | [52 empty] | 13.1 | Providing and fixing soil, waste and vent pipes : | BI01010001010000000000000515BI0100001238
13.11 | 100 mm dia | BI01010001010000000000000515BI0100001239 | [52 empty] | 13.11 | 100 mm dia | BI01010001010000000000000515BI0100001239
13.12 | Centrifugally cast (spun) iron socket & spigot (S&S) pipe as per IS: 3989 | BI01010001010000000000000515BI0100001240 | 29.55 | metre | 944.67 |  |  | Excess(+) | 1 | Full Conversion | INR | [40 empty] | #VALUE! | #VALUE! | #VALUE! | 13.12 | Centrifugally cast (spun) iron socket & spigot (S&S) pipe as per IS: 3989 | BI01010001010000000000000515BI0100001240 | 29.55 | metre
13.13 | 75 mm diameter : | BI01010001010000000000000515BI0100001241 | [52 empty] | 13.13 | 75 mm diameter : | BI01010001010000000000000515BI0100001241
13.14 | Centrifugally cast (spun) iron socketed pipe as per IS: 3989 | BI01010001010000000000000515BI0100001242 | 9.1 | metre | 913.72 |  |  | Excess(+) | 1 | Full Conversion | INR | [40 empty] | #VALUE! | #VALUE! | #VALUE! | 13.14 | Centrifugally cast (spun) iron socketed pipe as per IS: 3989 | BI01010001010000000000000515BI0100001242 | 9.1 | metre
13.15 | Providing and fixing bend of required degree with access door, insertion rubber washer 3 mm thick, bolts and nuts complete. | BI01010001010000000000000515BI0100001243 | [52 empty] | 13.15 | Providing and fixing bend of required degree with access door, insertion rubber washer 3 mm thick, bolts and nuts complete. | BI01010001010000000000000515BI0100001243
13.16 | 100 mm dia | BI01010001010000000000000515BI0100001244 | [52 empty] | 13.16 | 100 mm dia | BI01010001010000000000000515BI0100001244
13.17 | Sand cast iron S&S as per IS - 3989 | BI01010001010000000000000515BI0100001245 | 4 | each | 523.98 |  |  | Excess(+) | 1 | Full Conversion | INR | [40 empty] | #VALUE! | #VALUE! | #VALUE! | 13.17 | Sand cast iron S&S as per IS - 3989 | BI01010001010000000000000515BI0100001245 | 4 | each
13.18 | 75 mm dia | BI01010001010000000000000515BI0100001246 | [52 empty] | 13.18 | 75 mm dia | BI01010001010000000000000515BI0100001246
13.19 | Sand cast iron S&S as per IS- 3989 | BI01010001010000000000000515BI0100001247 | 1 | each | 397.54 |  |  | Excess(+) | 1 | Full Conversion | INR | [40 empty] | #VALUE! | #VALUE! | #VALUE! | 13.19 | Sand cast iron S&S as per IS- 3989 | BI01010001010000000000000515BI0100001247 | 1 | each
13.2 | Providing and fixing plain bend of required degree. | BI01010001010000000000000515BI0100001248 | [52 empty] | 13.2 | Providing and fixing plain bend of required degree. | BI01010001010000000000000515BI0100001248
13.21 | 100 mm dia | BI01010001010000000000000515BI0100001249 | [52 empty] | 13.21 | 100 mm dia | BI01010001010000000000000515BI0100001249
13.22 | Sand cast iron S&S as per IS : 3989 | BI01010001010000000000000515BI0100001250 | 12 | each | 385.57 |  |  | Excess(+) | 1 | Full Conversion | INR | [40 empty] | #VALUE! | #VALUE! | #VALUE! | 13.22 | Sand cast iron S&S as per IS : 3989 | BI01010001010000000000000515BI0100001250 | 12 | each
13.23 | 75 mm dia | BI01010001010000000000000515BI0100001251 | [52 empty] | 13.23 | 75 mm dia | BI01010001010000000000000515BI0100001251
13.24 | Sand cast iron S&S as per IS - 3989 | BI01010001010000000000000515BI0100001252 | 2 | each | 261.46 |  |  | Excess(+) | 1 | Full Conversion | INR | [40 empty] | #VALUE! | #VALUE! | #VALUE! | 13.24 | Sand cast iron S&S as per IS - 3989 | BI01010001010000000000000515BI0100001252 | 2 | each
13.25 | Providing and fixing single equal plain junction of required degreewith access door, insertion rubber washer 3 mm thick, bolts andnuts complete. | BI01010001010000000000000515BI0100001253 | [52 empty] | 13.25 | Providing and fixing single equal plain junction of required degreewith access door, insertion rubber washer 3 mm thick, bolts andnuts complete. | BI01010001010000000000000515BI0100001253
13.26 | 100x100x100 mm | BI01010001010000000000000515BI0100001254 | [52 empty] | 13.26 | 100x100x100 mm | BI01010001010000000000000515BI0100001254
13.27 | Sand cast iron S&S as per IS - 3989 | BI01010001010000000000000515BI0100001255 | 2 | each | 641.29 |  |  | Excess(+) | 1 | Full Conversion | INR | [40 empty] | #VALUE! | #VALUE! | #VALUE! | 13.27 | Sand cast iron S&S as per IS - 3989 | BI01010001010000000000000515BI0100001255 | 2 | each
13.28 | Providing and fixing terminal guard : | BI01010001010000000000000515BI0100001256 | [52 empty] | 13.28 | Providing and fixing terminal guard : | BI01010001010000000000000515BI0100001256
13.29 | 100 mm | BI01010001010000000000000515BI0100001257 | [52 empty] | 13.29 | 100 mm | BI01010001010000000000000515BI0100001257
13.3 | Sand cast iron S&S as per IS - 3989 | BI01010001010000000000000515BI0100001258 | 2 | each | 385.57 |  |  | Excess(+) | 1 | Full Conversion | INR | [40 empty] | #VALUE! | #VALUE! | #VALUE! | 13.3 | Sand cast iron S&S as per IS - 3989 | BI01010001010000000000000515BI0100001258 | 2 | each
13.31 | 75 mm | BI01010001010000000000000515BI0100001259 | [52 empty] | 13.31 | 75 mm | BI01010001010000000000000515BI0100001259
13.32 | Sand cast iron S&S as per IS - 3989 | BI01010001010000000000000515BI0100001260 | 1 | each | 273.16 |  |  | Excess(+) | 1 | Full Conversion | INR | [40 empty] | #VALUE! | #VALUE! | #VALUE! | 13.32 | Sand cast iron S&S as per IS - 3989 | BI01010001010000000000000515BI0100001260 | 1 | each
13.33 | Providing and fixing collar : | BI01010001010000000000000515BI0100001261 | [52 empty] | 13.33 | Providing and fixing collar : | BI01010001010000000000000515BI0100001261
13.34 | 100 mm | BI01010001010000000000000515BI0100001262 | [52 empty] | 13.34 | 100 mm | BI01010001010000000000000515BI0100001262
13.35 | Sand cast iron S&S as per IS - 3989 | BI01010001010000000000000515BI0100001263 | 9 | each | 385.57 |  |  | Excess(+) | 1 | Full Conversion | INR | [40 empty] | #VALUE! | #VALUE! | #VALUE! | 13.35 | Sand cast iron S&S as per IS - 3989 | BI01010001010000000000000515BI0100001263 | 9 | each
13.36 | 75 mm | BI01010001010000000000000515BI0100001264 | [52 empty] | 13.36 | 75 mm | BI01010001010000000000000515BI0100001264
13.37 | Sand cast iron S&S as per IS - 3989 | BI01010001010000000000000515BI0100001265 | 4 | each | 238 |  |  | Excess(+) | 1 | Full Conversion | INR | [40 empty] | #VALUE! | #VALUE! | #VALUE! | 13.37 | Sand cast iron S&S as per IS - 3989 | BI01010001010000000000000515BI0100001265 | 4 | each
13.38 | Providing lead caulked joints to sand cast iron/centrifugally cast (spun) iron pipes and fittings of diameter : | BI01010001010000000000000515BI0100001266 | [52 empty] | 13.38 | Providing lead caulked joints to sand cast iron/centrifugally cast (spun) iron pipes and fittings of diameter : | BI01010001010000000000000515BI0100001266
13.39 | 100 mm | BI01010001010000000000000515BI0100001267 | 33 | each | 481.93 |  |  | Excess(+) | 1 | Full Conversion | INR | [40 empty] | #VALUE! | #VALUE! | #VALUE! | 13.39 | 100 mm | BI01010001010000000000000515BI0100001267 | 33 | each
13.4 | 75 mm | BI01010001010000000000000515BI0100001268 | 20 | each | 408.94 |  |  | Excess(+) | 1 | Full Conversion | INR | [40 empty] | #VALUE! | #VALUE! | #VALUE! | 13.4 | 75 mm | BI01010001010000000000000515BI0100001268 | 20 | each | Supplying, Conveying and fixing spls. Including ea | item4 | 10 | Nos
13.41 | Providing and fixing trap of self cleansing design with screwed down or hinged grating with or without vent arm complete, including cost of cutting and making good the walls and floors : | BI01010001010000000000000515BI0100001269 | [52 empty] | 13.41 | Providing and fixing trap of self cleansing design with screwed down or hinged grating with or without vent arm complete, including cost of cutting and making good the walls and floors : | BI01010001010000000000000515BI0100001269 |  |  | Supplying, Conveying and fixing spls. Including eart | item1 | 123.223 | Nos
13.42 | 100 mm inlet and 100 mm outlet | BI01010001010000000000000515BI0100001270 | [52 empty] | 13.42 | 100 mm inlet and 100 mm outlet | BI01010001010000000000000515BI0100001270 |  |  | Construction of chamber for 100mm sluice plates | item2 | 213 | Nos
13.43 | Sand cast iron S&S as per IS: 3989 | BI01010001010000000000000515BI0100001271 | 7 | each | 1406.48 |  |  | Excess(+) | 1 | Full Conversion | INR | [40 empty] | #VALUE! | #VALUE! | #VALUE! | 13.43 | Sand cast iron S&S as per IS: 3989 | BI01010001010000000000000515BI0100001271 | 7 | each | Construction of chamber for 100mm sluices valve | item3 | 10 | Nos
13.44 | 100 mm inlet and 75 mm outlet | BI01010001010000000000000515BI0100001272 | [52 empty] | 13.44 | 100 mm inlet and 75 mm outlet | BI01010001010000000000000515BI0100001272 |  |  | Supplying, Conveying and fixing spls. Including ea | item4 | 10 | Nos
13.45 | Sand cast iron S&S as per IS - 3989 | BI01010001010000000000000515BI0100001273 | 12 | each | 1465.14 |  |  | Excess(+) | 1 | Full Conversion | INR | [40 empty] | #VALUE! | #VALUE! | #VALUE! | 13.45 | Sand cast iron S&S as per IS - 3989 | BI01010001010000000000000515BI0100001273 | 12 | each | Supplying, Conveying and fixing spls. Including eart | item1 | 123.223 | Nos
14 | WATER SUPPLY | BI01010001010000000000000515BI0100001274 | [52 empty] | 14 | WATER SUPPLY | BI01010001010000000000000515BI0100001274 |  |  | Construction of chamber for 100mm sluice plates | item2 | 213 | Nos
14.01 | Providing and fixing Chlorinated Polyvinyl Chloride (CPVC) pipes, having thermal stability for hot & cold water supply, including all CPVC plain & brass threaded fittings, i/c fixing the pipe with clamps at 1.00 m spacing. This includes jointing of pipes & fittings with one step CPVC solvent cement and the cost of cutting chases and making good the same including testing of joints complete as per direction of Engineer in Charge. Concealed work, including cutting chases and making good the walls etc. | BI01010001010000000000000515BI0100001275 | [52 empty] | 14.01 | Providing and fixing Chlorinated Polyvinyl Chloride (CPVC) pipes, having thermal stability for hot & cold water supply, including all CPVC plain & brass threaded fittings, i/c fixing the pipe with clamps at 1.00 m spacing. This includes jointing of pipes & fittings with one step CPVC solvent cement and the cost of cutting chases and making good the same including testing of joints complete as per direction of Engineer in Charge. Concealed work, including cutting chases and making good the walls etc. | BI01010001010000000000000515BI0100001275 |  |  | Construction of chamber for 100mm sluices valve | item3 | 10 | Nos
14.02 | 20 mm nominal dia Pipes | BI01010001010000000000000515BI0100001276 | 79.25 | metre | 450.46 |  |  | Excess(+) | 1 | Full Conversion | INR | [40 empty] | #VALUE! | #VALUE! | #VALUE! | 14.02 | 20 mm nominal dia Pipes | BI01010001010000000000000515BI0100001276 | 79.25 | metre | Supplying, Conveying and fixing spls. Including eart | item1 | 123.223 | Nos
14.03 | 32 mm nominal dia Pipes | BI01010001010000000000000515BI0100001277 | 4.5 | metre | 624.94 |  |  | Excess(+) | 1 | Full Conversion | INR | [40 empty] | #VALUE! | #VALUE! | #VALUE! | 14.03 | 32 mm nominal dia Pipes | BI01010001010000000000000515BI0100001277 | 4.5 | metre | Construction of chamber for 100mm sluice plates | item2 | 213 | Nos
14.04 | Providing and fixing G.I. pipes complete with G.I. fittings and clamps, i/c cutting and making good the walls etc. Internal work - Exposed on wall | BI01010001010000000000000515BI0100001278 | [52 empty] | 14.04 | Providing and fixing G.I. pipes complete with G.I. fittings and clamps, i/c cutting and making good the walls etc. Internal work - Exposed on wall | BI01010001010000000000000515BI0100001278 |  |  | Construction of chamber for 100mm sluices valve | item3 | 10 | Nos
14.05 | 20 mm dia nominal bore | BI01010001010000000000000515BI0100001279 | 1 | metre | 327.35 |  |  | Excess(+) | 1 | Full Conversion | INR | [40 empty] | #VALUE! | #VALUE! | #VALUE! | 14.05 | 20 mm dia nominal bore | BI01010001010000000000000515BI0100001279 | 1 | metre | Supplying, Conveying and fixing spls. Including ea | item4 | 10 | Nos
14.06 | 25 mm dia nominal bore | BI01010001010000000000000515BI0100001280 | 1 | metre | 430.68 |  |  | Excess(+) | 1 | Full Conversion | INR | [40 empty] | #VALUE! | #VALUE! | #VALUE! | 14.06 | 25 mm dia nominal bore | BI01010001010000000000000515BI0100001280 | 1 | metre | Construction of chamber for 100mm sluice plates | item5 | 10 | Nos
14.07 | Providing and fixing gun metal gate valve with C.I. wheel of approved quality (screwed end) : | BI01010001010000000000000515BI0100001281 | [52 empty] | 14.07 | Providing and fixing gun metal gate valve with C.I. wheel of approved quality (screwed end) : | BI01010001010000000000000515BI0100001281 |  |  | Construction of chamber for 100mm sluice plates | item5 | 10 | Nos
14.08 | 20 mm nominal bore | BI01010001010000000000000515BI0100001282 | 1 | each | 404.86 |  |  | Excess(+) | 1 | Full Conversion | INR | [40 empty] | #VALUE! | #VALUE! | #VALUE! | 14.08 | 20 mm nominal bore | BI01010001010000000000000515BI0100001282 | 1 | each
14.09 | Providing and fixing uplasticised PVC connection pipe with brass unions : | BI01010001010000000000000515BI0100001283 | [52 empty] | 14.09 | Providing and fixing uplasticised PVC connection pipe with brass unions : | BI01010001010000000000000515BI0100001283
14.1 | 45 cm length | BI01010001010000000000000515BI0100001284 | [52 empty] | 14.1 | 45 cm length | BI01010001010000000000000515BI0100001284
14.11 | 15 mm nominal bore | BI01010001010000000000000515BI0100001285 | 48 | each | 74.7 |  |  | Excess(+) | 1 | Full Conversion | INR | [40 empty] | #VALUE! | #VALUE! | #VALUE! | 14.11 | 15 mm nominal bore | BI01010001010000000000000515BI0100001285 | 48 | each
14.12 | Providing and fixing C.P. brass bib cock of approved quality conforming to IS:8931 : | BI01010001010000000000000515BI0100001286 | [52 empty] | 14.12 | Providing and fixing C.P. brass bib cock of approved quality conforming to IS:8931 : | BI01010001010000000000000515BI0100001286
14.13 | 15 mm nominal bore | BI01010001010000000000000515BI0100001287 | 12 | each | 380.71 |  |  | Excess(+) | 1 | Full Conversion | INR | [40 empty] | #VALUE! | #VALUE! | #VALUE! | 14.13 | 15 mm nominal bore | BI01010001010000000000000515BI0100001287 | 12 | each
14.14 | Providing and fixing C.P. brass long nose bib cock of approved quality conforming to IS standards and weighing not less than 810 gms. | BI01010001010000000000000515BI0100001288 | [52 empty] | 14.14 | Providing and fixing C.P. brass long nose bib cock of approved quality conforming to IS standards and weighing not less than 810 gms. | BI01010001010000000000000515BI0100001288
14.15 | 15 mm nominal bore | BI01010001010000000000000515BI0100001289 | 6 | each | 626.96 |  |  | Excess(+) | 1 | Full Conversion | INR | [40 empty] | #VALUE! | #VALUE! | #VALUE! | 14.15 | 15 mm nominal bore | BI01010001010000000000000515BI0100001289 | 6 | each
14.16 | Providing and fixing C.P. brass stop cock (concealed) of standard design and of approved make conforming to IS:8931. | BI01010001010000000000000515BI0100001290 | [52 empty] | 14.16 | Providing and fixing C.P. brass stop cock (concealed) of standard design and of approved make conforming to IS:8931. | BI01010001010000000000000515BI0100001290
14.17 | 15 mm nominal bore | BI01010001010000000000000515BI0100001291 | 8 | each | 521.48 |  |  | Excess(+) | 1 | Full Conversion | INR | [40 empty] | #VALUE! | #VALUE! | #VALUE! | 14.17 | 15 mm nominal bore | BI01010001010000000000000515BI0100001291 | 8 | each
14.18 | Providing and fixing C.P. brass angle valve for basin mixer and geyser points of approved quality conforming to IS:8931 | BI01010001010000000000000515BI0100001292 | [52 empty] | 14.18 | Providing and fixing C.P. brass angle valve for basin mixer and geyser points of approved quality conforming to IS:8931 | BI01010001010000000000000515BI0100001292
14.19 | 15mm nominal bore | BI01010001010000000000000515BI0100001293 | 72 | each | 438.71 |  |  | Excess(+) | 1 | Full Conversion | INR | [40 empty] | #VALUE! | #VALUE! | #VALUE! | 14.19 | 15mm nominal bore | BI01010001010000000000000515BI0100001293 | 72 | each
14.2 | Providing and fixing C.P. Brass extension nipple (size 15mmx50mm) of approved make and quality as per direction of Engineer-in-charge. | BI01010001010000000000000515BI0100001294 | 51 | each | 54.09 |  |  | Excess(+) | 1 | Full Conversion | INR | [40 empty] | #VALUE! | #VALUE! | #VALUE! | 14.2 | Providing and fixing C.P. Brass extension nipple (size 15mmx50mm) of approved make and quality as per direction of Engineer-in-charge. | BI01010001010000000000000515BI0100001294 | 51 | each
14.21 | Cutting holes up to 30x30 cm in walls including making good the same: | BI01010001010000000000000515BI0100001295 | [52 empty] | 14.21 | Cutting holes up to 30x30 cm in walls including making good the same: | BI01010001010000000000000515BI0100001295
14.22 | With common burnt clay F.P.S. (non modular) bricks | BI01010001010000000000000515BI0100001296 | 8 | each | 317.75 |  |  | Excess(+) | 1 | Full Conversion | INR | [40 empty] | #VALUE! | #VALUE! | #VALUE! | 14.22 | With common burnt clay F.P.S. (non modular) bricks | BI01010001010000000000000515BI0100001296 | 8 | each
14.23 | Making chases up to 7.5x7.5 cm in walls including making good and finishing with matching surface after housing G.I. pipe etc. | BI01010001010000000000000515BI0100001297 | 0.5 | metre | 150.63 |  |  | Excess(+) | 1 | Full Conversion | INR | [40 empty] | #VALUE! | #VALUE! | #VALUE! | 14.23 | Making chases up to 7.5x7.5 cm in walls including making good and finishing with matching surface after housing G.I. pipe etc. | BI01010001010000000000000515BI0100001297 | 0.5 | metre
15 | DRAINAGE | BI01010001010000000000000515BI0100001298 | [52 empty] | 15 | DRAINAGE | BI01010001010000000000000515BI0100001298
15.01 | Providing, laying and jointing glazed stoneware pipes class SP-1 with stiff mixture of cement mortar in the proportion of 1:1 (1 cement : 1 fine sand) including testing of joints etc. complete : | BI01010001010000000000000515BI0100001299 | [52 empty] | 15.01 | Providing, laying and jointing glazed stoneware pipes class SP-1 with stiff mixture of cement mortar in the proportion of 1:1 (1 cement : 1 fine sand) including testing of joints etc. complete : | BI01010001010000000000000515BI0100001299
15.02 | 100 mm diameter | BI01010001010000000000000515BI0100001300 | 1 | metre | 329.46 |  |  | Excess(+) | 1 | Full Conversion | INR | [40 empty] | #VALUE! | #VALUE! | #VALUE! | 15.02 | 100 mm diameter | BI01010001010000000000000515BI0100001300 | 1 | metre
15.03 | 150 mm diameter | BI01010001010000000000000515BI0100001301 | 9.25 | metre | 518.54 |  |  | Excess(+) | 1 | Full Conversion | INR | [40 empty] | #VALUE! | #VALUE! | #VALUE! | 15.03 | 150 mm diameter | BI01010001010000000000000515BI0100001301 | 9.25 | metre
15.04 | Providing and laying cement concrete 1:5:10 (1 cement : 5 coarse sand : 10 graded stone aggregate 40 mm nominal size) all-round S.W. pipes including bed concrete as per standard design : | BI01010001010000000000000515BI0100001302 | [52 empty] | 15.04 | Providing and laying cement concrete 1:5:10 (1 cement : 5 coarse sand : 10 graded stone aggregate 40 mm nominal size) all-round S.W. pipes including bed concrete as per standard design : | BI01010001010000000000000515BI0100001302
15.05 | 100 mm diameter S.W. pipe | BI01010001010000000000000515BI0100001303 | 1 | metre | 785.18 |  |  | Excess(+) | 1 | Full Conversion | INR | [40 empty] | #VALUE! | #VALUE! | #VALUE! | 15.05 | 100 mm diameter S.W. pipe | BI01010001010000000000000515BI0100001303 | 1 | metre
15.06 | 150 mm diameter S.W. pipe | BI01010001010000000000000515BI0100001304 | 9.25 | metre | 960.23 |  |  | Excess(+) | 1 | Full Conversion | INR | [40 empty] | #VALUE! | #VALUE! | #VALUE! | 15.06 | 150 mm diameter S.W. pipe | BI01010001010000000000000515BI0100001304 | 9.25 | metre
15.07 | Providing and fixing square-mouth S.W. gully trap class SP-1 complete with C.I. grating brick masonry chamber with water tight C.I. cover with frame of 300 x300 mm size (inside) the weight of cover to be not less than 4.50 kg and frame to be not less than 2.70 kg as per standard design: | BI01010001010000000000000515BI0100001305 | [52 empty] | 15.07 | Providing and fixing square-mouth S.W. gully trap class SP-1 complete with C.I. grating brick masonry chamber with water tight C.I. cover with frame of 300 x300 mm size (inside) the weight of cover to be not less than 4.50 kg and frame to be not less than 2.70 kg as per standard design: | BI01010001010000000000000515BI0100001305
15.08 | 100x100 mm size P type | BI01010001010000000000000515BI0100001306 | [52 empty] | 15.08 | 100x100 mm size P type | BI01010001010000000000000515BI0100001306
15.09 | With common burnt clay F.P.S. (non modular) bricks of class designation 7.5 | BI01010001010000000000000515BI0100001307 | 1 | each | 2151.29 |  |  | Excess(+) | 1 | Full Conversion | INR | [40 empty] | #VALUE! | #VALUE! | #VALUE! | 15.09 | With common burnt clay F.P.S. (non modular) bricks of class designation 7.5 | BI01010001010000000000000515BI0100001307 | 1 | each
15.1 | 150 x 100 mm size P type | BI01010001010000000000000515BI0100001308 | [52 empty] | 15.1 | 150 x 100 mm size P type | BI01010001010000000000000515BI0100001308
15.11 | With common burnt clay F.P.S. (non modular) bricks of class designation 7.5 | BI01010001010000000000000515BI0100001309 | 1 | each | 2169.57 |  |  | Excess(+) | 1 | Full Conversion | INR | [40 empty] | #VALUE! | #VALUE! | #VALUE! | 15.11 | With common burnt clay F.P.S. (non modular) bricks of class designation 7.5 | BI01010001010000000000000515BI0100001309 | 1 | each
15.12 | Dismantling of old S.W. pipes including breaking of joints and bed concrete stacking of useful materials near the site within 50 m lead and disposal of unserviceable materials into municipal dumps : | BI01010001010000000000000515BI0100001310 | [52 empty] | 15.12 | Dismantling of old S.W. pipes including breaking of joints and bed concrete stacking of useful materials near the site within 50 m lead and disposal of unserviceable materials into municipal dumps : | BI01010001010000000000000515BI0100001310
15.13 | 150 mm diameter | BI01010001010000000000000515BI0100001311 | 9.25 | metre | 71.1 |  |  | Excess(+) | 1 | Full Conversion | INR | [40 empty] | #VALUE! | #VALUE! | #VALUE! | 15.13 | 150 mm diameter | BI01010001010000000000000515BI0100001311 | 9.25 | metre
15.14 | Supplying and fixing C.I. cover 300x300 mm without frame for gully trap (standard pattern) the weight of cover to be not less than 4.5 kg | BI01010001010000000000000515BI0100001312 | 1 | each | 588.99 |  |  | Excess(+) | 1 | Full Conversion | INR | [40 empty] | #VALUE! | #VALUE! | #VALUE! | 15.14 | Supplying and fixing C.I. cover 300x300 mm without frame for gully trap (standard pattern) the weight of cover to be not less than 4.5 kg | BI01010001010000000000000515BI0100001312 | 1 | each
15.15 | Making connection of drain or sewer line with existing manhole including breaking into and making good the walls, floors with cement concrete 1:2:4 mix (1 cement : 2 coarse sand : 4 graded stone aggregate 20 mm nominal size) cement plastered on both sides with cement mortar 1:3 (1 cement : 3 coarse sand), finished with a floating coat of neat cement and making necessary channels for the drain etc. complete : | BI01010001010000000000000515BI0100001313 | [52 empty] | 15.15 | Making connection of drain or sewer line with existing manhole including breaking into and making good the walls, floors with cement concrete 1:2:4 mix (1 cement : 2 coarse sand : 4 graded stone aggregate 20 mm nominal size) cement plastered on both sides with cement mortar 1:3 (1 cement : 3 coarse sand), finished with a floating coat of neat cement and making necessary channels for the drain etc. complete : | BI01010001010000000000000515BI0100001313
15.16 | For pipes 100 to 250 mm diameter | BI01010001010000000000000515BI0100001314 | 1 | each | 599.47 |  |  | Excess(+) | 1 | Full Conversion | INR | [40 empty] | #VALUE! | #VALUE! | #VALUE! | 15.16 | For pipes 100 to 250 mm diameter | BI01010001010000000000000515BI0100001314 | 1 | each
16 | ALUMINIUM WORK | BI01010001010000000000000515BI0100001315 | [52 empty] | 16 | ALUMINIUM WORK | BI01010001010000000000000515BI0100001315
16.01 | Providing and fixing aluminium work for doors, windows, ventilators and partitions with extruded built up standard tubular sections/ appropriate Z sections and other sections of approved make conforming to IS: 733 and IS: 1285, fixing with dash fasteners of required dia and size, including necessary filling up the gaps at junctions, i.e. at top, bottom and sides with required EPDM rubber/ neoprene gasket etc. Aluminium sections shall be smooth, rust free, straight, mitred and jointed mechanically wherever required including cleat angle, Aluminium snap beading for glazing / paneling, C.P. brass / stainless steel screws, all complete as per architectural drawings and the directions of Engineer-in-charge. (Glazing, paneling and dash fasteners to be paid for separately) : | BI01010001010000000000000515BI0100001316 | [52 empty] | 16.01 | Providing and fixing aluminium work for doors, windows, ventilators and partitions with extruded built up standard tubular sections/ appropriate Z sections and other sections of approved make conforming to IS: 733 and IS: 1285, fixing with dash fasteners of required dia and size, including necessary filling up the gaps at junctions, i.e. at top, bottom and sides with required EPDM rubber/ neoprene gasket etc. Aluminium sections shall be smooth, rust free, straight, mitred and jointed mechanically wherever required including cleat angle, Aluminium snap beading for glazing / paneling, C.P. brass / stainless steel screws, all complete as per architectural drawings and the directions of Engineer-in-charge. (Glazing, paneling and dash fasteners to be paid for separately) : | BI01010001010000000000000515BI0100001316
16.02 | For fixed portion | BI01010001010000000000000515BI0100001317 | [52 empty] | 16.02 | For fixed portion | BI01010001010000000000000515BI0100001317
16.03 | Powder coated aluminium (minimum thickness of powder coating 50 micron) | BI01010001010000000000000515BI0100001318 | 98.52 | kg | 408.85 |  |  | Excess(+) | 1 | Full Conversion | INR | [40 empty] | #VALUE! | #VALUE! | #VALUE! | 16.03 | Powder coated aluminium (minimum thickness of powder coating 50 micron) | BI01010001010000000000000515BI0100001318 | 98.52 | kg
16.04 | For shutters of doors, windows & ventilators including providing and fixing hinges/ pivots and making provision for fixing of fittings wherever required including the cost of EPDM rubber / neoprene gasket required (Fittings shall be paid for separately) | BI01010001010000000000000515BI0100001319 | [52 empty] | 16.04 | For shutters of doors, windows & ventilators including providing and fixing hinges/ pivots and making provision for fixing of fittings wherever required including the cost of EPDM rubber / neoprene gasket required (Fittings shall be paid for separately) | BI01010001010000000000000515BI0100001319
16.05 | Powder coated aluminium (minimum thickness of powder coating 50 micron) | BI01010001010000000000000515BI0100001320 | 205.85 | kg | 495.22 |  |  | Excess(+) | 1 | Full Conversion | INR | [40 empty] | #VALUE! | #VALUE! | #VALUE! | 16.05 | Powder coated aluminium (minimum thickness of powder coating 50 micron) | BI01010001010000000000000515BI0100001320 | 205.85 | kg
17 | WATER PROOFING | BI01010001010000000000000515BI0100001321 | [52 empty] | 17 | WATER PROOFING | BI01010001010000000000000515BI0100001321
17.01 | Providing and laying water proofing treatment in sunken portion of WCs, bathroom etc., by applying cement slurry mixed with water proofing cement compound consisting of applying : (a) First layer of slurry of cement @ 0.488 kg/sqm mixed with water proofing cement compound @ 0.253 kg/ sqm. This layer will be allowed to air cure for 4 hours. (b) Second layer of slurry of cement @ 0.242 kg/sqm mixed with water proofing cement compound @ 0.126 kg/sqm. This layer will be allowed to air cure for 4 hours followed with water curing for 48 hours. The rate includes preparation of surface, treatment and sealing of all joints, corners, junctions of pipes and masonry with polymer mixed slurry. | BI01010001010000000000000515BI0100001322 | 5.1 | sqm | 452.95 |  |  | Excess(+) | 1 | Full Conversion | INR | [40 empty] | #VALUE! | #VALUE! | #VALUE! | 17.01 | Providing and laying water proofing treatment in sunken portion of WCs, bathroom etc., by applying cement slurry mixed with water proofing cement compound consisting of applying : (a) First layer of slurry of cement @ 0.488 kg/sqm mixed with water proofing cement compound @ 0.253 kg/ sqm. This layer will be allowed to air cure for 4 hours. (b) Second layer of slurry of cement @ 0.242 kg/sqm mixed with water proofing cement compound @ 0.126 kg/sqm. This layer will be allowed to air cure for 4 hours followed with water curing for 48 hours. The rate includes preparation of surface, treatment and sealing of all joints, corners, junctions of pipes and masonry with polymer mixed slurry. | BI01010001010000000000000515BI0100001322 | 5.1 | sqm
17.02 | Grading roof for water proofing treatment with | BI01010001010000000000000515BI0100001323 | [52 empty] | 17.02 | Grading roof for water proofing treatment with | BI01010001010000000000000515BI0100001323
17.03 | Cement concrete 1:2:4 (1 cement : 2 coarse sand : 4 graded stone aggregate 20mm nominal size) | BI01010001010000000000000515BI0100001324 | 0.25 | cum | 6585.48 |  |  | Excess(+) | 1 | Full Conversion | INR | [40 empty] | #VALUE! | #VALUE! | #VALUE! | 17.03 | Cement concrete 1:2:4 (1 cement : 2 coarse sand : 4 graded stone aggregate 20mm nominal size) | BI01010001010000000000000515BI0100001324 | 0.25 | cum
17.04 | Providing and applying fibre reinforced elastomeric liquid water proofing membrane with resilient acrylic polymers having Sun Reflectivity Index (SRI) of 105 on top of concrete roof in three coats @10.76 litre/ 10 sqm. One coat of self-priming of elastomeric waterproofing liquid (dilution with water in the ratio of 3:1) and two coats of undiluted elastomeric waterproofing liquid (dry film thickness of complete application/system not less than 500 microns). The operation shall be carried out after scrapping and properly cleaning the surface to remove loose particles with wire brushes, complete in all respect as per the direction of Engineer-in-Charge. | BI01010001010000000000000515BI0100001325 | 310 | sqm | 415.73 |  |  | Excess(+) | 1 | Full Conversion | INR | [40 empty] | #VALUE! | #VALUE! | #VALUE! | 17.04 | Providing and applying fibre reinforced elastomeric liquid water proofing membrane with resilient acrylic polymers having Sun Reflectivity Index (SRI) of 105 on top of concrete roof in three coats @10.76 litre/ 10 sqm. One coat of self-priming of elastomeric waterproofing liquid (dilution with water in the ratio of 3:1) and two coats of undiluted elastomeric waterproofing liquid (dry film thickness of complete application/system not less than 500 microns). The operation shall be carried out after scrapping and properly cleaning the surface to remove loose particles with wire brushes, complete in all respect as per the direction of Engineer-in-Charge. | BI01010001010000000000000515BI0100001325 | 310 | sqm
18 | NEW TECHNOLOGIES AND MATERIALS | BI01010001010000000000000515BI0100001326 | [52 empty] | 18 | NEW TECHNOLOGIES AND MATERIALS | BI01010001010000000000000515BI0100001326
18.01 | Chipping of unsound/weak concrete material from slabs, beams, columns etc. with manual Chisel and/ or by standard power driven percussion type or of approved make including tapering of all edges, making square shoulders of cavities including cleaning the exposed concrete surface and reinforcement with wire brushes etc. and disposal of debris for all lead and lifts all complete as per direction of Engineer-In-Charge | BI01010001010000000000000515BI0100001327 | [52 empty] | 18.01 | Chipping of unsound/weak concrete material from slabs, beams, columns etc. with manual Chisel and/ or by standard power driven percussion type or of approved make including tapering of all edges, making square shoulders of cavities including cleaning the exposed concrete surface and reinforcement with wire brushes etc. and disposal of debris for all lead and lifts all complete as per direction of Engineer-In-Charge | BI01010001010000000000000515BI0100001327
18.02 | 25 mm average thickness | BI01010001010000000000000515BI0100001328 | 16.5 | sqm | 91.71 |  |  | Excess(+) | 1 | Full Conversion | INR | [40 empty] | #VALUE! | #VALUE! | #VALUE! | 18.02 | 25 mm average thickness | BI01010001010000000000000515BI0100001328 | 16.5 | sqm
18.03 | Cleaning of reinforcement from rust from the reinforcing bars to give it a total rust free steel surface by using alkaline chemical rust remover of approved make with paint brush and removing loose particles after 24 hours of its application with wire brush and thoroughly washing with water and allowing it to dry, all complete as per direction of Engineer-In-Charge. | BI01010001010000000000000515BI0100001329 | [52 empty] | 18.03 | Cleaning of reinforcement from rust from the reinforcing bars to give it a total rust free steel surface by using alkaline chemical rust remover of approved make with paint brush and removing loose particles after 24 hours of its application with wire brush and thoroughly washing with water and allowing it to dry, all complete as per direction of Engineer-In-Charge. | BI01010001010000000000000515BI0100001329
18.04 | Bars upto 12 mm diameter | BI01010001010000000000000515BI0100001330 | 50 | metre | 5.83 |  |  | Excess(+) | 1 | Full Conversion | INR | [40 empty] | #VALUE! | #VALUE! | #VALUE! | 18.04 | Bars upto 12 mm diameter | BI01010001010000000000000515BI0100001330 | 50 | metre
18.05 | Providing, mixing and applying bonding coat of approved adhesive on chipped portion of RCC as per specifications and direction of Engineer-In-charge complete in all respect. | BI01010001010000000000000515BI0100001331 | [52 empty] | 18.05 | Providing, mixing and applying bonding coat of approved adhesive on chipped portion of RCC as per specifications and direction of Engineer-In-charge complete in all respect. | BI01010001010000000000000515BI0100001331
18.06 | Epoxy bonding adhesive having coverage 2.20 sqm/kg of approved make | BI01010001010000000000000515BI0100001332 | 16.5 | sqm | 342.34 |  |  | Excess(+) | 1 | Full Conversion | INR | [40 empty] | #VALUE! | #VALUE! | #VALUE! | 18.06 | Epoxy bonding adhesive having coverage 2.20 sqm/kg of approved make | BI01010001010000000000000515BI0100001332 | 16.5 | sqm
18.07 | Providing, mixing and applying SBR polymer (of approved make) modified Cement mortar in proportion of 1:4 (1 cement: 4 graded coarse sand with polymer minimum 2% by wt. of cement used) as per specifications and directions of Engineer-in-charge. | BI01010001010000000000000515BI0100001333 | [52 empty] | 18.07 | Providing, mixing and applying SBR polymer (of approved make) modified Cement mortar in proportion of 1:4 (1 cement: 4 graded coarse sand with polymer minimum 2% by wt. of cement used) as per specifications and directions of Engineer-in-charge. | BI01010001010000000000000515BI0100001333
18.08 | 25 mm average thickness in 2 layers. | BI01010001010000000000000515BI0100001334 | 16.5 | sqm | 447.61 |  |  | Excess(+) | 1 | Full Conversion | INR | [40 empty] | #VALUE! | #VALUE! | #VALUE! | 18.08 | 25 mm average thickness in 2 layers. | BI01010001010000000000000515BI0100001334 | 16.5 | sqm
19 | MINOR CIVIL MAINTENANCE WORK | BI01010001010000000000000515BI0100001335 | [52 empty] | 19 | MINOR CIVIL MAINTENANCE WORK | BI01010001010000000000000515BI0100001335
19.01 | "Providing and laying in position cement concrete of specified grade excluding the cost of centering and shuttering - All work up to plinth level : 1:5:10 (1 cement : 5 coarse sand (zone-III) derived from natural sources: 10 graded brick aggregate 40 mm nominal size derived from natural sources) | BI01010001010000000000000515BI0100001336 | 2.65 | Cum | 4985.92 |  |  | Excess(+) | 1 | Full Conversion | INR | [40 empty] | #VALUE! | #VALUE! | #VALUE! | 19.01 | "Providing and laying in position cement concrete of specified grade excluding the cost of centering and shuttering - All work up to plinth level : 1:5:10 (1 cement : 5 coarse sand (zone-III) derived from natural sources: 10 graded brick aggregate 40 mm nominal size derived from natural sources) | BI01010001010000000000000515BI0100001336 | 2.65 | Cum
19.02 | "P/F C.P brass towel rod complete with two C.P.brass brackets fixed to wooden cleats with C.P. brass screws of approved quality size of 600 x 20 mm. | BI01010001010000000000000515BI0100001337 | 12 | Each | 457.51 |  |  | Excess(+) | 1 | Full Conversion | INR | [40 empty] | #VALUE! | #VALUE! | #VALUE! | 19.02 | "P/F C.P brass towel rod complete with two C.P.brass brackets fixed to wooden cleats with C.P. brass screws of approved quality size of 600 x 20 mm. | BI01010001010000000000000515BI0100001337 | 12 | Each
19.03 | Providing and fixing fly proof stainless steel grade 304 wire gauge, to windows and clerestory windows using wire gauge with average width of aperture 1.4 mm in both directions with wire of Dia 0.50 mm all complete. For aluminum/ wooden Door and Window shutter including removing old wire mesh where necessary. | BI01010001010000000000000515BI0100001338 | 53.1 | Sqm | 659.84 |  |  | Excess(+) | 1 | Full Conversion | INR | [40 empty] | #VALUE! | #VALUE! | #VALUE! | 19.03 | Providing and fixing fly proof stainless steel grade 304 wire gauge, to windows and clerestory windows using wire gauge with average width of aperture 1.4 mm in both directions with wire of Dia 0.50 mm all complete. For aluminum/ wooden Door and Window shutter including removing old wire mesh where necessary. | BI01010001010000000000000515BI0100001338 | 53.1 | Sqm
19.04 | "Providing and fixing C.P. grating with or without hole for waste pipe for floor/ nahani trap 100 mm dia. weight not less than 100 grams. | BI01010001010000000000000515BI0100001339 | 42 | Each | 51.61 |  |  | Excess(+) | 1 | Full Conversion | INR | [40 empty] | #VALUE! | #VALUE! | #VALUE! | 19.04 | "Providing and fixing C.P. grating with or without hole for waste pipe for floor/ nahani trap 100 mm dia. weight not less than 100 grams. | BI01010001010000000000000515BI0100001339 | 42 | Each
19.05 | "Providing and fixing C.P flange for C.P bib cock/C.P angle stop cock. | BI01010001010000000000000515BI0100001340 | 102 | Each | 29.32 |  |  | Excess(+) | 1 | Full Conversion | INR | [40 empty] | #VALUE! | #VALUE! | #VALUE! | 19.05 | "Providing and fixing C.P flange for C.P bib cock/C.P angle stop cock. | BI01010001010000000000000515BI0100001340 | 102 | Each
19.06 | "Providing and fixing C.P Brass shower rose 15 mm or 20 mm inlet with shower arm (a) 75 mm dia fancy type. | BI01010001010000000000000515BI0100001341 | 12 | Each | 504.43 |  |  | Excess(+) | 1 | Full Conversion | INR | [40 empty] | #VALUE! | #VALUE! | #VALUE! | 19.06 | "Providing and fixing C.P Brass shower rose 15 mm or 20 mm inlet with shower arm (a) 75 mm dia fancy type. | BI01010001010000000000000515BI0100001341 | 12 | Each
19.07 | "Providing and fixing C.P. waste 32 mm dia of make L&K for wash basin / sink. | BI01010001010000000000000515BI0100001342 | 12 | Each | 216.72 |  |  | Excess(+) | 1 | Full Conversion | INR | [40 empty] | #VALUE! | #VALUE! | #VALUE! | 19.07 | "Providing and fixing C.P. waste 32 mm dia of make L&K for wash basin / sink. | BI01010001010000000000000515BI0100001342 | 12 | Each
19.08 | Providing and fixing ISI marked flush door shutter non decorative type, core of block board construction with frame of first class hard wood and well matched commercial 3 ply veneering with vertical grains or cross bands and face veneers on both faces of shutters. 35 mm thick including ISI marked M.S butt hinges with necessary screw complete. | BI01010001010000000000000515BI0100001343 | 1.9 | Sqm | 1991.36 |  |  | Excess(+) | 1 | Full Conversion | INR | [40 empty] | #VALUE! | #VALUE! | #VALUE! | 19.08 | Providing and fixing ISI marked flush door shutter non decorative type, core of block board construction with frame of first class hard wood and well matched commercial 3 ply veneering with vertical grains or cross bands and face veneers on both faces of shutters. 35 mm thick including ISI marked M.S butt hinges with necessary screw complete. | BI01010001010000000000000515BI0100001343 | 1.9 | Sqm
19.09 | Extra for providing and fixing of 8mm to 9mm thick ceramic glazed wall tiles instead of 5mm thick ceramic glazed wall tiles. | BI01010001010000000000000515BI0100001344 | 77.25 | Sqm | 155.8 |  |  | Excess(+) | 1 | Full Conversion | INR | [40 empty] | #VALUE! | #VALUE! | #VALUE! | 19.09 | Extra for providing and fixing of 8mm to 9mm thick ceramic glazed wall tiles instead of 5mm thick ceramic glazed wall tiles. | BI01010001010000000000000515BI0100001344 | 77.25 | Sqm
19.1 | "Providing and fixing C.P waste 40 mm nominal bore for china sink or wash basin (L&K) make. | BI01010001010000000000000515BI0100001345 | 6 | Each | 293.29 |  |  | Excess(+) | 1 | Full Conversion | INR | [40 empty] | #VALUE! | #VALUE! | #VALUE! | 19.1 | "Providing and fixing C.P waste 40 mm nominal bore for china sink or wash basin (L&K) make. | BI01010001010000000000000515BI0100001345 | 6 | Each
19.11 | "Providing and fixing C.P basin mixer of 15 mm nominal bore (L&K) make for one piece only " | BI01010001010000000000000515BI0100001346 | 12 | Each | 2053.04 |  |  | Excess(+) | 1 | Full Conversion | INR | [40 empty] | #VALUE! | #VALUE! | #VALUE! | 19.11 | "Providing and fixing C.P basin mixer of 15 mm nominal bore (L&K) make for one piece only " | BI01010001010000000000000515BI0100001346 | 12 | Each
19.12 | "Providing and fixing aluminum door seal in door i/c necessary screw etc complete. " | BI01010001010000000000000515BI0100001347 | 14 | Metre | 181.85 |  |  | Excess(+) | 1 | Full Conversion | INR | [40 empty] | #VALUE! | #VALUE! | #VALUE! | 19.12 | "Providing and fixing aluminum door seal in door i/c necessary screw etc complete. " | BI01010001010000000000000515BI0100001347 | 14 | Metre
19.13 | "Providing and fixing of ""I hook"" of with ISI marked M.S. pressed butt hinges bright finished of required size. " | BI01010001010000000000000515BI0100001348 | 52 | Each | 32.83 |  |  | Excess(+) | 1 | Full Conversion | INR | [40 empty] | #VALUE! | #VALUE! | #VALUE! | 19.13 | "Providing and fixing of ""I hook"" of with ISI marked M.S. pressed butt hinges bright finished of required size. " | BI01010001010000000000000515BI0100001348 | 52 | Each
19.14 | Providind and fixing C.P. hand spray (heath faucet) with push button control and flexible hose connection with C.P hook of L&K make or approved equivalent complete in all respects. | BI01010001010000000000000515BI0100001349 | 12 | Each | 815.75 |  |  | Excess(+) | 1 | Full Conversion | INR | [40 empty] | #VALUE! | #VALUE! | #VALUE! | 19.14 | Providind and fixing C.P. hand spray (heath faucet) with push button control and flexible hose connection with C.P hook of L&K make or approved equivalent complete in all respects. | BI01010001010000000000000515BI0100001349 | 12 | Each
19.15 | Providing and fixing Single point locking handles "PULSE" (aluminium & zamak) ( PL205H / Model) of LGF Sysmac ( I ) Pvt. Ltd. or equivalent make as approved powder coated to required colour or shade including the cost of screw and other incidental charges complete as per manufacturers specification. | BI01010001010000000000000515BI0100001350 | 33 | Each | 325.21 |  |  | Excess(+) | 1 | Full Conversion | INR | [40 empty] | #VALUE! | #VALUE! | #VALUE! | 19.15 | Providing and fixing Single point locking handles "PULSE" (aluminium & zamak) ( PL205H / Model) of LGF Sysmac ( I ) Pvt. Ltd. or equivalent make as approved powder coated to required colour or shade including the cost of screw and other incidental charges complete as per manufacturers specification. | BI01010001010000000000000515BI0100001350 | 33 | Each
Total in Figures | [51 empty] | #VALUE! | #VALUE! | #VALUE!
Quoted Rate in Figures |  |  |  | Select | [47 empty] | 0 | 0 | #VALUE!
Quoted Rate in Words |  | #VALUE!
Note on K15: gepadmin: 1. If you choose "Full Conversion" then Column BA (AMOUNT) and Column BB (TAXES) BOTH values will be convert based on selected Currency in (Column L). 2. If you choose "Partial Conversion" then Column BA (AMOUNT) only will be converted based on selected currency (Column L) and Column BB (TAXES) value (INR) will be added to the converted values.
Note on K19: gepadmin: 1. If you choose "Full Conversion" then Column BA (AMOUNT) and Column BB (TAXES) BOTH values will be convert based on selected Currency in (Column L). 2. If you choose "Partial Conversion" then Column BA (AMOUNT) only will be converted based on selected currency (Column L) and Column BB (TAXES) value (INR) will be added to the converted values.
Note on K21: gepadmin: 1. If you choose "Full Conversion" then Column BA (AMOUNT) and Column BB (TAXES) BOTH values will be convert based on selected Currency in (Column L). 2. If you choose "Partial Conversion" then Column BA (AMOUNT) only will be converted based on selected currency (Column L) and Column BB (TAXES) value (INR) will be added to the converted values.
Note on K24: gepadmin: 1. If you choose "Full Conversion" then Column BA (AMOUNT) and Column BB (TAXES) BOTH values will be convert based on selected Currency in (Column L). 2. If you choose "Partial Conversion" then Column BA (AMOUNT) only will be converted based on selected currency (Column L) and Column BB (TAXES) value (INR) will be added to the converted values.
Note on K26: gepadmin: 1. If you choose "Full Conversion" then Column BA (AMOUNT) and Column BB (TAXES) BOTH values will be convert based on selected Currency in (Column L). 2. If you choose "Partial Conversion" then Column BA (AMOUNT) only will be converted based on selected currency (Column L) and Column BB (TAXES) value (INR) will be added to the converted values.
Note on K27: gepadmin: 1. If you choose "Full Conversion" then Column BA (AMOUNT) and Column BB (TAXES) BOTH values will be convert based on selected Currency in (Column L). 2. If you choose "Partial Conversion" then Column BA (AMOUNT) only will be converted based on selected currency (Column L) and Column BB (TAXES) value (INR) will be added to the converted values.
Note on K30: gepadmin: 1. If you choose "Full Conversion" then Column BA (AMOUNT) and Column BB (TAXES) BOTH values will be convert based on selected Currency in (Column L). 2. If you choose "Partial Conversion" then Column BA (AMOUNT) only will be converted based on selected currency (Column L) and Column BB (TAXES) value (INR) will be added to the converted values.
Note on K33: gepadmin: 1. If you choose "Full Conversion" then Column BA (AMOUNT) and Column BB (TAXES) BOTH values will be convert based on selected Currency in (Column L). 2. If you choose "Partial Conversion" then Column BA (AMOUNT) only will be converted based on selected currency (Column L) and Column BB (TAXES) value (INR) will be added to the converted values.
Note on K35: gepadmin: 1. If you choose "Full Conversion" then Column BA (AMOUNT) and Column BB (TAXES) BOTH values will be convert based on selected Currency in (Column L). 2. If you choose "Partial Conversion" then Column BA (AMOUNT) only will be converted based on selected currency (Column L) and Column BB (TAXES) value (INR) will be added to the converted values.
Note on K38: gepadmin: 1. If you choose "Full Conversion" then Column BA (AMOUNT) and Column BB (TAXES) BOTH values will be convert based on selected Currency in (Column L). 2. If you choose "Partial Conversion" then Column BA (AMOUNT) only will be converted based on selected currency (Column L) and Column BB (TAXES) value (INR) will be added to the converted values.
Note on K41: gepadmin: 1. If you choose "Full Conversion" then Column BA (AMOUNT) and Column BB (TAXES) BOTH values will be convert based on selected Currency in (Column L). 2. If you choose "Partial Conversion" then Column BA (AMOUNT) only will be converted based on selected currency (Column L) and Column BB (TAXES) value (INR) will be added to the converted values.
Note on K43: gepadmin: 1. If you choose "Full Conversion" then Column BA (AMOUNT) and Column BB (TAXES) BOTH values will be convert based on selected Currency in (Column L). 2. If you choose "Partial Conversion" then Column BA (AMOUNT) only will be converted based on selected currency (Column L) and Column BB (TAXES) value (INR) will be added to the converted values.
Note on K45: gepadmin: 1. If you choose "Full Conversion" then Column BA (AMOUNT) and Column BB (TAXES) BOTH values will be convert based on selected Currency in (Column L). 2. If you choose "Partial Conversion" then Column BA (AMOUNT) only will be converted based on selected currency (Column L) and Column BB (TAXES) value (INR) will be added to the converted values.
Note on K46: gepadmin: 1. If you choose "Full Conversion" then Column BA (AMOUNT) and Column BB (TAXES) BOTH values will be convert based on selected Currency in (Column L). 2. If you choose "Partial Conversion" then Column BA (AMOUNT) only will be converted based on selected currency (Column L) and Column BB (TAXES) value (INR) will be added to the converted values.
Note on K47: gepadmin: 1. If you choose "Full Conversion" then Column BA (AMOUNT) and Column BB (TAXES) BOTH values will be convert based on selected Currency in (Column L). 2. If you choose "Partial Conversion" then Column BA (AMOUNT) only will be converted based on selected currency (Column L) and Column BB (TAXES) value (INR) will be added to the converted values.
Note on K49: gepadmin: 1. If you choose "Full Conversion" then Column BA (AMOUNT) and Column BB (TAXES) BOTH values will be convert based on selected Currency in (Column L). 2. If you choose "Partial Conversion" then Column BA (AMOUNT) only will be converted based on selected currency (Column L) and Column BB (TAXES) value (INR) will be added to the converted values.
Note on K50: gepadmin: 1. If you choose "Full Conversion" then Column BA (AMOUNT) and Column BB (TAXES) BOTH values will be convert based on selected Currency in (Column L). 2. If you choose "Partial Conversion" then Column BA (AMOUNT) only will be converted based on selected currency (Column L) and Column BB (TAXES) value (INR) will be added to the converted values.
Note on K52: gepadmin: 1. If you choose "Full Conversion" then Column BA (AMOUNT) and Column BB (TAXES) BOTH values will be convert based on selected Currency in (Column L). 2. If you choose "Partial Conversion" then Column BA (AMOUNT) only will be converted based on selected currency (Column L) and Column BB (TAXES) value (INR) will be added to the converted values.
Note on K54: gepadmin: 1. If you choose "Full Conversion" then Column BA (AMOUNT) and Column BB (TAXES) BOTH values will be convert based on selected Currency in (Column L). 2. If you choose "Partial Conversion" then Column BA (AMOUNT) only will be converted based on selected currency (Column L) and Column BB (TAXES) value (INR) will be added to the converted values.
Note on K55: gepadmin: 1. If you choose "Full Conversion" then Column BA (AMOUNT) and Column BB (TAXES) BOTH values will be convert based on selected Currency in (Column L). 2. If you choose "Partial Conversion" then Column BA (AMOUNT) only will be converted based on selected currency (Column L) and Column BB (TAXES) value (INR) will be added to the converted values.
Note on K56: gepadmin: 1. If you choose "Full Conversion" then Column BA (AMOUNT) and Column BB (TAXES) BOTH values will be convert based on selected Currency in (Column L). 2. If you choose "Partial Conversion" then Column BA (AMOUNT) only will be converted based on selected currency (Column L) and Column BB (TAXES) value (INR) will be added to the converted values.
Note on K58: gepadmin: 1. If you choose "Full Conversion" then Column BA (AMOUNT) and Column BB (TAXES) BOTH values will be convert based on selected Currency in (Column L). 2. If you choose "Partial Conversion" then Column BA (AMOUNT) only will be converted based on selected currency (Column L) and Column BB (TAXES) value (INR) will be added to the converted values.
Note on K59: gepadmin: 1. If you choose "Full Conversion" then Column BA (AMOUNT) and Column BB (TAXES) BOTH values will be convert based on selected Currency in (Column L). 2. If you choose "Partial Conversion" then Column BA (AMOUNT) only will be converted based on selected currency (Column L) and Column BB (TAXES) value (INR) will be added to the converted values.
Note on K61: gepadmin: 1. If you choose "Full Conversion" then Column BA (AMOUNT) and Column BB (TAXES) BOTH values will be convert based on selected Currency in (Column L). 2. If you choose "Partial Conversion" then Column BA (AMOUNT) only will be converted based on selected currency (Column L) and Column BB (TAXES) value (INR) will be added to the converted values.
Note on K63: gepadmin: 1. If you choose "Full Conversion" then Column BA (AMOUNT) and Column BB (TAXES) BOTH values will be convert based on selected Currency in (Column L). 2. If you choose "Partial Conversion" then Column BA (AMOUNT) only will be converted based on selected currency (Column L) and Column BB (TAXES) value (INR) will be added to the converted values.
Note on K65: gepadmin: 1. If you choose "Full Conversion" then Column BA (AMOUNT) and Column BB (TAXES) BOTH values will be convert based on selected Currency in (Column L). 2. If you choose "Partial Conversion" then Column BA (AMOUNT) only will be converted based on selected currency (Column L) and Column BB (TAXES) value (INR) will be added to the converted values.
Note on K69: gepadmin: 1. If you choose "Full Conversion" then Column BA (AMOUNT) and Column BB (TAXES) BOTH values will be convert based on selected Currency in (Column L). 2. If you choose "Partial Conversion" then Column BA (AMOUNT) only will be converted based on selected currency (Column L) and Column BB (TAXES) value (INR) will be added to the converted values.
Note on K72: gepadmin: 1. If you choose "Full Conversion" then Column BA (AMOUNT) and Column BB (TAXES) BOTH values will be convert based on selected Currency in (Column L). 2. If you choose "Partial Conversion" then Column BA (AMOUNT) only will be converted based on selected currency (Column L) and Column BB (TAXES) value (INR) will be added to the converted values.
Note on K74: gepadmin: 1. If you choose "Full Conversion" then Column BA (AMOUNT) and Column BB (TAXES) BOTH values will be convert based on selected Currency in (Column L). 2. If you choose "Partial Conversion" then Column BA (AMOUNT) only will be converted based on selected currency (Column L) and Column BB (TAXES) value (INR) will be added to the converted values.
Note on K77: gepadmin: 1. If you choose "Full Conversion" then Column BA (AMOUNT) and Column BB (TAXES) BOTH values will be convert based on selected Currency in (Column L). 2. If you choose "Partial Conversion" then Column BA (AMOUNT) only will be converted based on selected currency (Column L) and Column BB (TAXES) value (INR) will be added to the converted values.
Note on K79: gepadmin: 1. If you choose "Full Conversion" then Column BA (AMOUNT) and Column BB (TAXES) BOTH values will be convert based on selected Currency in (Column L). 2. If you choose "Partial Conversion" then Column BA (AMOUNT) only will be converted based on selected currency (Column L) and Column BB (TAXES) value (INR) will be added to the converted values.
Note on K80: gepadmin: 1. If you choose "Full Conversion" then Column BA (AMOUNT) and Column BB (TAXES) BOTH values will be convert based on selected Currency in (Column L). 2. If you choose "Partial Conversion" then Column BA (AMOUNT) only will be converted based on selected currency (Column L) and Column BB (TAXES) value (INR) will be added to the converted values.
Note on K83: gepadmin: 1. If you choose "Full Conversion" then Column BA (AMOUNT) and Column BB (TAXES) BOTH values will be convert based on selected Currency in (Column L). 2. If you choose "Partial Conversion" then Column BA (AMOUNT) only will be converted based on selected currency (Column L) and Column BB (TAXES) value (INR) will be added to the converted values.
Note on K85: gepadmin: 1. If you choose "Full Conversion" then Column BA (AMOUNT) and Column BB (TAXES) BOTH values will be convert based on selected Currency in (Column L). 2. If you choose "Partial Conversion" then Column BA (AMOUNT) only will be converted based on selected currency (Column L) and Column BB (TAXES) value (INR) will be added to the converted values.
Note on K87: gepadmin: 1. If you choose "Full Conversion" then Column BA (AMOUNT) and Column BB (TAXES) BOTH values will be convert based on selected Currency in (Column L). 2. If you choose "Partial Conversion" then Column BA (AMOUNT) only will be converted based on selected currency (Column L) and Column BB (TAXES) value (INR) will be added to the converted values.
Note on K90: gepadmin: 1. If you choose "Full Conversion" then Column BA (AMOUNT) and Column BB (TAXES) BOTH values will be convert based on selected Currency in (Column L). 2. If you choose "Partial Conversion" then Column BA (AMOUNT) only will be converted based on selected currency (Column L) and Column BB (TAXES) value (INR) will be added to the converted values.
Note on K92: gepadmin: 1. If you choose "Full Conversion" then Column BA (AMOUNT) and Column BB (TAXES) BOTH values will be convert based on selected Currency in (Column L). 2. If you choose "Partial Conversion" then Column BA (AMOUNT) only will be converted based on selected currency (Column L) and Column BB (TAXES) value (INR) will be added to the converted values.
Note on K94: gepadmin: 1. If you choose "Full Conversion" then Column BA (AMOUNT) and Column BB (TAXES) BOTH values will be convert based on selected Currency in (Column L). 2. If you choose "Partial Conversion" then Column BA (AMOUNT) only will be converted based on selected currency (Column L) and Column BB (TAXES) value (INR) will be added to the converted values.
Note on K96: gepadmin: 1. If you choose "Full Conversion" then Column BA (AMOUNT) and Column BB (TAXES) BOTH values will be convert based on selected Currency in (Column L). 2. If you choose "Partial Conversion" then Column BA (AMOUNT) only will be converted based on selected currency (Column L) and Column BB (TAXES) value (INR) will be added to the converted values.
Note on K98: gepadmin: 1. If you choose "Full Conversion" then Column BA (AMOUNT) and Column BB (TAXES) BOTH values will be convert based on selected Currency in (Column L). 2. If you choose "Partial Conversion" then Column BA (AMOUNT) only will be converted based on selected currency (Column L) and Column BB (TAXES) value (INR) will be added to the converted values.
Note on K100: gepadmin: 1. If you choose "Full Conversion" then Column BA (AMOUNT) and Column BB (TAXES) BOTH values will be convert based on selected Currency in (Column L). 2. If you choose "Partial Conversion" then Column BA (AMOUNT) only will be converted based on selected currency (Column L) and Column BB (TAXES) value (INR) will be added to the converted values.
Note on K102: gepadmin: 1. If you choose "Full Conversion" then Column BA (AMOUNT) and Column BB (TAXES) BOTH values will be convert based on selected Currency in (Column L). 2. If you choose "Partial Conversion" then Column BA (AMOUNT) only will be converted based on selected currency (Column L) and Column BB (TAXES) value (INR) will be added to the converted values.
Note on K103: gepadmin: 1. If you choose "Full Conversion" then Column BA (AMOUNT) and Column BB (TAXES) BOTH values will be convert based on selected Currency in (Column L). 2. If you choose "Partial Conversion" then Column BA (AMOUNT) only will be converted based on selected currency (Column L) and Column BB (TAXES) value (INR) will be added to the converted values.
Note on K105: gepadmin: 1. If you choose "Full Conversion" then Column BA (AMOUNT) and Column BB (TAXES) BOTH values will be convert based on selected Currency in (Column L). 2. If you choose "Partial Conversion" then Column BA (AMOUNT) only will be converted based on selected currency (Column L) and Column BB (TAXES) value (INR) will be added to the converted values.
Note on K106: gepadmin: 1. If you choose "Full Conversion" then Column BA (AMOUNT) and Column BB (TAXES) BOTH values will be convert based on selected Currency in (Column L). 2. If you choose "Partial Conversion" then Column BA (AMOUNT) only will be converted based on selected currency (Column L) and Column BB (TAXES) value (INR) will be added to the converted values.
Note on K107: gepadmin: 1. If you choose "Full Conversion" then Column BA (AMOUNT) and Column BB (TAXES) BOTH values will be convert based on selected Currency in (Column L). 2. If you choose "Partial Conversion" then Column BA (AMOUNT) only will be converted based on selected currency (Column L) and Column BB (TAXES) value (INR) will be added to the converted values.
Note on K109: gepadmin: 1. If you choose "Full Conversion" then Column BA (AMOUNT) and Column BB (TAXES) BOTH values will be convert based on selected Currency in (Column L). 2. If you choose "Partial Conversion" then Column BA (AMOUNT) only will be converted based on selected currency (Column L) and Column BB (TAXES) value (INR) will be added to the converted values.
Note on K111: gepadmin: 1. If you choose "Full Conversion" then Column BA (AMOUNT) and Column BB (TAXES) BOTH values will be convert based on selected Currency in (Column L). 2. If you choose "Partial Conversion" then Column BA (AMOUNT) only will be converted based on selected currency (Column L) and Column BB (TAXES) value (INR) will be added to the converted values.
Note on K114: gepadmin: 1. If you choose "Full Conversion" then Column BA (AMOUNT) and Column BB (TAXES) BOTH values will be convert based on selected Currency in (Column L). 2. If you choose "Partial Conversion" then Column BA (AMOUNT) only will be converted based on selected currency (Column L) and Column BB (TAXES) value (INR) will be added to the converted values.
Note on K115: gepadmin: 1. If you choose "Full Conversion" then Column BA (AMOUNT) and Column BB (TAXES) BOTH values will be convert based on selected Currency in (Column L). 2. If you choose "Partial Conversion" then Column BA (AMOUNT) only will be converted based on selected currency (Column L) and Column BB (TAXES) value (INR) will be added to the converted values.
Note on K116: gepadmin: 1. If you choose "Full Conversion" then Column BA (AMOUNT) and Column BB (TAXES) BOTH values will be convert based on selected Currency in (Column L). 2. If you choose "Partial Conversion" then Column BA (AMOUNT) only will be converted based on selected currency (Column L) and Column BB (TAXES) value (INR) will be added to the converted values.
Note on K119: gepadmin: 1. If you choose "Full Conversion" then Column BA (AMOUNT) and Column BB (TAXES) BOTH values will be convert based on selected Currency in (Column L). 2. If you choose "Partial Conversion" then Column BA (AMOUNT) only will be converted based on selected currency (Column L) and Column BB (TAXES) value (INR) will be added to the converted values.
Note on K120: gepadmin: 1. If you choose "Full Conversion" then Column BA (AMOUNT) and Column BB (TAXES) BOTH values will be convert based on selected Currency in (Column L). 2. If you choose "Partial Conversion" then Column BA (AMOUNT) only will be converted based on selected currency (Column L) and Column BB (TAXES) value (INR) will be added to the converted values.
Note on K121: gepadmin: 1. If you choose "Full Conversion" then Column BA (AMOUNT) and Column BB (TAXES) BOTH values will be convert based on selected Currency in (Column L). 2. If you choose "Partial Conversion" then Column BA (AMOUNT) only will be converted based on selected currency (Column L) and Column BB (TAXES) value (INR) will be added to the converted values.
Note on K123: gepadmin: 1. If you choose "Full Conversion" then Column BA (AMOUNT) and Column BB (TAXES) BOTH values will be convert based on selected Currency in (Column L). 2. If you choose "Partial Conversion" then Column BA (AMOUNT) only will be converted based on selected currency (Column L) and Column BB (TAXES) value (INR) will be added to the converted values.
Note on K125: gepadmin: 1. If you choose "Full Conversion" then Column BA (AMOUNT) and Column BB (TAXES) BOTH values will be convert based on selected Currency in (Column L). 2. If you choose "Partial Conversion" then Column BA (AMOUNT) only will be converted based on selected currency (Column L) and Column BB (TAXES) value (INR) will be added to the converted values.
Note on K127: gepadmin: 1. If you choose "Full Conversion" then Column BA (AMOUNT) and Column BB (TAXES) BOTH values will be convert based on selected Currency in (Column L). 2. If you choose "Partial Conversion" then Column BA (AMOUNT) only will be converted based on selected currency (Column L) and Column BB (TAXES) value (INR) will be added to the converted values.
Note on K128: gepadmin: 1. If you choose "Full Conversion" then Column BA (AMOUNT) and Column BB (TAXES) BOTH values will be convert based on selected Currency in (Column L). 2. If you choose "Partial Conversion" then Column BA (AMOUNT) only will be converted based on selected currency (Column L) and Column BB (TAXES) value (INR) will be added to the converted values.
Note on K131: gepadmin: 1. If you choose "Full Conversion" then Column BA (AMOUNT) and Column BB (TAXES) BOTH values will be convert based on selected Currency in (Column L). 2. If you choose "Partial Conversion" then Column BA (AMOUNT) only will be converted based on selected currency (Column L) and Column BB (TAXES) value (INR) will be added to the converted values.
Note on K133: gepadmin: 1. If you choose "Full Conversion" then Column BA (AMOUNT) and Column BB (TAXES) BOTH values will be convert based on selected Currency in (Column L). 2. If you choose "Partial Conversion" then Column BA (AMOUNT) only will be converted based on selected currency (Column L) and Column BB (TAXES) value (INR) will be added to the converted values.
Note on K134: gepadmin: 1. If you choose "Full Conversion" then Column BA (AMOUNT) and Column BB (TAXES) BOTH values will be convert based on selected Currency in (Column L). 2. If you choose "Partial Conversion" then Column BA (AMOUNT) only will be converted based on selected currency (Column L) and Column BB (TAXES) value (INR) will be added to the converted values.
Note on K135: gepadmin: 1. If you choose "Full Conversion" then Column BA (AMOUNT) and Column BB (TAXES) BOTH values will be convert based on selected Currency in (Column L). 2. If you choose "Partial Conversion" then Column BA (AMOUNT) only will be converted based on selected currency (Column L) and Column BB (TAXES) value (INR) will be added to the converted values.
Note on K137: gepadmin: 1. If you choose "Full Conversion" then Column BA (AMOUNT) and Column BB (TAXES) BOTH values will be convert based on selected Currency in (Column L). 2. If you choose "Partial Conversion" then Column BA (AMOUNT) only will be converted based on selected currency (Column L) and Column BB (TAXES) value (INR) will be added to the converted values.
Note on K138: gepadmin: 1. If you choose "Full Conversion" then Column BA (AMOUNT) and Column BB (TAXES) BOTH values will be convert based on selected Currency in (Column L). 2. If you choose "Partial Conversion" then Column BA (AMOUNT) only will be converted based on selected currency (Column L) and Column BB (TAXES) value (INR) will be added to the converted values.
Note on K141: gepadmin: 1. If you choose "Full Conversion" then Column BA (AMOUNT) and Column BB (TAXES) BOTH values will be convert based on selected Currency in (Column L). 2. If you choose "Partial Conversion" then Column BA (AMOUNT) only will be converted based on selected currency (Column L) and Column BB (TAXES) value (INR) will be added to the converted values.
Note on K143: gepadmin: 1. If you choose "Full Conversion" then Column BA (AMOUNT) and Column BB (TAXES) BOTH values will be convert based on selected Currency in (Column L). 2. If you choose "Partial Conversion" then Column BA (AMOUNT) only will be converted based on selected currency (Column L) and Column BB (TAXES) value (INR) will be added to the converted values.
Note on K146: gepadmin: 1. If you choose "Full Conversion" then Column BA (AMOUNT) and Column BB (TAXES) BOTH values will be convert based on selected Currency in (Column L). 2. If you choose "Partial Conversion" then Column BA (AMOUNT) only will be converted based on selected currency (Column L) and Column BB (TAXES) value (INR) will be added to the converted values.
Note on K148: gepadmin: 1. If you choose "Full Conversion" then Column BA (AMOUNT) and Column BB (TAXES) BOTH values will be convert based on selected Currency in (Column L). 2. If you choose "Partial Conversion" then Column BA (AMOUNT) only will be converted based on selected currency (Column L) and Column BB (TAXES) value (INR) will be added to the converted values.
Note on K151: gepadmin: 1. If you choose "Full Conversion" then Column BA (AMOUNT) and Column BB (TAXES) BOTH values will be convert based on selected Currency in (Column L). 2. If you choose "Partial Conversion" then Column BA (AMOUNT) only will be converted based on selected currency (Column L) and Column BB (TAXES) value (INR) will be added to the converted values.
Note on K153: gepadmin: 1. If you choose "Full Conversion" then Column BA (AMOUNT) and Column BB (TAXES) BOTH values will be convert based on selected Currency in (Column L). 2. If you choose "Partial Conversion" then Column BA (AMOUNT) only will be converted based on selected currency (Column L) and Column BB (TAXES) value (INR) will be added to the converted values.
Note on K156: gepadmin: 1. If you choose "Full Conversion" then Column BA (AMOUNT) and Column BB (TAXES) BOTH values will be convert based on selected Currency in (Column L). 2. If you choose "Partial Conversion" then Column BA (AMOUNT) only will be converted based on selected currency (Column L) and Column BB (TAXES) value (INR) will be added to the converted values.
Note on K159: gepadmin: 1. If you choose "Full Conversion" then Column BA (AMOUNT) and Column BB (TAXES) BOTH values will be convert based on selected Currency in (Column L). 2. If you choose "Partial Conversion" then Column BA (AMOUNT) only will be converted based on selected currency (Column L) and Column BB (TAXES) value (INR) will be added to the converted values.
Note on K161: gepadmin: 1. If you choose "Full Conversion" then Column BA (AMOUNT) and Column BB (TAXES) BOTH values will be convert based on selected Currency in (Column L). 2. If you choose "Partial Conversion" then Column BA (AMOUNT) only will be converted based on selected currency (Column L) and Column BB (TAXES) value (INR) will be added to the converted values.
Note on K164: gepadmin: 1. If you choose "Full Conversion" then Column BA (AMOUNT) and Column BB (TAXES) BOTH values will be convert based on selected Currency in (Column L). 2. If you choose "Partial Conversion" then Column BA (AMOUNT) only will be converted based on selected currency (Column L) and Column BB (TAXES) value (INR) will be added to the converted values.
Note on K166: gepadmin: 1. If you choose "Full Conversion" then Column BA (AMOUNT) and Column BB (TAXES) BOTH values will be convert based on selected Currency in (Column L). 2. If you choose "Partial Conversion" then Column BA (AMOUNT) only will be converted based on selected currency (Column L) and Column BB (TAXES) value (INR) will be added to the converted values.
Note on K168: gepadmin: 1. If you choose "Full Conversion" then Column BA (AMOUNT) and Column BB (TAXES) BOTH values will be convert based on selected Currency in (Column L). 2. If you choose "Partial Conversion" then Column BA (AMOUNT) only will be converted based on selected currency (Column L) and Column BB (TAXES) value (INR) will be added to the converted values.
Note on K169: gepadmin: 1. If you choose "Full Conversion" then Column BA (AMOUNT) and Column BB (TAXES) BOTH values will be convert based on selected Currency in (Column L). 2. If you choose "Partial Conversion" then Column BA (AMOUNT) only will be converted based on selected currency (Column L) and Column BB (TAXES) value (INR) will be added to the converted values.
Note on K172: gepadmin: 1. If you choose "Full Conversion" then Column BA (AMOUNT) and Column BB (TAXES) BOTH values will be convert based on selected Currency in (Column L). 2. If you choose "Partial Conversion" then Column BA (AMOUNT) only will be converted based on selected currency (Column L) and Column BB (TAXES) value (INR) will be added to the converted values.
Note on K174: gepadmin: 1. If you choose "Full Conversion" then Column BA (AMOUNT) and Column BB (TAXES) BOTH values will be convert based on selected Currency in (Column L). 2. If you choose "Partial Conversion" then Column BA (AMOUNT) only will be converted based on selected currency (Column L) and Column BB (TAXES) value (INR) will be added to the converted values.
Note on K177: gepadmin: 1. If you choose "Full Conversion" then Column BA (AMOUNT) and Column BB (TAXES) BOTH values will be convert based on selected Currency in (Column L). 2. If you choose "Partial Conversion" then Column BA (AMOUNT) only will be converted based on selected currency (Column L) and Column BB (TAXES) value (INR) will be added to the converted values.
Note on K178: gepadmin: 1. If you choose "Full Conversion" then Column BA (AMOUNT) and Column BB (TAXES) BOTH values will be convert based on selected Currency in (Column L). 2. If you choose "Partial Conversion" then Column BA (AMOUNT) only will be converted based on selected currency (Column L) and Column BB (TAXES) value (INR) will be added to the converted values.
Note on K180: gepadmin: 1. If you choose "Full Conversion" then Column BA (AMOUNT) and Column BB (TAXES) BOTH values will be convert based on selected Currency in (Column L). 2. If you choose "Partial Conversion" then Column BA (AMOUNT) only will be converted based on selected currency (Column L) and Column BB (TAXES) value (INR) will be added to the converted values.
Note on K181: gepadmin: 1. If you choose "Full Conversion" then Column BA (AMOUNT) and Column BB (TAXES) BOTH values will be convert based on selected Currency in (Column L). 2. If you choose "Partial Conversion" then Column BA (AMOUNT) only will be converted based on selected currency (Column L) and Column BB (TAXES) value (INR) will be added to the converted values.
Note on K183: gepadmin: 1. If you choose "Full Conversion" then Column BA (AMOUNT) and Column BB (TAXES) BOTH values will be convert based on selected Currency in (Column L). 2. If you choose "Partial Conversion" then Column BA (AMOUNT) only will be converted based on selected currency (Column L) and Column BB (TAXES) value (INR) will be added to the converted values.
Note on K186: gepadmin: 1. If you choose "Full Conversion" then Column BA (AMOUNT) and Column BB (TAXES) BOTH values will be convert based on selected Currency in (Column L). 2. If you choose "Partial Conversion" then Column BA (AMOUNT) only will be converted based on selected currency (Column L) and Column BB (TAXES) value (INR) will be added to the converted values.
Note on K188: gepadmin: 1. If you choose "Full Conversion" then Column BA (AMOUNT) and Column BB (TAXES) BOTH values will be convert based on selected Currency in (Column L). 2. If you choose "Partial Conversion" then Column BA (AMOUNT) only will be converted based on selected currency (Column L) and Column BB (TAXES) value (INR) will be added to the converted values.
Note on K190: gepadmin: 1. If you choose "Full Conversion" then Column BA (AMOUNT) and Column BB (TAXES) BOTH values will be convert based on selected Currency in (Column L). 2. If you choose "Partial Conversion" then Column BA (AMOUNT) only will be converted based on selected currency (Column L) and Column BB (TAXES) value (INR) will be added to the converted values.
Note on K192: gepadmin: 1. If you choose "Full Conversion" then Column BA (AMOUNT) and Column BB (TAXES) BOTH values will be convert based on selected Currency in (Column L). 2. If you choose "Partial Conversion" then Column BA (AMOUNT) only will be converted based on selected currency (Column L) and Column BB (TAXES) value (INR) will be added to the converted values.
Note on K194: gepadmin: 1. If you choose "Full Conversion" then Column BA (AMOUNT) and Column BB (TAXES) BOTH values will be convert based on selected Currency in (Column L). 2. If you choose "Partial Conversion" then Column BA (AMOUNT) only will be converted based on selected currency (Column L) and Column BB (TAXES) value (INR) will be added to the converted values.
Note on K195: gepadmin: 1. If you choose "Full Conversion" then Column BA (AMOUNT) and Column BB (TAXES) BOTH values will be convert based on selected Currency in (Column L). 2. If you choose "Partial Conversion" then Column BA (AMOUNT) only will be converted based on selected currency (Column L) and Column BB (TAXES) value (INR) will be added to the converted values.
Note on K197: gepadmin: 1. If you choose "Full Conversion" then Column BA (AMOUNT) and Column BB (TAXES) BOTH values will be convert based on selected Currency in (Column L). 2. If you choose "Partial Conversion" then Column BA (AMOUNT) only will be converted based on selected currency (Column L) and Column BB (TAXES) value (INR) will be added to the converted values.
Note on K198: gepadmin: 1. If you choose "Full Conversion" then Column BA (AMOUNT) and Column BB (TAXES) BOTH values will be convert based on selected Currency in (Column L). 2. If you choose "Partial Conversion" then Column BA (AMOUNT) only will be converted based on selected currency (Column L) and Column BB (TAXES) value (INR) will be added to the converted values.
Note on K201: gepadmin: 1. If you choose "Full Conversion" then Column BA (AMOUNT) and Column BB (TAXES) BOTH values will be convert based on selected Currency in (Column L). 2. If you choose "Partial Conversion" then Column BA (AMOUNT) only will be converted based on selected currency (Column L) and Column BB (TAXES) value (INR) will be added to the converted values.
Note on K202: gepadmin: 1. If you choose "Full Conversion" then Column BA (AMOUNT) and Column BB (TAXES) BOTH values will be convert based on selected Currency in (Column L). 2. If you choose "Partial Conversion" then Column BA (AMOUNT) only will be converted based on selected currency (Column L) and Column BB (TAXES) value (INR) will be added to the converted values.
Note on K204: gepadmin: 1. If you choose "Full Conversion" then Column BA (AMOUNT) and Column BB (TAXES) BOTH values will be convert based on selected Currency in (Column L). 2. If you choose "Partial Conversion" then Column BA (AMOUNT) only will be converted based on selected currency (Column L) and Column BB (TAXES) value (INR) will be added to the converted values.
Note on K205: gepadmin: 1. If you choose "Full Conversion" then Column BA (AMOUNT) and Column BB (TAXES) BOTH values will be convert based on selected Currency in (Column L). 2. If you choose "Partial Conversion" then Column BA (AMOUNT) only will be converted based on selected currency (Column L) and Column BB (TAXES) value (INR) will be added to the converted values.
Note on K208: gepadmin: 1. If you choose "Full Conversion" then Column BA (AMOUNT) and Column BB (TAXES) BOTH values will be convert based on selected Currency in (Column L). 2. If you choose "Partial Conversion" then Column BA (AMOUNT) only will be converted based on selected currency (Column L) and Column BB (TAXES) value (INR) will be added to the converted values.
Note on K210: gepadmin: 1. If you choose "Full Conversion" then Column BA (AMOUNT) and Column BB (TAXES) BOTH values will be convert based on selected Currency in (Column L). 2. If you choose "Partial Conversion" then Column BA (AMOUNT) only will be converted based on selected currency (Column L) and Column BB (TAXES) value (INR) will be added to the converted values.
Note on K212: gepadmin: 1. If you choose "Full Conversion" then Column BA (AMOUNT) and Column BB (TAXES) BOTH values will be convert based on selected Currency in (Column L). 2. If you choose "Partial Conversion" then Column BA (AMOUNT) only will be converted based on selected currency (Column L) and Column BB (TAXES) value (INR) will be added to the converted values.
Note on K213: gepadmin: 1. If you choose "Full Conversion" then Column BA (AMOUNT) and Column BB (TAXES) BOTH values will be convert based on selected Currency in (Column L). 2. If you choose "Partial Conversion" then Column BA (AMOUNT) only will be converted based on selected currency (Column L) and Column BB (TAXES) value (INR) will be added to the converted values.
Note on K215: gepadmin: 1. If you choose "Full Conversion" then Column BA (AMOUNT) and Column BB (TAXES) BOTH values will be convert based on selected Currency in (Column L). 2. If you choose "Partial Conversion" then Column BA (AMOUNT) only will be converted based on selected currency (Column L) and Column BB (TAXES) value (INR) will be added to the converted values.
Note on K219: gepadmin: 1. If you choose "Full Conversion" then Column BA (AMOUNT) and Column BB (TAXES) BOTH values will be convert based on selected Currency in (Column L). 2. If you choose "Partial Conversion" then Column BA (AMOUNT) only will be converted based on selected currency (Column L) and Column BB (TAXES) value (INR) will be added to the converted values.
Note on K221: gepadmin: 1. If you choose "Full Conversion" then Column BA (AMOUNT) and Column BB (TAXES) BOTH values will be convert based on selected Currency in (Column L). 2. If you choose "Partial Conversion" then Column BA (AMOUNT) only will be converted based on selected currency (Column L) and Column BB (TAXES) value (INR) will be added to the converted values.
Note on K223: gepadmin: 1. If you choose "Full Conversion" then Column BA (AMOUNT) and Column BB (TAXES) BOTH values will be convert based on selected Currency in (Column L). 2. If you choose "Partial Conversion" then Column BA (AMOUNT) only will be converted based on selected currency (Column L) and Column BB (TAXES) value (INR) will be added to the converted values.
Note on K225: gepadmin: 1. If you choose "Full Conversion" then Column BA (AMOUNT) and Column BB (TAXES) BOTH values will be convert based on selected Currency in (Column L). 2. If you choose "Partial Conversion" then Column BA (AMOUNT) only will be converted based on selected currency (Column L) and Column BB (TAXES) value (INR) will be added to the converted values.
Note on K226: gepadmin: 1. If you choose "Full Conversion" then Column BA (AMOUNT) and Column BB (TAXES) BOTH values will be convert based on selected Currency in (Column L). 2. If you choose "Partial Conversion" then Column BA (AMOUNT) only will be converted based on selected currency (Column L) and Column BB (TAXES) value (INR) will be added to the converted values.
Note on K229: gepadmin: 1. If you choose "Full Conversion" then Column BA (AMOUNT) and Column BB (TAXES) BOTH values will be convert based on selected Currency in (Column L). 2. If you choose "Partial Conversion" then Column BA (AMOUNT) only will be converted based on selected currency (Column L) and Column BB (TAXES) value (INR) will be added to the converted values.
Note on K231: gepadmin: 1. If you choose "Full Conversion" then Column BA (AMOUNT) and Column BB (TAXES) BOTH values will be convert based on selected Currency in (Column L). 2. If you choose "Partial Conversion" then Column BA (AMOUNT) only will be converted based on selected currency (Column L) and Column BB (TAXES) value (INR) will be added to the converted values.
Note on K233: gepadmin: 1. If you choose "Full Conversion" then Column BA (AMOUNT) and Column BB (TAXES) BOTH values will be convert based on selected Currency in (Column L). 2. If you choose "Partial Conversion" then Column BA (AMOUNT) only will be converted based on selected currency (Column L) and Column BB (TAXES) value (INR) will be added to the converted values.
Note on K235: gepadmin: 1. If you choose "Full Conversion" then Column BA (AMOUNT) and Column BB (TAXES) BOTH values will be convert based on selected Currency in (Column L). 2. If you choose "Partial Conversion" then Column BA (AMOUNT) only will be converted based on selected currency (Column L) and Column BB (TAXES) value (INR) will be added to the converted values.
Note on K237: gepadmin: 1. If you choose "Full Conversion" then Column BA (AMOUNT) and Column BB (TAXES) BOTH values will be convert based on selected Currency in (Column L). 2. If you choose "Partial Conversion" then Column BA (AMOUNT) only will be converted based on selected currency (Column L) and Column BB (TAXES) value (INR) will be added to the converted values.
Note on K238: gepadmin: 1. If you choose "Full Conversion" then Column BA (AMOUNT) and Column BB (TAXES) BOTH values will be convert based on selected Currency in (Column L). 2. If you choose "Partial Conversion" then Column BA (AMOUNT) only will be converted based on selected currency (Column L) and Column BB (TAXES) value (INR) will be added to the converted values.
Note on K239: gepadmin: 1. If you choose "Full Conversion" then Column BA (AMOUNT) and Column BB (TAXES) BOTH values will be convert based on selected Currency in (Column L). 2. If you choose "Partial Conversion" then Column BA (AMOUNT) only will be converted based on selected currency (Column L) and Column BB (TAXES) value (INR) will be added to the converted values.
Note on K240: gepadmin: 1. If you choose "Full Conversion" then Column BA (AMOUNT) and Column BB (TAXES) BOTH values will be convert based on selected Currency in (Column L). 2. If you choose "Partial Conversion" then Column BA (AMOUNT) only will be converted based on selected currency (Column L) and Column BB (TAXES) value (INR) will be added to the converted values.
Note on K241: gepadmin: 1. If you choose "Full Conversion" then Column BA (AMOUNT) and Column BB (TAXES) BOTH values will be convert based on selected Currency in (Column L). 2. If you choose "Partial Conversion" then Column BA (AMOUNT) only will be converted based on selected currency (Column L) and Column BB (TAXES) value (INR) will be added to the converted values.
Note on K242: gepadmin: 1. If you choose "Full Conversion" then Column BA (AMOUNT) and Column BB (TAXES) BOTH values will be convert based on selected Currency in (Column L). 2. If you choose "Partial Conversion" then Column BA (AMOUNT) only will be converted based on selected currency (Column L) and Column BB (TAXES) value (INR) will be added to the converted values.
Note on K243: gepadmin: 1. If you choose "Full Conversion" then Column BA (AMOUNT) and Column BB (TAXES) BOTH values will be convert based on selected Currency in (Column L). 2. If you choose "Partial Conversion" then Column BA (AMOUNT) only will be converted based on selected currency (Column L) and Column BB (TAXES) value (INR) will be added to the converted values.
Note on K244: gepadmin: 1. If you choose "Full Conversion" then Column BA (AMOUNT) and Column BB (TAXES) BOTH values will be convert based on selected Currency in (Column L). 2. If you choose "Partial Conversion" then Column BA (AMOUNT) only will be converted based on selected currency (Column L) and Column BB (TAXES) value (INR) will be added to the converted values.
Note on K245: gepadmin: 1. If you choose "Full Conversion" then Column BA (AMOUNT) and Column BB (TAXES) BOTH values will be convert based on selected Currency in (Column L). 2. If you choose "Partial Conversion" then Column BA (AMOUNT) only will be converted based on selected currency (Column L) and Column BB (TAXES) value (INR) will be added to the converted values.
Note on K246: gepadmin: 1. If you choose "Full Conversion" then Column BA (AMOUNT) and Column BB (TAXES) BOTH values will be convert based on selected Currency in (Column L). 2. If you choose "Partial Conversion" then Column BA (AMOUNT) only will be converted based on selected currency (Column L) and Column BB (TAXES) value (INR) will be added to the converted values.
Note on K247: gepadmin: 1. If you choose "Full Conversion" then Column BA (AMOUNT) and Column BB (TAXES) BOTH values will be convert based on selected Currency in (Column L). 2. If you choose "Partial Conversion" then Column BA (AMOUNT) only will be converted based on selected currency (Column L) and Column BB (TAXES) value (INR) will be added to the converted values.
Note on K248: gepadmin: 1. If you choose "Full Conversion" then Column BA (AMOUNT) and Column BB (TAXES) BOTH values will be convert based on selected Currency in (Column L). 2. If you choose "Partial Conversion" then Column BA (AMOUNT) only will be converted based on selected currency (Column L) and Column BB (TAXES) value (INR) will be added to the converted values.
Note on K249: gepadmin: 1. If you choose "Full Conversion" then Column BA (AMOUNT) and Column BB (TAXES) BOTH values will be convert based on selected Currency in (Column L). 2. If you choose "Partial Conversion" then Column BA (AMOUNT) only will be converted based on selected currency (Column L) and Column BB (TAXES) value (INR) will be added to the converted values.
Note on K250: gepadmin: 1. If you choose "Full Conversion" then Column BA (AMOUNT) and Column BB (TAXES) BOTH values will be convert based on selected Currency in (Column L). 2. If you choose "Partial Conversion" then Column BA (AMOUNT) only will be converted based on selected currency (Column L) and Column BB (TAXES) value (INR) will be added to the converted values.
Note on K251: gepadmin: 1. If you choose "Full Conversion" then Column BA (AMOUNT) and Column BB (TAXES) BOTH values will be convert based on selected Currency in (Column L). 2. If you choose "Partial Conversion" then Column BA (AMOUNT) only will be converted based on selected currency (Column L) and Column BB (TAXES) value (INR) will be added to the converted values.
Validate
Print
Help

## Macros
Please Enable Macros to View BoQ information