## BoQ1 (hidden)
Percentage BoQ
BoQ_Ver3.0 | Percentage | Normal | INR Only | INR
Select, At Par, Excess (+), Less (-) |  | IOCL
Tender Inviting Authority: Executive Engineer, IWD IIT Kanpur
Name of Work: Annual zonal contract for air conditioning works related to AC plant, AHU/FCU and associated works in Zone- 3 & 6 at IIT Kanpur.
Contract No: 28/AC/EE/2024
Name of the Bidder/ Bidding Firm / Company :
PRICE SCHEDULE (This BOQ template must not be modified/replaced by the bidder and the same should be uploaded after filling the relevent columns, else the bidder is liable to be rejected for this tender. Bidders are allowed to enter the Bidder Name and Values only )
NUMBER # | TEXT # | TEXT # | NUMBER # | TEXT # | NUMBER | NUMBER | TEXT | TEXT # | NUMBER # | TEXT# | TEXT # | NUMBER # | NUMBER | NUMBER | NUMBER | NUMBER | TEXT | TEXT | NUMBER | NUMBER | NUMBER | NUMBER | TEXT | TEXT | NUMBER | NUMBER | NUMBER | NUMBER | TEXT | TEXT | NUMBER | NUMBER | NUMBER | NUMBER | TEXT | TEXT | NUMBER | NUMBER | NUMBER | NUMBER | TEXT | TEXT | NUMBER | NUMBER | NUMBER # | NUMBER # | TEXT | TEXT | NUMBER # | NUMBER # | DATE | NUMBER # | NUMBER # | TEXT #
Sl. No. | Item Description | Item Code / Make | Quantity | Units | Estimated Rate in Rs. P |  |  | Addition / Deduction | Addition / Deduction Values | Currency Convertion against each Item | Quoted Currency in INR / Other Currency | BASIC RATE In Figures To be entered by the Bidder Rs. P | Excise Duty | VAT | Freight Charges ( Unloading & Stacking) | Any Other Taxes/Duties/Levies |  |  | Other Taxes 2 | IIIrd Party i.e DGS&D / RITES etc Inspection Charges @0.34%+Service Tax | Less for Cenvat Credit,if any respect of Supplies Under full Excise Duty Category | [30 empty] | TOTAL AMOUNT Without Taxes in Rs. P | TOTAL AMOUNT With Taxes | TOTAL AMOUNT In Words
1 | 2 | 3 | 3 | 4 | 5 | 7 | 8 | 9 | 10 | 11 | 12 | 13 | 14 | 15 | 16 | 17 | 18 | 19 | 20 | 21 | 22 | 23 | 24 | 25 | 26 | 27 | 28 | 29 | 30 | 31 | 32 | 33 | 34 | 35 | 36 | 37 | 38 | 39 | 40 | 41 | 42 | 43 | 44 | 45 | 46 | 47 | 48 | 49 | 50 | 51 | 52 | 6 | 54 | 7
1 | Supplying, laying/ fixing, testing and commissioning of following nominal sizes of chilled/condenser water piping plumbing i/c fabrication of bends / elbows, tees, reducers etc) inside the building (with necessary clamps, wooden/puff support, vibration isolators, primer/ enamel paint, fittings but excluding valves, strainers, gauges etc.) as per specifications and as required complete in all respect. Note:- The Pipes of sizes 150mm & below shall be M.S. ‘C’ class as per IS : 1239 and pipes size above 150mm shall be welded black steel pipe heavy class as per IS: 3589, from minimum 6.35mm thick M.S. Sheet for pipes up to 350 mm dia. and from minimum 7mm thick MS sheet for pipes of 400 mm dia and above. | item1 | [52 empty] | 1 | Construction of chamber for 100mm sluices valve | item1 | 10 | 1 Nos
2 | 25 mm | item2 | 2 | Mtr | 703 |  |  | Excess(+) | 1 | Full Conversion | INR | [40 empty] | #VALUE! | #VALUE! | #VALUE! | 1.01 | Supplying, Conveying and fixing spls. Including eart | item1 | 123.223 | Nos
3 | 32 mm | item3 | 2 | Mtr | 802 |  |  | Excess(+) | 1 | Full Conversion | INR | [40 empty] | #VALUE! | #VALUE! | #VALUE! | 1.02 | Construction of chamber for 100mm sluice plates | item2 | 213 | Nos
4 | 40 mm | item4 | 2 | Mtr | 972 |  |  | Excess(+) | 1 | Full Conversion | INR | [40 empty] | #VALUE! | #VALUE! | #VALUE! | 2 | Construction of chamber for 100mm sluices valve | item3 | 10 | Nos
5 | 50 mm | item5 | 2 | Mtr | 1189 |  |  | Excess(+) | 1 | Full Conversion | INR | [40 empty] | #VALUE! | #VALUE! | #VALUE! | 3 | Supplying, Conveying and fixing spls. Including ea | item4 | 10 | Nos
6 | 65 mm | item6 | 2 | Mtr | 1496 |  |  | Excess(+) | 1 | Full Conversion | INR | [40 empty] | #VALUE! | #VALUE! | #VALUE! | 1.01 | Supplying, Conveying and fixing spls. Including eart | item1 | 123.223 | Nos
7 | 80 mm | item7 | 2 | Mtr | 1733 |  |  | Excess(+) | 1 | Full Conversion | INR | [40 empty] | #VALUE! | #VALUE! | #VALUE! | 1.02 | Construction of chamber for 100mm sluice plates | item2 | 213 | Nos
8 | 100 mm | item8 | 2 | Mtr | 2329 |  |  | Excess(+) | 1 | Full Conversion | INR | [40 empty] | #VALUE! | #VALUE! | #VALUE! | 2 | Construction of chamber for 100mm sluices valve | item3 | 10 | Nos
9 | 125 mm | item9 | 1 | Mtr | 2780 |  |  | Excess(+) | 1 | Full Conversion | INR | [40 empty] | #VALUE! | #VALUE! | #VALUE! | 3 | Supplying, Conveying and fixing spls. Including ea | item4 | 10 | Nos
10 | 150 mm | item10 | 1 | Mtr | 3236 |  |  | Excess(+) | 1 | Full Conversion | INR | [40 empty] | #VALUE! | #VALUE! | #VALUE! | 1.01 | Supplying, Conveying and fixing spls. Including eart | item1 | 123.223 | Nos
11 | 200 mm | item11 | 1 | Mtr | 4907 |  |  | Excess(+) | 1 | Full Conversion | INR | [40 empty] | #VALUE! | #VALUE! | #VALUE! | 1.02 | Construction of chamber for 100mm sluice plates | item2 | 213 | Nos
12 | 250 mm | item12 | 1 | Mtr | 5956 |  |  | Excess(+) | 1 | Full Conversion | INR | [40 empty] | #VALUE! | #VALUE! | #VALUE! | 2 | Construction of chamber for 100mm sluices valve | item3 | 10 | Nos
13 | 300 mm. | item13 | 1 | Mtr | 7064 |  |  | Excess(+) | 1 | Full Conversion | INR | [40 empty] | #VALUE! | #VALUE! | #VALUE! | 1.01 | Supplying, Conveying and fixing spls. Including eart | item1 | 123.223 | Nos
14 | 350 mm | item14 | 1 | Mtr | 7952 |  |  | Excess(+) | 1 | Full Conversion | INR | [40 empty] | #VALUE! | #VALUE! | #VALUE! | 1.02 | Construction of chamber for 100mm sluice plates | item2 | 213 | Nos
15 | Only Laying /fixing, testing and commissioning of MS Heavy 'C' class pipe ( IS :1239 up 150mm & IS :3589 above 150mm) of following sizes for chilled/ condenser water piping on surface / underground ( including fabrication of bends / elbows, tees, reducers, sockets, unions etc) with wooden / Puff block, masonry support / MS angle-clamp two coats primer/ enamel paint, vibration isolators and fittings as per standard specification complete as required. (Pipe will be provided by the institute free of cost). | item15 | [52 empty] | 2 | Construction of chamber for 100mm sluices valve | item3 | 10 | Nos
16 | 25 mm | item16 | 2 | Mtr | 161 |  |  | Excess(+) | 1 | Full Conversion | INR | [40 empty] | #VALUE! | #VALUE! | #VALUE! | 3 | Supplying, Conveying and fixing spls. Including ea | item4 | 10 | Nos
17 | 32 mm | item17 | 2 | Mtr | 207 |  |  | Excess(+) | 1 | Full Conversion | INR | [40 empty] | #VALUE! | #VALUE! | #VALUE! | 1.02 | Construction of chamber for 100mm sluice plates | item2 | 213 | Nos
18 | 40 mm | item18 | 2 | Mtr | 239 |  |  | Excess(+) | 1 | Full Conversion | INR | [40 empty] | #VALUE! | #VALUE! | #VALUE! | 2 | Construction of chamber for 100mm sluices valve | item3 | 10 | Nos
19 | 50 mm | item19 | 2 | Mtr | 336 |  |  | Excess(+) | 1 | Full Conversion | INR | [40 empty] | #VALUE! | #VALUE! | #VALUE! | 3 | Supplying, Conveying and fixing spls. Including ea | item4 | 10 | Nos
20 | 65 mm | item20 | 2 | Mtr | 431 |  |  | Excess(+) | 1 | Full Conversion | INR | [40 empty] | #VALUE! | #VALUE! | #VALUE! | 1.01 | Supplying, Conveying and fixing spls. Including eart | item1 | 123.223 | Nos
21 | 80 mm | item21 | 1 | Mtr | 538 |  |  | Excess(+) | 1 | Full Conversion | INR | [40 empty] | #VALUE! | #VALUE! | #VALUE! | 1.02 | Construction of chamber for 100mm sluice plates | item2 | 213 | Nos
22 | 100 mm | item22 | 1 | Mtr | 785 |  |  | Excess(+) | 1 | Full Conversion | INR | [40 empty] | #VALUE! | #VALUE! | #VALUE! | 2 | Construction of chamber for 100mm sluices valve | item3 | 10 | Nos
23 | 125 mm | item23 | 1 | Mtr | 968 |  |  | Excess(+) | 1 | Full Conversion | INR | [40 empty] | #VALUE! | #VALUE! | #VALUE! | 3 | Supplying, Conveying and fixing spls. Including ea | item4 | 10 | Nos
24 | 150 mm | item24 | 1 | Mtr | 1151 |  |  | Excess(+) | 1 | Full Conversion | INR | [40 empty] | #VALUE! | #VALUE! | #VALUE! | 1.01 | Supplying, Conveying and fixing spls. Including eart | item1 | 123.223 | Nos
25 | 200 mm | item25 | 1 | Mtr | 1169 |  |  | Excess(+) | 1 | Full Conversion | INR | [40 empty] | #VALUE! | #VALUE! | #VALUE! | 1.02 | Construction of chamber for 100mm sluice plates | item2 | 213 | Nos
26 | 250 mm | item26 | 1 | Mtr | 2335 |  |  | Excess(+) | 1 | Full Conversion | INR | [40 empty] | #VALUE! | #VALUE! | #VALUE! | 2 | Construction of chamber for 100mm sluices valve | item3 | 10 | Nos
27 | 300 mm. | item27 | 1 | Mtr | 2770 |  |  | Excess(+) | 1 | Full Conversion | INR | [40 empty] | #VALUE! | #VALUE! | #VALUE! | 1.01 | Supplying, Conveying and fixing spls. Including eart | item1 | 123.223 | Nos
28 | 350 mm | item28 | 1 | Mtr | 3169 |  |  | Excess(+) | 1 | Full Conversion | INR | [40 empty] | #VALUE! | #VALUE! | #VALUE! | 1.02 | Construction of chamber for 100mm sluice plates | item2 | 213 | Nos
29 | 400 mm. | item29 | 1 | Mtr | 6475 |  |  | Excess(+) | 1 | Full Conversion | INR | [40 empty] | #VALUE! | #VALUE! | #VALUE! | 2 | Construction of chamber for 100mm sluices valve | item3 | 10 | Nos
30 | Supplying, fixing, testing and commissioning of following BUTTERFLY VALVE (MANUAL) with C I body SS Disc, Nitrile Rubber Seal & Oring PN 16 pressure rating size 200 mm to 400 mm gear type with removable wheel and below 200 mm with hand lever operated for chilled water/hot water circulation in the chilled water plumbing duly insulated to the same specifications as the connected piping and adequately supported as per specifications as specified. | item30 | [52 empty] | 3 | Supplying, Conveying and fixing spls. Including ea | item4 | 10 | Nos
31 | 40 mm | item31 | 2 | Nos | 3179 |  |  | Excess(+) | 1 | Full Conversion | INR | [40 empty] | #VALUE! | #VALUE! | #VALUE! | 1.02 | Construction of chamber for 100mm sluice plates | item2 | 213 | Nos
32 | 50 mm | item32 | 2 | Nos | 3734 |  |  | Excess(+) | 1 | Full Conversion | INR | [40 empty] | #VALUE! | #VALUE! | #VALUE! | 2 | Construction of chamber for 100mm sluices valve | item3 | 10 | Nos
33 | 65 mm | item33 | 2 | Nos | 4112 |  |  | Excess(+) | 1 | Full Conversion | INR | [40 empty] | #VALUE! | #VALUE! | #VALUE! | 3 | Supplying, Conveying and fixing spls. Including ea | item4 | 10 | Nos
34 | 80 mm | item34 | 2 | Nos | 4390 |  |  | Excess(+) | 1 | Full Conversion | INR | [40 empty] | #VALUE! | #VALUE! | #VALUE! | 1.01 | Supplying, Conveying and fixing spls. Including eart | item1 | 123.223 | Nos
35 | 100 mm | item35 | 2 | Nos | 6192 |  |  | Excess(+) | 1 | Full Conversion | INR | [40 empty] | #VALUE! | #VALUE! | #VALUE! | 1.02 | Construction of chamber for 100mm sluice plates | item2 | 213 | Nos
36 | 125 mm | item36 | 1 | Nos | 7050 |  |  | Excess(+) | 1 | Full Conversion | INR | [40 empty] | #VALUE! | #VALUE! | #VALUE! | 2 | Construction of chamber for 100mm sluices valve | item3 | 10 | Nos
37 | 150 mm | item37 | 1 | Nos | 7675 |  |  | Excess(+) | 1 | Full Conversion | INR | [40 empty] | #VALUE! | #VALUE! | #VALUE! | 3 | Supplying, Conveying and fixing spls. Including ea | item4 | 10 | Nos
38 | 200 mm | item38 | 1 | Nos | 14086 |  |  | Excess(+) | 1 | Full Conversion | INR | [40 empty] | #VALUE! | #VALUE! | #VALUE! | 1.01 | Supplying, Conveying and fixing spls. Including eart | item1 | 123.223 | Nos
39 | 250 mm | item39 | 1 | Nos | 24425 |  |  | Excess(+) | 1 | Full Conversion | INR | [40 empty] | #VALUE! | #VALUE! | #VALUE! | 1.02 | Construction of chamber for 100mm sluice plates | item2 | 213 | Nos
40 | 300 mm | item40 | 1 | Nos | 30555 |  |  | Excess(+) | 1 | Full Conversion | INR | [40 empty] | #VALUE! | #VALUE! | #VALUE! | 2 | Construction of chamber for 100mm sluices valve | item3 | 10 | Nos
41 | 350 mm | item41 | 1 | Nos | 50493 |  |  | Excess(+) | 1 | Full Conversion | INR | [40 empty] | #VALUE! | #VALUE! | #VALUE! | 1.01 | Supplying, Conveying and fixing spls. Including eart | item1 | 123.223 | Nos
42 | 400 mm | item42 | 1 | Nos | 61829 |  |  | Excess(+) | 1 | Full Conversion | INR | [40 empty] | #VALUE! | #VALUE! | #VALUE! | 1.02 | Construction of chamber for 100mm sluice plates | item2 | 213 | Nos
43 | Supplying, fixing, testing and commissioning of following sizes Motorized Butter fly Valves with CI Body, SS Disc,O - ring and minimum PN-16 pressure rating , conforming to BS 5155, IS 13095, with IP-55 actuator, capable of accepting up to 10V DC and up to 20 mA electric signal and providing similar transducer feedback output to control system as required. | item43 | [52 empty] | 2 | Construction of chamber for 100mm sluices valve | item3 | 10 | Nos
44 | 50 mm | item44 | 1 | Nos | 15173 |  |  | Excess(+) | 1 | Full Conversion | INR | [40 empty] | #VALUE! | #VALUE! | #VALUE! | 3 | Supplying, Conveying and fixing spls. Including ea | item4 | 10 | Nos
45 | 65 mm | item45 | 1 | Nos | 15489 |  |  | Excess(+) | 1 | Full Conversion | INR | [40 empty] | #VALUE! | #VALUE! | #VALUE! | 1.02 | Construction of chamber for 100mm sluice plates | item2 | 213 | Nos
46 | Supplying, fixing, testing and commissioning Balancing Valve with built in measuring facility with C I body flanged construction with EPDM coated disc with long pitch with protected out pipe with insulation & PN 16 pressure rating for chilled / hot water circulation as specified. | item46 | [52 empty] | 2 | Construction of chamber for 100mm sluices valve | item3 | 10 | Nos
47 | 40 mm | item47 | 1 | Nos | 6536 |  |  | Excess(+) | 1 | Full Conversion | INR | [40 empty] | #VALUE! | #VALUE! | #VALUE! | 3 | Supplying, Conveying and fixing spls. Including ea | item4 | 10 | Nos
48 | 50 mm | item48 | 1 | Nos | 9301 |  |  | Excess(+) | 1 | Full Conversion | INR | [40 empty] | #VALUE! | #VALUE! | #VALUE! | 1.01 | Supplying, Conveying and fixing spls. Including eart | item1 | 123.223 | Nos
49 | Supplying, fixing, testing and commissioning of following Non Return valve (NRV) NON - RETURN VALVE with duel plate of C I body SS plates vulcanized NBR seal flanged end & PN 16 pressure rating for chilled / hot water circulation including insulation as specified as the connected piping and adequately supported as per specifications | item49 | [52 empty] | 1.02 | Construction of chamber for 100mm sluice plates | item2 | 213 | Nos
50 | 250 mm | item50 | 2 | Nos | 25931 |  |  | Excess(+) | 1 | Full Conversion | INR | [40 empty] | #VALUE! | #VALUE! | #VALUE! | 2 | Construction of chamber for 100mm sluices valve | item3 | 10 | Nos
51 | 200 mm | item51 | 1 | Nos | 15431 |  |  | Excess(+) | 1 | Full Conversion | INR | [40 empty] | #VALUE! | #VALUE! | #VALUE! | 3 | Supplying, Conveying and fixing spls. Including ea | item4 | 10 | Nos
52 | Supplying, fixing, testing and commissioning Y - STRAINER of Ductile CI Body flanged ends with stainless steel strainer for chilled / hot water circulation including insulation as specified. | item52 | [52 empty] | 1.01 | Supplying, Conveying and fixing spls. Including eart | item1 | 123.223 | Nos
53 | 40 mm | item53 | 1 | Nos | 3801 |  |  | Excess(+) | 1 | Full Conversion | INR | [40 empty] | #VALUE! | #VALUE! | #VALUE! | 1.02 | Construction of chamber for 100mm sluice plates | item2 | 213 | Nos
54 | 50 mm | item54 | 1 | Nos | 5075 |  |  | Excess(+) | 1 | Full Conversion | INR | [40 empty] | #VALUE! | #VALUE! | #VALUE! | 2 | Construction of chamber for 100mm sluices valve | item3 | 10 | Nos
55 | 65 mm | item55 | 1 | Nos | 6855 |  |  | Excess(+) | 1 | Full Conversion | INR | [40 empty] | #VALUE! | #VALUE! | #VALUE! | 1.01 | Supplying, Conveying and fixing spls. Including eart | item1 | 123.223 | Nos
56 | 80 mm | item56 | 1 | Nos | 8534 |  |  | Excess(+) | 1 | Full Conversion | INR | [40 empty] | #VALUE! | #VALUE! | #VALUE! | 1.02 | Construction of chamber for 100mm sluice plates | item2 | 213 | Nos
57 | 100 mm | item57 | 1 | Nos | 12802 |  |  | Excess(+) | 1 | Full Conversion | INR | [40 empty] | #VALUE! | #VALUE! | #VALUE! | 2 | Construction of chamber for 100mm sluices valve | item3 | 10 | Nos
58 | 125 mm | item58 | 1 | Nos | 19147 |  |  | Excess(+) | 1 | Full Conversion | INR | [40 empty] | #VALUE! | #VALUE! | #VALUE! | 3 | Supplying, Conveying and fixing spls. Including ea | item4 | 10 | Nos
59 | 150 mm | item59 | 1 | Nos | 24514 |  |  | Excess(+) | 1 | Full Conversion | INR | [40 empty] | #VALUE! | #VALUE! | #VALUE! | 1.02 | Construction of chamber for 100mm sluice plates | item2 | 213 | Nos
60 | 200 mm | item60 | 1 | Nos | 43363 |  |  | Excess(+) | 1 | Full Conversion | INR | [40 empty] | #VALUE! | #VALUE! | #VALUE! | 2 | Construction of chamber for 100mm sluices valve | item3 | 10 | Nos
61 | 250 mm | item61 | 1 | Nos | 50109 |  |  | Excess(+) | 1 | Full Conversion | INR | [40 empty] | #VALUE! | #VALUE! | #VALUE! | 3 | Supplying, Conveying and fixing spls. Including ea | item4 | 10 | Nos
62 | Providing and fixing Chlorinated Polyvinyl Chloride (CPVC) pipes, having thermal stability for hot & cold water supply, including all CPVC plain & brass threaded fittings, including fixing the pipe with clamps at 1.00 m spacing. This includes jointing of pipes & fittings with one step CPVC solvent cement and testing of joints complete as per direction of Engineer in Charge. | item62 | [52 empty] | 1.01 | Supplying, Conveying and fixing spls. Including eart | item1 | 123.223 | Nos
63 | 20 mm | item63 | 2 | Mtr | 319 |  |  | Excess(+) | 1 | Full Conversion | INR | [40 empty] | #VALUE! | #VALUE! | #VALUE! | 1.02 | Construction of chamber for 100mm sluice plates | item2 | 213 | Nos
64 | 25 mm | item64 | 2 | Mtr | 392 |  |  | Excess(+) | 1 | Full Conversion | INR | [40 empty] | #VALUE! | #VALUE! | #VALUE! | 2 | Construction of chamber for 100mm sluices valve | item3 | 10 | Nos
65 | 32 mm | item65 | 2 | Mtr | 478 |  |  | Excess(+) | 1 | Full Conversion | INR | [40 empty] | #VALUE! | #VALUE! | #VALUE! | 3 | Supplying, Conveying and fixing spls. Including ea | item4 | 10 | Nos
66 | 40 mm | item66 | 1 | Mtr | 641 |  |  | Excess(+) | 1 | Full Conversion | INR | [40 empty] | #VALUE! | #VALUE! | #VALUE! | 1.01 | Supplying, Conveying and fixing spls. Including eart | item1 | 123.223 | Nos
67 | 50 mm | item67 | 1 | Mtr | 862 |  |  | Excess(+) | 1 | Full Conversion | INR | [40 empty] | #VALUE! | #VALUE! | #VALUE! | 1.02 | Construction of chamber for 100mm sluice plates | item2 | 213 | Nos
68 | Providing and fixing G.I. pipes complete with G.I. fittings and clamps, i/c MS angle-clamp fittings as per standard specification complete as required including cutting & making good the walls etc. Internal work - Exposed on wall. | item68 | [52 empty] | 2 | Construction of chamber for 100mm sluices valve | item3 | 10 | Nos
69 | 20 mm | item69 | 1 | Mtr | 358 |  |  | Excess(+) | 1 | Full Conversion | INR | [40 empty] | #VALUE! | #VALUE! | #VALUE! | 1.01 | Supplying, Conveying and fixing spls. Including eart | item1 | 123.223 | Nos
70 | 25 mm | item70 | 1 | Mtr | 464 |  |  | Excess(+) | 1 | Full Conversion | INR | [40 empty] | #VALUE! | #VALUE! | #VALUE! | 1.02 | Construction of chamber for 100mm sluice plates | item2 | 213 | Nos
71 | 32 mm | item71 | 1 | Mtr | 533 |  |  | Excess(+) | 1 | Full Conversion | INR | [40 empty] | #VALUE! | #VALUE! | #VALUE! | 2 | Construction of chamber for 100mm sluices valve | item3 | 10 | Nos
72 | 40 mm | item72 | 1 | Mtr | 685 |  |  | Excess(+) | 1 | Full Conversion | INR | [40 empty] | #VALUE! | #VALUE! | #VALUE! | 3 | Supplying, Conveying and fixing spls. Including ea | item4 | 10 | Nos
73 | Supplying & fixing insulation on existing MS 'C' class pipe over exposed surface/underground of following sizes with 50 mm thick fire retardant thermocole ( polystyrene) molded pipe section of density 20 kg/cu.m after a thick coat of cold setting adhesive (CPRX compound) wrapping with 500g polythene faced hessian cloth, wire mesh, sand-cement plaster & enamel painting two or more coat to give even shade after applying one coat of ordinary paint etc complete as required. | item73 | [52 empty] | 1.02 | Construction of chamber for 100mm sluice plates | item2 | 213 | Nos
74 | 25 mm | item74 | 1 | Mtr | 284 |  |  | Excess(+) | 1 | Full Conversion | INR | [40 empty] | #VALUE! | #VALUE! | #VALUE! | 2 | Construction of chamber for 100mm sluices valve | item3 | 10 | Nos
75 | 32 mm | item75 | 1 | Mtr | 310 |  |  | Excess(+) | 1 | Full Conversion | INR | [40 empty] | #VALUE! | #VALUE! | #VALUE! | 3 | Supplying, Conveying and fixing spls. Including ea | item4 | 10 | Nos
76 | 40 mm | item76 | 2 | Mtr | 331 |  |  | Excess(+) | 1 | Full Conversion | INR | [40 empty] | #VALUE! | #VALUE! | #VALUE! | 1.01 | Supplying, Conveying and fixing spls. Including eart | item1 | 123.223 | Nos
77 | 50 mm | item77 | 2 | Mtr | 371 |  |  | Excess(+) | 1 | Full Conversion | INR | [40 empty] | #VALUE! | #VALUE! | #VALUE! | 1.02 | Construction of chamber for 100mm sluice plates | item2 | 213 | Nos
78 | 65 mm | item78 | 2 | Mtr | 421 |  |  | Excess(+) | 1 | Full Conversion | INR | [40 empty] | #VALUE! | #VALUE! | #VALUE! | 2 | Construction of chamber for 100mm sluices valve | item3 | 10 | Nos
79 | 80 mm | item79 | 2 | Mtr | 461 |  |  | Excess(+) | 1 | Full Conversion | INR | [40 empty] | #VALUE! | #VALUE! | #VALUE! | 3 | Supplying, Conveying and fixing spls. Including ea | item4 | 10 | Nos
80 | 100 mm | item80 | 2 | Mtr | 491 |  |  | Excess(+) | 1 | Full Conversion | INR | [40 empty] | #VALUE! | #VALUE! | #VALUE! | 1.01 | Supplying, Conveying and fixing spls. Including eart | item1 | 123.223 | Nos
81 | 125 mm | item81 | 1 | Mtr | 557 |  |  | Excess(+) | 1 | Full Conversion | INR | [40 empty] | #VALUE! | #VALUE! | #VALUE! | 1.02 | Construction of chamber for 100mm sluice plates | item2 | 213 | Nos
82 | 150 mm | item82 | 1 | Mtr | 633 |  |  | Excess(+) | 1 | Full Conversion | INR | [40 empty] | #VALUE! | #VALUE! | #VALUE! | 2 | Construction of chamber for 100mm sluices valve | item3 | 10 | Nos
83 | 200 mm | item83 | 1 | Mtr | 1333 |  |  | Excess(+) | 1 | Full Conversion | INR | [40 empty] | #VALUE! | #VALUE! | #VALUE! | 1.01 | Supplying, Conveying and fixing spls. Including eart | item1 | 123.223 | Nos
84 | 250 mm | item84 | 1 | Mtr | 1565 |  |  | Excess(+) | 1 | Full Conversion | INR | [40 empty] | #VALUE! | #VALUE! | #VALUE! | 1.02 | Construction of chamber for 100mm sluice plates | item2 | 213 | Nos
85 | 300 mm | item85 | 1 | Mtr | 1874 |  |  | Excess(+) | 1 | Full Conversion | INR | [40 empty] | #VALUE! | #VALUE! | #VALUE! | 2 | Construction of chamber for 100mm sluices valve | item3 | 10 | Nos
86 | 350 mm | item86 | 1 | Mtr | 2174 |  |  | Excess(+) | 1 | Full Conversion | INR | [40 empty] | #VALUE! | #VALUE! | #VALUE! | 3 | Supplying, Conveying and fixing spls. Including ea | item4 | 10 | Nos
87 | 400 mm | item87 | 1 | Mtr | 2542 |  |  | Excess(+) | 1 | Full Conversion | INR | [40 empty] | #VALUE! | #VALUE! | #VALUE! | 1.02 | Construction of chamber for 100mm sluice plates | item2 | 213 | Nos
88 | Supplying & fixing, insulation on existing pipe overhead of following sizes 25 mm thick with Aluminium faced XLPE foam pipe section fixing with dent ride and tightening of insulation section PVC tape to be wrapped all around the joints. of insulation etc complete as required. | item88 | [52 empty] | 2 | Construction of chamber for 100mm sluices valve | item3 | 10 | Nos
89 | 25 mm | item89 | 2 | Mtr | 194 |  |  | Excess(+) | 1 | Full Conversion | INR | [40 empty] | #VALUE! | #VALUE! | #VALUE! | 3 | Supplying, Conveying and fixing spls. Including ea | item4 | 10 | Nos
90 | 32 mm | item90 | 2 | Mtr | 219 |  |  | Excess(+) | 1 | Full Conversion | INR | [40 empty] | #VALUE! | #VALUE! | #VALUE! | 1.01 | Supplying, Conveying and fixing spls. Including eart | item1 | 123.223 | Nos
91 | 40 mm | item91 | 2 | Mtr | 238 |  |  | Excess(+) | 1 | Full Conversion | INR | [40 empty] | #VALUE! | #VALUE! | #VALUE! | 1.02 | Construction of chamber for 100mm sluice plates | item2 | 213 | Nos
92 | 50 mm | item92 | 1 | Mtr | 274 |  |  | Excess(+) | 1 | Full Conversion | INR | [40 empty] | #VALUE! | #VALUE! | #VALUE! | 2 | Construction of chamber for 100mm sluices valve | item3 | 10 | Nos
93 | Supplying & fixing, insulation on existing pipe overhead/underground of following sizes 25 mm thick without Aluminium faced XLPE foam pipe section fixing with dentride and tightening of insulation section PVC tape to be wrapped all around the joints. of insulation etc complete as required. | item93 | [52 empty] | 3 | Supplying, Conveying and fixing spls. Including ea | item4 | 10 | Nos
94 | 25 mm | item94 | 2 | Mtr | 164 |  |  | Excess(+) | 1 | Full Conversion | INR | [40 empty] | #VALUE! | #VALUE! | #VALUE! | 1.01 | Supplying, Conveying and fixing spls. Including eart | item1 | 123.223 | Nos
95 | 32 mm | item95 | 2 | Mtr | 185 |  |  | Excess(+) | 1 | Full Conversion | INR | [40 empty] | #VALUE! | #VALUE! | #VALUE! | 1.02 | Construction of chamber for 100mm sluice plates | item2 | 213 | Nos
96 | 40 mm | item96 | 2 | Mtr | 201 |  |  | Excess(+) | 1 | Full Conversion | INR | [40 empty] | #VALUE! | #VALUE! | #VALUE! | 2 | Construction of chamber for 100mm sluices valve | item3 | 10 | Nos
97 | 50 mm | item97 | 1 | Mtr | 232 |  |  | Excess(+) | 1 | Full Conversion | INR | [40 empty] | #VALUE! | #VALUE! | #VALUE! | 1.01 | Supplying, Conveying and fixing spls. Including eart | item1 | 123.223 | Nos
98 | Cutting and dismantling of damaged and defective MS'C' class pipe of size as mentioned below ( exposed over the surface/ underground ) i/c shifting the same to sectional store or desired location i/c cartage. | item98 | [52 empty] | 1.02 | Construction of chamber for 100mm sluice plates | item2 | 213 | Nos
99 | 20 mm to 100 mm dia. | item99 | 2 | Mtr | 204 |  |  | Excess(+) | 1 | Full Conversion | INR | [40 empty] | #VALUE! | #VALUE! | #VALUE! | 2 | Construction of chamber for 100mm sluices valve | item3 | 10 | Nos
100 | 125 mm to 200 mm dia | item100 | 2 | Mtr | 280 |  |  | Excess(+) | 1 | Full Conversion | INR | [40 empty] | #VALUE! | #VALUE! | #VALUE! | 3 | Supplying, Conveying and fixing spls. Including ea | item4 | 10 | Nos
101 | 250 mm to 400 mm dia | item101 | 1 | Mtr | 451 |  |  | Excess(+) | 1 | Full Conversion | INR | [40 empty] | #VALUE! | #VALUE! | #VALUE! | 1.02 | Construction of chamber for 100mm sluice plates | item2 | 213 | Nos
102 | 450 mm to 600 mm dia | item102 | 1 | Mtr | 810 |  |  | Excess(+) | 1 | Full Conversion | INR | [40 empty] | #VALUE! | #VALUE! | #VALUE! | 2 | Construction of chamber for 100mm sluices valve | item3 | 10 | Nos
103 | Cutting & dismantling of damaged and defective insulation, removing the thermocole , Nitrile, PUF insulation or cladding from chilled water MS pipe line of size mentioned below including hessian cloth, wire mesh, sand, cement, plaster, cleaning of pipe including shifting /dispose the waste material outside the premises of I.I.T. K. campus or desired location as reqd.. | item103 | [52 empty] | 3 | Supplying, Conveying and fixing spls. Including ea | item4 | 10 | Nos
104 | 20 mm to 100 mm dia. | item104 | 2 | Mtr | 181 |  |  | Excess(+) | 1 | Full Conversion | INR | [40 empty] | #VALUE! | #VALUE! | #VALUE! | 1.01 | Supplying, Conveying and fixing spls. Including eart | item1 | 123.223 | Nos
105 | 125 mm to 200 mm dia | item105 | 2 | Mtr | 346 |  |  | Excess(+) | 1 | Full Conversion | INR | [40 empty] | #VALUE! | #VALUE! | #VALUE! | 1.02 | Construction of chamber for 100mm sluice plates | item2 | 213 | Nos
106 | 250 mm to 400 mm dia | item106 | 1 | Mtr | 427 |  |  | Excess(+) | 1 | Full Conversion | INR | [40 empty] | #VALUE! | #VALUE! | #VALUE! | 2 | Construction of chamber for 100mm sluices valve | item3 | 10 | Nos
107 | 450 mm to 600 mm dia | item107 | 1 | Mtr | 773 |  |  | Excess(+) | 1 | Full Conversion | INR | [40 empty] | #VALUE! | #VALUE! | #VALUE! | 3 | Supplying, Conveying and fixing spls. Including ea | item4 | 10 | Nos
108 | Cutting & dismantling of condenser / chilled water pipe line with grinder/welding machine/gas cutter for drain out the water from supply and return pipe line and making good after leakage repairing i/c re-filling of water in pipe line size from 20 mm to 400 mm dia including isolation of defective pipeline, valve operation, testing & commissioning etc as required. | item108 | [52 empty] | 1.01 | Supplying, Conveying and fixing spls. Including eart | item1 | 123.223 | Nos
109 | 20 mm to 100 mm dia. | item109 | 2 | Job | 1742 |  |  | Excess(+) | 1 | Full Conversion | INR | [40 empty] | #VALUE! | #VALUE! | #VALUE! | 1.02 | Construction of chamber for 100mm sluice plates | item2 | 213 | Nos
110 | 125 mm to 200 mm dia | item110 | 2 | Job | 2628 |  |  | Excess(+) | 1 | Full Conversion | INR | [40 empty] | #VALUE! | #VALUE! | #VALUE! | 2 | Construction of chamber for 100mm sluices valve | item3 | 10 | Nos
111 | 250 mm to 400 mm dia | item111 | 1 | Job | 4705 |  |  | Excess(+) | 1 | Full Conversion | INR | [40 empty] | #VALUE! | #VALUE! | #VALUE! | 1.01 | Supplying, Conveying and fixing spls. Including eart | item1 | 123.223 | Nos
112 | Drain out with drain valves the water from supply & return pipe line and making good including isolation of defective pipeline, valve operation, re-filling of water in pipe line ,testing & commissioning complete as required. | item112 | [52 empty] | 1.02 | Construction of chamber for 100mm sluice plates | item2 | 213 | Nos
113 | 20 mm to 100 mm dia. | item113 | 2 | Job | 585 |  |  | Excess(+) | 1 | Full Conversion | INR | [40 empty] | #VALUE! | #VALUE! | #VALUE! | 2 | Construction of chamber for 100mm sluices valve | item3 | 10 | Nos
114 | 125 mm to 400 mm dia | item114 | 2 | Job | 1150 |  |  | Excess(+) | 1 | Full Conversion | INR | [40 empty] | #VALUE! | #VALUE! | #VALUE! | 3 | Supplying, Conveying and fixing spls. Including ea | item4 | 10 | Nos
115 | Complete Overhauling, discaling ,oiling and greasing of any type valve including dismantling, cleaning, refixing and replacement of defective strainer mesh (SS) with new one, gasket, nut, bolts, painting, welding work as required. | item115 | [52 empty] | 1.02 | Construction of chamber for 100mm sluice plates | item2 | 213 | Nos
116 | Size up to 80 mm | item116 | 2 | Nos. | 813 |  |  | Excess(+) | 1 | Full Conversion | INR | [40 empty] | #VALUE! | #VALUE! | #VALUE! | 2 | Construction of chamber for 100mm sluices valve | item3 | 10 | Nos
117 | Size 100 mm to 200mm | item117 | 2 | Nos. | 1193 |  |  | Excess(+) | 1 | Full Conversion | INR | [40 empty] | #VALUE! | #VALUE! | #VALUE! | 3 | Supplying, Conveying and fixing spls. Including ea | item4 | 10 | Nos
118 | Size 250 mm to 350 mm | item118 | 1 | Nos. | 3716 |  |  | Excess(+) | 1 | Full Conversion | INR | [40 empty] | #VALUE! | #VALUE! | #VALUE! | 1.01 | Supplying, Conveying and fixing spls. Including eart | item1 | 123.223 | Nos
119 | Size 400 mm to 600 mm | item119 | 1 | Nos. | 7286 |  |  | Excess(+) | 1 | Full Conversion | INR | [40 empty] | #VALUE! | #VALUE! | #VALUE! | 1.02 | Construction of chamber for 100mm sluice plates | item2 | 213 | Nos
120 | Complete overhauling of any type strainers of sizes mentioned below including dismantling, cleaning, refixing and replacement of defective strainer mesh (SS) with new one, gasket, nut, bolts, painting, welding work as required. | item120 | [52 empty] | 2 | Construction of chamber for 100mm sluices valve | item3 | 10 | Nos
121 | up to 80 mm | item121 | 2 | No's | 567 |  |  | Excess(+) | 1 | Full Conversion | INR | [40 empty] | #VALUE! | #VALUE! | #VALUE! | 3 | Supplying, Conveying and fixing spls. Including ea | item4 | 10 | Nos
122 | 100 mm to 200 mm | item122 | 2 | No's | 1334 |  |  | Excess(+) | 1 | Full Conversion | INR | [40 empty] | #VALUE! | #VALUE! | #VALUE! | 1.01 | Supplying, Conveying and fixing spls. Including eart | item1 | 123.223 | Nos
123 | Size 250 mm to 350 mm | item123 | 1 | Nos. | 3971 |  |  | Excess(+) | 1 | Full Conversion | INR | [40 empty] | #VALUE! | #VALUE! | #VALUE! | 1.02 | Construction of chamber for 100mm sluice plates | item2 | 213 | Nos
124 | Size 400 mm to 600 mm | item124 | 1 | Nos. | 7274 |  |  | Excess(+) | 1 | Full Conversion | INR | [40 empty] | #VALUE! | #VALUE! | #VALUE! | 2 | Construction of chamber for 100mm sluices valve | item3 | 10 | Nos
125 | Providing and fixing in position the industrial type pressure gauges with gun metal/ brass valves complete as required | item125 | 2 | Nos | 1240 |  |  | Excess(+) | 1 | Full Conversion | INR | [40 empty] | #VALUE! | #VALUE! | #VALUE! | 1.01 | Supplying, Conveying and fixing spls. Including eart | item1 | 123.223 | Nos
126 | Providing & fixing in position the mercury in glass industrial type thermometers with metallic cover complete as required. | item126 | 2 | Nos | 945 |  |  | Excess(+) | 1 | Full Conversion | INR | [40 empty] | #VALUE! | #VALUE! | #VALUE! | 1.02 | Construction of chamber for 100mm sluice plates | item2 | 213 | Nos
127 | Supplying and fixing of S.S siphon with ball valve complete set of following size. | item127 | [52 empty] | 2 | Construction of chamber for 100mm sluices valve | item3 | 10 | Nos
128 | Size 3/8" | item128 | 1 | Nos | 398 |  |  | Excess(+) | 1 | Full Conversion | INR | [40 empty] | #VALUE! | #VALUE! | #VALUE! | 3 | Supplying, Conveying and fixing spls. Including ea | item4 | 10 | Nos
129 | Size 1/2" | item129 | 1 | Nos | 491 |  |  | Excess(+) | 1 | Full Conversion | INR | [40 empty] | #VALUE! | #VALUE! | #VALUE! | 1.02 | Construction of chamber for 100mm sluice plates | item2 | 213 | Nos
130 | Supplying and fixing of MS Nipple of size of following size length etc. complete as reqd. | item130 | [52 empty] | 2 | Construction of chamber for 100mm sluices valve | item3 | 10 | Nos
131 | Size 15 mm up to 2" length | item131 | 2 | Nos | 187 |  |  | Excess(+) | 1 | Full Conversion | INR | [40 empty] | #VALUE! | #VALUE! | #VALUE! | 3 | Supplying, Conveying and fixing spls. Including ea | item4 | 10 | Nos
132 | Size 20 mm up to 2" length | item132 | 1 | Nos | 192 |  |  | Excess(+) | 1 | Full Conversion | INR | [40 empty] | #VALUE! | #VALUE! | #VALUE! | 1.01 | Supplying, Conveying and fixing spls. Including eart | item1 | 123.223 | Nos
133 | Size 25 mm up to 2" length | item133 | 1 | Nos | 202 |  |  | Excess(+) | 1 | Full Conversion | INR | [40 empty] | #VALUE! | #VALUE! | #VALUE! | 1.02 | Construction of chamber for 100mm sluice plates | item2 | 213 | Nos
134 | Size 32 mm up to 2" length | item134 | 1 | Nos | 212 |  |  | Excess(+) | 1 | Full Conversion | INR | [40 empty] | #VALUE! | #VALUE! | #VALUE! | 2 | Construction of chamber for 100mm sluices valve | item3 | 10 | Nos
135 | Supplying and fixing of MS bend of following size complete as required. | item135 | [52 empty] | 3 | Supplying, Conveying and fixing spls. Including ea | item4 | 10 | Nos
136 | Size 15 mm up to 2" length | item136 | 2 | Nos | 218 |  |  | Excess(+) | 1 | Full Conversion | INR | [40 empty] | #VALUE! | #VALUE! | #VALUE! | 1.01 | Supplying, Conveying and fixing spls. Including eart | item1 | 123.223 | Nos
137 | Size 20 mm up to 2" length | item137 | 1 | Nos | 224 |  |  | Excess(+) | 1 | Full Conversion | INR | [40 empty] | #VALUE! | #VALUE! | #VALUE! | 1.02 | Construction of chamber for 100mm sluice plates | item2 | 213 | Nos
138 | Size 25 mm up to 2" length | item138 | 1 | Nos | 230 |  |  | Excess(+) | 1 | Full Conversion | INR | [40 empty] | #VALUE! | #VALUE! | #VALUE! | 2 | Construction of chamber for 100mm sluices valve | item3 | 10 | Nos
139 | Size 32 mm up to 2" length | item139 | 1 | Nos | 235 |  |  | Excess(+) | 1 | Full Conversion | INR | [40 empty] | #VALUE! | #VALUE! | #VALUE! | 1.01 | Supplying, Conveying and fixing spls. Including eart | item1 | 123.223 | Nos
140 | P & F ' Vibration Isolation Pad of size as mentioned below of approved make i/c dismantling old one if any complete as required. | item140 | [52 empty] | 1.02 | Construction of chamber for 100mm sluice plates | item2 | 213 | Nos
141 | 4"x 4" | item141 | 1 | Nos | 91 |  |  | Excess(+) | 1 | Full Conversion | INR | [40 empty] | #VALUE! | #VALUE! | #VALUE! | 2 | Construction of chamber for 100mm sluices valve | item3 | 10 | Nos
142 | 6"x 6" | item142 | 1 | Nos | 117 |  |  | Excess(+) | 1 | Full Conversion | INR | [40 empty] | #VALUE! | #VALUE! | #VALUE! | 3 | Supplying, Conveying and fixing spls. Including ea | item4 | 10 | Nos
143 | Servicing, cleaning, discaling, overhauling, lubricating, testing and re-commissioning of AHU floor mounted/ ceiling suspended/ LLD blower cooling coils & filters including with proper chemicals, soap etc and neutralizing the same complete as required | item143 | [52 empty] | 1.02 | Construction of chamber for 100mm sluice plates | item2 | 213 | Nos
144 | AHU up to 2500 CFM,4-6 R cooling coil. | item144 | 2 | No's | 2197 |  |  | Excess(+) | 1 | Full Conversion | INR | [40 empty] | #VALUE! | #VALUE! | #VALUE! | 2 | Construction of chamber for 100mm sluices valve | item3 | 10 | Nos
145 | AHU 2501 CFM to 6000 CFM/4-6 R cooling coil. | item145 | 2 | No's | 2737 |  |  | Excess(+) | 1 | Full Conversion | INR | [40 empty] | #VALUE! | #VALUE! | #VALUE! | 3 | Supplying, Conveying and fixing spls. Including ea | item4 | 10 | Nos
146 | AHU 6001 CFM to 12000 CFM/LLD blower 3, 4-6 R cooling coil. | item146 | 2 | No's | 3343 |  |  | Excess(+) | 1 | Full Conversion | INR | [40 empty] | #VALUE! | #VALUE! | #VALUE! | 1.01 | Supplying, Conveying and fixing spls. Including eart | item1 | 123.223 | Nos
147 | AHU 12001 CFM and above /LLD blower 3.5, 4-6 R cooling coil | item147 | 2 | Nos | 5289 |  |  | Excess(+) | 1 | Full Conversion | INR | [40 empty] | #VALUE! | #VALUE! | #VALUE! | 1.02 | Construction of chamber for 100mm sluice plates | item2 | 213 | Nos
148 | Replacement of defective AHU/air-washer/Fume exhaust/LLD blower shaft/ repairing of existing shaft including dismantling & re-fitting of AHU blower / LLD blower, shaft, pulley, motor complete from AHU unit and remateling, straightening machining, matching with bearing size, reassembling, dynamic balancing, along with blower testing and commissioning at site including cartage as per site requirement . | item148 | [52 empty] | 2 | Construction of chamber for 100mm sluices valve | item3 | 10 | Nos
149 | Up to 8000 CFM | item149 | 1 | No's | 8933 |  |  | Excess(+) | 1 | Full Conversion | INR | [40 empty] | #VALUE! | #VALUE! | #VALUE! | 3 | Supplying, Conveying and fixing spls. Including ea | item4 | 10 | Nos
150 | 8001 to 12000 CFM | item150 | 1 | No's | 12358 |  |  | Excess(+) | 1 | Full Conversion | INR | [40 empty] | #VALUE! | #VALUE! | #VALUE! | 1.01 | Supplying, Conveying and fixing spls. Including eart | item1 | 123.223 | Nos
151 | AHU 12001 CFM and above.. | item151 | 1 | No's | 16258 |  |  | Excess(+) | 1 | Full Conversion | INR | [40 empty] | #VALUE! | #VALUE! | #VALUE! | 1.02 | Construction of chamber for 100mm sluice plates | item2 | 213 | Nos
152 | Dismantling & removing of Air handling unit (Floor/ceiling type) with associated parts and disconnecting from CHW line & ducting etc. complete as reqd. | item152 | [52 empty] | 2 | Construction of chamber for 100mm sluices valve | item3 | 10 | Nos
153 | AHU up to 2500 CFM,4-6 R cooling coil. | item153 | 1 | Nos. | 3933 |  |  | Excess(+) | 1 | Full Conversion | INR | [40 empty] | #VALUE! | #VALUE! | #VALUE! | 1.01 | Supplying, Conveying and fixing spls. Including eart | item1 | 123.223 | Nos
154 | AHU 2501 CFM to 6000 CFM/4-6 R cooling coil. | item154 | 1 | Nos. | 5890 |  |  | Excess(+) | 1 | Full Conversion | INR | [40 empty] | #VALUE! | #VALUE! | #VALUE! | 1.02 | Construction of chamber for 100mm sluice plates | item2 | 213 | Nos
155 | AHU 6001 CFM to 12000 CFM/LLD blower 3, 4-6 R coil. | item155 | 1 | Nos. | 7846 |  |  | Excess(+) | 1 | Full Conversion | INR | [40 empty] | #VALUE! | #VALUE! | #VALUE! | 2 | Construction of chamber for 100mm sluices valve | item3 | 10 | Nos
156 | AHU 12001 CFM and above /LLD blower 3.5, 4-6 R coil | item156 | 1 | Nos | 9487 |  |  | Excess(+) | 1 | Full Conversion | INR | [40 empty] | #VALUE! | #VALUE! | #VALUE! | 3 | Supplying, Conveying and fixing spls. Including ea | item4 | 10 | Nos
157 | Installation of Air Handling unit (floor/ceiling type) with connecting from CHW line & ducting balancing of shaft fixing of blower, pulley and other associated parts etc. complete as reqd. | item157 | [52 empty] | 1.02 | Construction of chamber for 100mm sluice plates | item2 | 213 | Nos
158 | AHU up to 2500 CFM,4-6 R cooling coil. | item158 | 1 | Nos. | 6196 |  |  | Excess(+) | 1 | Full Conversion | INR | [40 empty] | #VALUE! | #VALUE! | #VALUE! | 2 | Construction of chamber for 100mm sluices valve | item3 | 10 | Nos
159 | AHU 2501 CFM to 6000 CFM/4-6 R cooling coil. | item159 | 1 | Nos. | 9304 |  |  | Excess(+) | 1 | Full Conversion | INR | [40 empty] | #VALUE! | #VALUE! | #VALUE! | 3 | Supplying, Conveying and fixing spls. Including ea | item4 | 10 | Nos
160 | AHU 6001 CFM to 12000 CFM/LLD blower 3, 4-6 R coil. | item160 | 1 | Nos. | 12536 |  |  | Excess(+) | 1 | Full Conversion | INR | [40 empty] | #VALUE! | #VALUE! | #VALUE! | 1.01 | Supplying, Conveying and fixing spls. Including eart | item1 | 123.223 | Nos
161 | AHU 12001 CFM and above /LLD blower 3.5, 4-6 R coil | item161 | 1 | Nos | 15218 |  |  | Excess(+) | 1 | Full Conversion | INR | [40 empty] | #VALUE! | #VALUE! | #VALUE! | 1.02 | Construction of chamber for 100mm sluice plates | item2 | 213 | Nos
162 | Supply, installation, balancing and commissioning of fabricated at site GSS sheet metal rectangular/round ducting complete with neoprene rubber gaskets, elbows, splitter dampers, vanes, hangers, supports etc. as per approved drawings and specifications of following sheet thickness complete as required. | item162 | [52 empty] | 2 | Construction of chamber for 100mm sluices valve | item3 | 10 | Nos
163 | 0.63 mm (24 g) | item163 | 2 | SqM | 1001 |  |  | Excess(+) | 1 | Full Conversion | INR | [40 empty] | #VALUE! | #VALUE! | #VALUE! | 3 | Supplying, Conveying and fixing spls. Including ea | item4 | 10 | Nos
164 | 0.80 mm (22 g) | item164 | 2 | SqM | 1148 |  |  | Excess(+) | 1 | Full Conversion | INR | [40 empty] | #VALUE! | #VALUE! | #VALUE! | 1.01 | Supplying, Conveying and fixing spls. Including eart | item1 | 123.223 | Nos
165 | 1.00 mm (20 g) | item165 | 1 | SqM | 1530 |  |  | Excess(+) | 1 | Full Conversion | INR | [40 empty] | #VALUE! | #VALUE! | #VALUE! | 1.02 | Construction of chamber for 100mm sluice plates | item2 | 213 | Nos
166 | Supply, installation, testing and commissioning of GI volume control duct damper complete with neoprene rubber gaskets, nuts, bolts, screws linkages, flanges etc, as per specifications complete as required. | item166 | [52 empty] | 2 | Construction of chamber for 100mm sluices valve | item3 | 10 | Nos
167 | GI volume control duct damper | item167 | 1 | SqM | 6326 |  |  | Excess(+) | 1 | Full Conversion | INR | [40 empty] | #VALUE! | #VALUE! | #VALUE! | 1.01 | Supplying, Conveying and fixing spls. Including eart | item1 | 123.223 | Nos
168 | Supply, installation, testing and commissioning of Motorized (ON-OFF Type) duct mounted GI volume control damper with Actuator, enthalpy sensor and necessary control wire (minimum 1.5 sqmm) for integration within AHU room complete as required. | item168 | [52 empty] | 1.02 | Construction of chamber for 100mm sluice plates | item2 | 213 | Nos
169 | Damper | item169 | 1 | SqM | 8116 |  |  | Excess(+) | 1 | Full Conversion | INR | [40 empty] | #VALUE! | #VALUE! | #VALUE! | 2 | Construction of chamber for 100mm sluices valve | item3 | 10 | Nos
170 | Actuator | item170 | 1 | Nos | 8125 |  |  | Excess(+) | 1 | Full Conversion | INR | [40 empty] | #VALUE! | #VALUE! | #VALUE! | 3 | Supplying, Conveying and fixing spls. Including ea | item4 | 10 | Nos
171 | Supplying & fixing of powder coated extruded aluminium Supply Air Grills with aluminium volume control dampers as per specifications. | item171 | 1 | SqM | 8057 |  |  | Excess(+) | 1 | Full Conversion | INR | [40 empty] | #VALUE! | #VALUE! | #VALUE! | 1.02 | Construction of chamber for 100mm sluice plates | item2 | 213 | Nos
172 | Supplying & fixing of powder coated extruded aluminium Return Air Grills with lowers but without aluminium volume control dampers as reqd | item172 | 1 | SqM | 5256 |  |  | Excess(+) | 1 | Full Conversion | INR | [40 empty] | #VALUE! | #VALUE! | #VALUE! | 2 | Construction of chamber for 100mm sluices valve | item3 | 10 | Nos
173 | Supplying, fixing testing commissioning of supply air Diffusers of powder coated aluminium with aluminium volume control dampers with anti smudge ring & removable core. | item173 | 1 | SqM | 10757 |  |  | Excess(+) | 1 | Full Conversion | INR | [40 empty] | #VALUE! | #VALUE! | #VALUE! | 3 | Supplying, Conveying and fixing spls. Including ea | item4 | 10 | Nos
174 | Supplying, fixing testing commissioning of Return air Diffusers of powder coated aluminium without volume control dampers with anti smudge ring & removable core. | item174 | 1 | SqM | 7195 |  |  | Excess(+) | 1 | Full Conversion | INR | [40 empty] | #VALUE! | #VALUE! | #VALUE! | 1.01 | Supplying, Conveying and fixing spls. Including eart | item1 | 123.223 | Nos
175 | Dismantling and removing of existing old ducts of any size, i/c removing of hangers , flanges , damper, diffuser, grill and depositing in the sectional store complete as reqd. | item175 | 2 | SqM | 156 |  |  | Excess(+) | 1 | Full Conversion | INR | [40 empty] | #VALUE! | #VALUE! | #VALUE! | 1.02 | Construction of chamber for 100mm sluice plates | item2 | 213 | Nos
176 | Dismantling & re-fixing of same (Modified) existing old ducts of any size i/c removing of hangers , flanges , damper, diffuser, grill complete as reqd.. | item176 | 2 | SqM | 379 |  |  | Excess(+) | 1 | Full Conversion | INR | [40 empty] | #VALUE! | #VALUE! | #VALUE! | 2 | Construction of chamber for 100mm sluices valve | item3 | 10 | Nos
177 | Providing & fixing of thermal insulation with aluminium foil faced XLPE Class 'O' insulation sheet of following thickness on existing surface of pipe/duct with dendrite/adhesive etc.The joints shall be sealed with 50 mm wide and self adhesive PVC/Aluminium tape complete as required. | item177 | [52 empty] | 3 | Supplying, Conveying and fixing spls. Including ea | item4 | 10 | Nos
178 | 6 mm | item178 | 1 | SqM | 171 |  |  | Excess(+) | 1 | Full Conversion | INR | [40 empty] | #VALUE! | #VALUE! | #VALUE! | 1.01 | Supplying, Conveying and fixing spls. Including eart | item1 | 123.223 | Nos
179 | 9 mm | item179 | 2 | SqM | 228 |  |  | Excess(+) | 1 | Full Conversion | INR | [40 empty] | #VALUE! | #VALUE! | #VALUE! | 1.02 | Construction of chamber for 100mm sluice plates | item2 | 213 | Nos
180 | 13 mm | item180 | 2 | SqM | 305 |  |  | Excess(+) | 1 | Full Conversion | INR | [40 empty] | #VALUE! | #VALUE! | #VALUE! | 2 | Construction of chamber for 100mm sluices valve | item3 | 10 | Nos
181 | 16 mm | item181 | 1 | SqM | 419 |  |  | Excess(+) | 1 | Full Conversion | INR | [40 empty] | #VALUE! | #VALUE! | #VALUE! | 1.01 | Supplying, Conveying and fixing spls. Including eart | item1 | 123.223 | Nos
182 | 19 mm | item182 | 1 | SqM | 534 |  |  | Excess(+) | 1 | Full Conversion | INR | [40 empty] | #VALUE! | #VALUE! | #VALUE! | 1.02 | Construction of chamber for 100mm sluice plates | item2 | 213 | Nos
183 | 25 mm | item183 | 1 | SqM | 668 |  |  | Excess(+) | 1 | Full Conversion | INR | [40 empty] | #VALUE! | #VALUE! | #VALUE! | 2 | Construction of chamber for 100mm sluices valve | item3 | 10 | Nos
184 | Providing & fixing of thermal insulation without aluminium foil faced XLPE Class 'O' insulation sheet of following thickness on existing surface of pipe/duct with dendrite/adhesive etc.The joints shall be sealed with 50 mm wide and self adhesive PVC/Aluminium tape complete as required. | item184 | [52 empty] | 3 | Supplying, Conveying and fixing spls. Including ea | item4 | 10 | Nos
185 | 6 mm | item185 | 1 | SqM | 115 |  |  | Excess(+) | 1 | Full Conversion | INR | [40 empty] | #VALUE! | #VALUE! | #VALUE! | 1.02 | Construction of chamber for 100mm sluice plates | item2 | 213 | Nos
186 | 9 mm | item186 | 2 | SqM | 172 |  |  | Excess(+) | 1 | Full Conversion | INR | [40 empty] | #VALUE! | #VALUE! | #VALUE! | 2 | Construction of chamber for 100mm sluices valve | item3 | 10 | Nos
187 | 13 mm | item187 | 2 | SqM | 249 |  |  | Excess(+) | 1 | Full Conversion | INR | [40 empty] | #VALUE! | #VALUE! | #VALUE! | 3 | Supplying, Conveying and fixing spls. Including ea | item4 | 10 | Nos
188 | 16 mm | item188 | 1 | SqM | 363 |  |  | Excess(+) | 1 | Full Conversion | INR | [40 empty] | #VALUE! | #VALUE! | #VALUE! | 1.01 | Supplying, Conveying and fixing spls. Including eart | item1 | 123.223 | Nos
189 | 19 mm | item189 | 1 | SqM | 478 |  |  | Excess(+) | 1 | Full Conversion | INR | [40 empty] | #VALUE! | #VALUE! | #VALUE! | 1.02 | Construction of chamber for 100mm sluice plates | item2 | 213 | Nos
190 | 25 mm | item190 | 1 | SqM | 612 |  |  | Excess(+) | 1 | Full Conversion | INR | [40 empty] | #VALUE! | #VALUE! | #VALUE! | 2 | Construction of chamber for 100mm sluices valve | item3 | 10 | Nos
191 | P & F of acoustic insulation with open cell Nitrile rubber sheet(Accosound) super silence of following thickness, on existing surface with adhesive i/c nut, bolt washer as req on duct.etc. complete as required. | item191 | [52 empty] | 3 | Supplying, Conveying and fixing spls. Including ea | item4 | 10 | Nos
192 | 10 mm | item192 | 1 | SqM | 979 |  |  | Excess(+) | 1 | Full Conversion | INR | [40 empty] | #VALUE! | #VALUE! | #VALUE! | 1.01 | Supplying, Conveying and fixing spls. Including eart | item1 | 123.223 | Nos
193 | 15 mm | item193 | 1 | SqM | 1443 |  |  | Excess(+) | 1 | Full Conversion | INR | [40 empty] | #VALUE! | #VALUE! | #VALUE! | 1.02 | Construction of chamber for 100mm sluice plates | item2 | 213 | Nos
194 | Dismantling and refixng of old grill and diffuser, VCD after cleaning as reqd. | item194 | 1 | SqM | 247 |  |  | Excess(+) | 1 | Full Conversion | INR | [40 empty] | #VALUE! | #VALUE! | #VALUE! | 2 | Construction of chamber for 100mm sluices valve | item3 | 10 | Nos
195 | Supply & fixing of fire retardant double cloth canvass made (up to 300 mm vide) with heavy clothes and suitable frame with G.I washer, nuts & bolts in suitable size. i/c jointing both sides with suitable gaskets complete as reqd. | item195 | 1 | SqM | 3483 |  |  | Excess(+) | 1 | Full Conversion | INR | [40 empty] | #VALUE! | #VALUE! | #VALUE! | 1.01 | Supplying, Conveying and fixing spls. Including eart | item1 | 123.223 | Nos
196 | Providing and fixing aluminium cladding made of 26 swg thick aluminium sheet i/c band, reducer, tee, dead end etc complete as required. | item196 | 1 | SqM | 710 |  |  | Excess(+) | 1 | Full Conversion | INR | [40 empty] | #VALUE! | #VALUE! | #VALUE! | 1.02 | Construction of chamber for 100mm sluice plates | item2 | 213 | Nos
197 | SITC of Fan Coil Unit (Hi-Wall), The unit shall be complete with insulated enclosure, comprising of blower, 2/3 speed motor with fan speed controller, 2/3 row copper coil section, washable filter section, 2 way motorized valve with actuator, remote controller (Thermostat) and brass flair fitting for copper pipe connection, i/c all necessary support /hangers, vibration isolators etc. complete as reqd. | item197 | [52 empty] | 2 | Construction of chamber for 100mm sluices valve | item3 | 10 | Nos
198 | 1.5 TR | item198 | 1 | No. | 31950 |  |  | Excess(+) | 1 | Full Conversion | INR | [40 empty] | #VALUE! | #VALUE! | #VALUE! | 3 | Supplying, Conveying and fixing spls. Including ea | item4 | 10 | Nos
199 | 2.0 TR | item199 | 1 | No. | 35609 |  |  | Excess(+) | 1 | Full Conversion | INR | [40 empty] | #VALUE! | #VALUE! | #VALUE! | 1.02 | Construction of chamber for 100mm sluice plates | item2 | 213 | Nos
200 | SITC of modular type Fan Coil Unit (floor/wall-mounted) , The unit shall be complete with grills, insulated enclosure, drain tray, comprising of blower, 2/3 speed motor with fan speed controller, 2/3 row copper coil section, washable filter section, 2 way motorized valve with actuator, and brass flair fitting for copper pipe connection, i/c all necessary support /hangers, vibration isolators etc. complete as reqd. | item200 | [52 empty] | 2 | Construction of chamber for 100mm sluices valve | item3 | 10 | Nos
201 | 1.5 TR | item201 | 1 | Nos | 42317 |  |  | Excess(+) | 1 | Full Conversion | INR | [40 empty] | #VALUE! | #VALUE! | #VALUE! | 3 | Supplying, Conveying and fixing spls. Including ea | item4 | 10 | Nos
202 | 2.0 TR | item202 | 2 | Nos | 47195 |  |  | Excess(+) | 1 | Full Conversion | INR | [40 empty] | #VALUE! | #VALUE! | #VALUE! | 1.01 | Supplying, Conveying and fixing spls. Including eart | item1 | 123.223 | Nos
203 | Providing and fixing Digital type thermostat for FCUs/AHUs commissioning i/c dismantling old if any etc. complete as reqd. | item203 | 1 | Nos | 4568 |  |  | Excess(+) | 1 | Full Conversion | INR | [40 empty] | #VALUE! | #VALUE! | #VALUE! | 1.02 | Construction of chamber for 100mm sluice plates | item2 | 213 | Nos
204 | Providing & fixing of Brass Ball valve with Y-strainer of following size with compatible to proportioning Copper/MS pipe i/c all necessary support /hangers & dismantling old if any complete as reqd. | item204 | [52 empty] | 2 | Construction of chamber for 100mm sluices valve | item3 | 10 | Nos
205 | 20 mm | item205 | 2 | Nos | 1391 |  |  | Excess(+) | 1 | Full Conversion | INR | [40 empty] | #VALUE! | #VALUE! | #VALUE! | 3 | Supplying, Conveying and fixing spls. Including ea | item4 | 10 | Nos
206 | 25 mm | item206 | 2 | Nos | 1588 |  |  | Excess(+) | 1 | Full Conversion | INR | [40 empty] | #VALUE! | #VALUE! | #VALUE! | 1.01 | Supplying, Conveying and fixing spls. Including eart | item1 | 123.223 | Nos
207 | Providing & fixing of Brass ball valve of following size with compatible to proportioning Copper/MS pipe i/c all necessary accessories, support /hangers, including old dismantling if any complete as reqd. | item207 | [52 empty] | 1.02 | Construction of chamber for 100mm sluice plates | item2 | 213 | Nos
208 | 20 mm | item208 | 2 | Nos | 603 |  |  | Excess(+) | 1 | Full Conversion | INR | [40 empty] | #VALUE! | #VALUE! | #VALUE! | 2 | Construction of chamber for 100mm sluices valve | item3 | 10 | Nos
209 | 25 mm | item209 | 2 | Nos | 933 |  |  | Excess(+) | 1 | Full Conversion | INR | [40 empty] | #VALUE! | #VALUE! | #VALUE! | 1.01 | Supplying, Conveying and fixing spls. Including eart | item1 | 123.223 | Nos
210 | Providing & fixing of SS ball valve of following size with compatible to proportioning Copper/MS pipe i/c all necessary accessories, support /hangers, including old dismantling if any complete as reqd. | item210 | [52 empty] | 1.02 | Construction of chamber for 100mm sluice plates | item2 | 213 | Nos
211 | 20 mm | item211 | 2 | Nos | 1883 |  |  | Excess(+) | 1 | Full Conversion | INR | [40 empty] | #VALUE! | #VALUE! | #VALUE! | 2 | Construction of chamber for 100mm sluices valve | item3 | 10 | Nos
212 | 25 mm | item212 | 2 | Nos | 2616 |  |  | Excess(+) | 1 | Full Conversion | INR | [40 empty] | #VALUE! | #VALUE! | #VALUE! | 3 | Supplying, Conveying and fixing spls. Including ea | item4 | 10 | Nos
213 | 32 mm | item213 | 1 | Nos | 4224 |  |  | Excess(+) | 1 | Full Conversion | INR | [40 empty] | #VALUE! | #VALUE! | #VALUE! | 1.02 | Construction of chamber for 100mm sluice plates | item2 | 213 | Nos
214 | 40 mm | item214 | 1 | Nos | 5615 |  |  | Excess(+) | 1 | Full Conversion | INR | [40 empty] | #VALUE! | #VALUE! | #VALUE! | 2 | Construction of chamber for 100mm sluices valve | item3 | 10 | Nos
215 | Providing & fixing of Brass Air-Vent of following size with compatible Copper/MS pipe i/c all necessary accessories & dismantling old if any complete as reqd. | item215 | [52 empty] | 3 | Supplying, Conveying and fixing spls. Including ea | item4 | 10 | Nos
216 | 20 mm | item216 | 1 | Nos | 715 |  |  | Excess(+) | 1 | Full Conversion | INR | [40 empty] | #VALUE! | #VALUE! | #VALUE! | 1.01 | Supplying, Conveying and fixing spls. Including eart | item1 | 123.223 | Nos
217 | 25 mm | item217 | 1 | Nos | 848 |  |  | Excess(+) | 1 | Full Conversion | INR | [40 empty] | #VALUE! | #VALUE! | #VALUE! | 1.02 | Construction of chamber for 100mm sluice plates | item2 | 213 | Nos
218 | Servicing, discaling, overhauling, testing and commissioning of FCU (wall /floor /ceiling mounted type) of following capacity including Dismantling , motor oiling, cleaning fans,filter,descaling cooling coil, valves and removing leakage, painting of rusted parts etc. as complete required. | item218 | [52 empty] | 2 | Construction of chamber for 100mm sluices valve | item3 | 10 | Nos
219 | Up to 2.0 TR Capacity | item219 | 2 | Nos | 442 |  |  | Excess(+) | 1 | Full Conversion | INR | [40 empty] | #VALUE! | #VALUE! | #VALUE! | 3 | Supplying, Conveying and fixing spls. Including ea | item4 | 10 | Nos
220 | 2.0 TR to 3.5 TR Capacity | item220 | 1 | Nos | 548 |  |  | Excess(+) | 1 | Full Conversion | INR | [40 empty] | #VALUE! | #VALUE! | #VALUE! | 1.01 | Supplying, Conveying and fixing spls. Including eart | item1 | 123.223 | Nos
221 | Dismantling of Fan coil unit of Hi-wall/wall/floor mounted or ceiling suspended type up to 3.5 TR capacity including filter and valves etc. Complete as required. | item221 | 2 | Nos | 403 |  |  | Excess(+) | 1 | Full Conversion | INR | [40 empty] | #VALUE! | #VALUE! | #VALUE! | 1.02 | Construction of chamber for 100mm sluice plates | item2 | 213 | Nos
222 | Installation, testing & commissioning of FCU (Hi-wall/Floor/Wall mounted or ceiling suspended type of following size at new location including fashner, hangers, supports etc. complete as reqd. (Labour with supports) | item222 | [52 empty] | 2 | Construction of chamber for 100mm sluices valve | item3 | 10 | Nos
223 | Up to 2.0 TR Capacity with accessories | item223 | 1 | Nos | 998 |  |  | Excess(+) | 1 | Full Conversion | INR | [40 empty] | #VALUE! | #VALUE! | #VALUE! | 1.01 | Supplying, Conveying and fixing spls. Including eart | item1 | 123.223 | Nos
224 | 2.1 TR to 3.5 TR Capacity with accessories | item224 | 1 | Nos | 1550 |  |  | Excess(+) | 1 | Full Conversion | INR | [40 empty] | #VALUE! | #VALUE! | #VALUE! | 1.02 | Construction of chamber for 100mm sluice plates | item2 | 213 | Nos
225 | Installation, testing & commissioning of FCU (Hi-wall/Floor/Wall mounted or ceiling suspended type of following size at new location including fashner, hangers, supports etc. complete as reqd. (Labour without supports) | item225 | [52 empty] | 2 | Construction of chamber for 100mm sluices valve | item3 | 10 | Nos
226 | Up to 2.0 TR Capacity with accessories | item226 | 2 | Nos | 353 |  |  | Excess(+) | 1 | Full Conversion | INR | [40 empty] | #VALUE! | #VALUE! | #VALUE! | 3 | Supplying, Conveying and fixing spls. Including ea | item4 | 10 | Nos
227 | 2.1 TR to 3.5 TR Capacity with accessories | item227 | 1 | Nos | 421 |  |  | Excess(+) | 1 | Full Conversion | INR | [40 empty] | #VALUE! | #VALUE! | #VALUE! | 1.02 | Construction of chamber for 100mm sluice plates | item2 | 213 | Nos
228 | Servicing, Overhauling, oiling, greasing, & re-installation of FCUs fan motor of single phase as per original design with replacement of required materials including Dismantling & refixing of motor & accessories (Bush/Bearing) in existing FCU. complete as reqd. | item228 | [52 empty] | 2 | Construction of chamber for 100mm sluices valve | item3 | 10 | Nos
229 | Up to 3.5 TR Capacity fan motor | item229 | 1 | Nos | 358 |  |  | Excess(+) | 1 | Full Conversion | INR | [40 empty] | #VALUE! | #VALUE! | #VALUE! | 3 | Supplying, Conveying and fixing spls. Including ea | item4 | 10 | Nos
230 | Rewinding of burnt single phase FCU fan motor of following capacity with material(i.e.-copper wire, varnish and associated insulation material ) as per original design of standard manufacturer, including dismantling and refixing of motor with accessories in existing FCU along with connecting , testing and commissioning as reqd. | item230 | [52 empty] | 1.01 | Supplying, Conveying and fixing spls. Including eart | item1 | 123.223 | Nos
231 | Up to 2.0 TR Capacity | item231 | 2 | Nos | 1344 |  |  | Excess(+) | 1 | Full Conversion | INR | [40 empty] | #VALUE! | #VALUE! | #VALUE! | 1.02 | Construction of chamber for 100mm sluice plates | item2 | 213 | Nos
232 | 2.0 TR to 3.5 TR Capacity | item232 | 1 | Nos | 1884 |  |  | Excess(+) | 1 | Full Conversion | INR | [40 empty] | #VALUE! | #VALUE! | #VALUE! | 2 | Construction of chamber for 100mm sluices valve | item3 | 10 | Nos
233 | Providing, fixing, testing & commissioning of 2-way Motorized valve with actuator in FCU of following Capacity including dismantling of old if any etc complete as reqd. | item233 | [52 empty] | 3 | Supplying, Conveying and fixing spls. Including ea | item4 | 10 | Nos
234 | 20/25 mm | item234 | 1 | Nos | 5806 |  |  | Excess(+) | 1 | Full Conversion | INR | [40 empty] | #VALUE! | #VALUE! | #VALUE! | 1.01 | Supplying, Conveying and fixing spls. Including eart | item1 | 123.223 | Nos
235 | Providing and fixing of Single Phase Plug top ISI Marked for AC (FCU) unit etc i/c dismantling old plug top if any complete as required. (Make:- Anchor or Equivalent) | item235 | [52 empty] | 1.02 | Construction of chamber for 100mm sluice plates | item2 | 213 | Nos
236 | 3 pin- 6 Amp. | item236 | 4 | Nos | 119 |  |  | Excess(+) | 1 | Full Conversion | INR | [40 empty] | #VALUE! | #VALUE! | #VALUE! | 2 | Construction of chamber for 100mm sluices valve | item3 | 10 | Nos
237 | 3 pin- 16 Amp. | item237 | 1 | Nos | 141 |  |  | Excess(+) | 1 | Full Conversion | INR | [40 empty] | #VALUE! | #VALUE! | #VALUE! | 1.01 | Supplying, Conveying and fixing spls. Including eart | item1 | 123.223 | Nos
238 | Providing, laying & fixing of rain forced fibber flexible/soft PVC pipe of size given below etc. complete as reqd. | item238 | [52 empty] | 1.02 | Construction of chamber for 100mm sluice plates | item2 | 213 | Nos
239 | 20 mm | item239 | 2 | Mtr | 77 |  |  | Excess(+) | 1 | Full Conversion | INR | [40 empty] | #VALUE! | #VALUE! | #VALUE! | 2 | Construction of chamber for 100mm sluices valve | item3 | 10 | Nos
240 | 25 mm | item240 | 2 | Mtr | 92 |  |  | Excess(+) | 1 | Full Conversion | INR | [40 empty] | #VALUE! | #VALUE! | #VALUE! | 3 | Supplying, Conveying and fixing spls. Including ea | item4 | 10 | Nos
241 | 32 mm | item241 | 1 | Mtr | 107 |  |  | Excess(+) | 1 | Full Conversion | INR | [40 empty] | #VALUE! | #VALUE! | #VALUE! | 1.02 | Construction of chamber for 100mm sluice plates | item2 | 213 | Nos
242 | Supply & fixing of copper piping 5/8" or 6/8" with 19 mm thick Class "O" Nitrile insulation on surface / recessed with flair nut, clamps etc. complete as reqd. | item242 | 2 | Mtr | 718 |  |  | Excess(+) | 1 | Full Conversion | INR | [40 empty] | #VALUE! | #VALUE! | #VALUE! | 2 | Construction of chamber for 100mm sluices valve | item3 | 10 | Nos
243 | Supply & fixing of washable nylon/synthetic/woven fibber pre Air-filter with Al. frame etc complete of any size FCU complete as reqd. | item243 | [52 empty] | 3 | Supplying, Conveying and fixing spls. Including ea | item4 | 10 | Nos
244 | Up to 2.0 TR Capacity | item244 | 1 | Nos | 1188 |  |  | Excess(+) | 1 | Full Conversion | INR | [40 empty] | #VALUE! | #VALUE! | #VALUE! | 1.01 | Supplying, Conveying and fixing spls. Including eart | item1 | 123.223 | Nos
245 | 2.1 TR to 3.5 TR Capacity | item245 | 1 | Nos | 1329 |  |  | Excess(+) | 1 | Full Conversion | INR | [40 empty] | #VALUE! | #VALUE! | #VALUE! | 1.02 | Construction of chamber for 100mm sluice plates | item2 | 213 | Nos
246 | Providing and fixing, testing & commissioning the Capacitor of following capacity in the existing FCU i/c all necessary accessories & dismantling old if any complete as reqd. | item246 | [52 empty] | 2 | Construction of chamber for 100mm sluices valve | item3 | 10 | Nos
247 | 2.5 mfd | item247 | 1 | Nos | 102 |  |  | Excess(+) | 1 | Full Conversion | INR | [40 empty] | #VALUE! | #VALUE! | #VALUE! | 3 | Supplying, Conveying and fixing spls. Including ea | item4 | 10 | Nos
248 | 4.0 mfd | item248 | 1 | Nos | 109 |  |  | Excess(+) | 1 | Full Conversion | INR | [40 empty] | #VALUE! | #VALUE! | #VALUE! | 1.01 | Supplying, Conveying and fixing spls. Including eart | item1 | 123.223 | Nos
249 | Providing & fixing 20 Swg GI Drain tray with 9/13 mm Nitrile/XLPE insulation of suitable size for FCU (1.5 to 3.5 TR) capacity i/c fabricating, cutting, moulding drain nozzle duly painted/epoxy coating & dismantling old if any, complete as reqd. | item249 | 1 | Job | 2050 |  |  | Excess(+) | 1 | Full Conversion | INR | [40 empty] | #VALUE! | #VALUE! | #VALUE! | 1.02 | Construction of chamber for 100mm sluice plates | item2 | 213 | Nos
250 | Providing and fixing remote control with PCB & Handset in fan coil units of following Capacity re-commissioning i/c dismantling old if any etc. complete as reqd. | item250 | [52 empty] | 2 | Construction of chamber for 100mm sluices valve | item3 | 10 | Nos
251 | Up to 1.5 TR Capacity | item251 | 1 | Nos. | 2720 |  |  | Excess(+) | 1 | Full Conversion | INR | [40 empty] | #VALUE! | #VALUE! | #VALUE! | 1.01 | Supplying, Conveying and fixing spls. Including eart | item1 | 123.223 | Nos
252 | 2.0 TR to 3.5 TR Capacity | item252 | 1 | Nos. | 2911 |  |  | Excess(+) | 1 | Full Conversion | INR | [40 empty] | #VALUE! | #VALUE! | #VALUE! | 1.02 | Construction of chamber for 100mm sluice plates | item2 | 213 | Nos
253 | Providing and fixing of Air-blower in fan coil units of following Capacity re-commissioning i/c dismantling old if any etc. complete as reqd. | item253 | [52 empty] | 2 | Construction of chamber for 100mm sluices valve | item3 | 10 | Nos
254 | Up to 2 TR Capacity | item254 | 1 | Nos. | 3549 |  |  | Excess(+) | 1 | Full Conversion | INR | [40 empty] | #VALUE! | #VALUE! | #VALUE! | 3 | Supplying, Conveying and fixing spls. Including ea | item4 | 10 | Nos
255 | 2.1 TR to 3.0 TR Capacity | item255 | 1 | Nos. | 4304 |  |  | Excess(+) | 1 | Full Conversion | INR | [40 empty] | #VALUE! | #VALUE! | #VALUE! | 1.02 | Construction of chamber for 100mm sluice plates | item2 | 213 | Nos
256 | Removing & cleaning old paint and Repainting of FCU with acrylic emulsion paint of approved brand and manufacture to give an even shade complete as reqd. | item256 | [52 empty] | 2 | Construction of chamber for 100mm sluices valve | item3 | 10 | Nos
257 | Up to 2.0 TR Capacity | item257 | 1 | Nos | 471 |  |  | Excess(+) | 1 | Full Conversion | INR | [40 empty] | #VALUE! | #VALUE! | #VALUE! | 3 | Supplying, Conveying and fixing spls. Including ea | item4 | 10 | Nos
258 | 2.1 TR to 3.5 TR capacity | item258 | 1 | Nos | 744 |  |  | Excess(+) | 1 | Full Conversion | INR | [40 empty] | #VALUE! | #VALUE! | #VALUE! | 1.01 | Supplying, Conveying and fixing spls. Including eart | item1 | 123.223 | Nos
259 | Providing & fixing of Thermal protecting layer (double coat ) painting over exposed MS/copper pipe insulation outer surface with approved make chemical, shade and glass cloth as per standard specification compete as required. | item259 | [52 empty] | 1.02 | Construction of chamber for 100mm sluice plates | item2 | 213 | Nos
260 | 20 mm | item260 | 1 | Mtr | 79 |  |  | Excess(+) | 1 | Full Conversion | INR | [40 empty] | #VALUE! | #VALUE! | #VALUE! | 2 | Construction of chamber for 100mm sluices valve | item3 | 10 | Nos
261 | 25 mm | item261 | 1 | Mtr | 85 |  |  | Excess(+) | 1 | Full Conversion | INR | [40 empty] | #VALUE! | #VALUE! | #VALUE! | 3 | Supplying, Conveying and fixing spls. Including ea | item4 | 10 | Nos
262 | 32 mm | item262 | 1 | Mtr | 93 |  |  | Excess(+) | 1 | Full Conversion | INR | [40 empty] | #VALUE! | #VALUE! | #VALUE! | 1.01 | Supplying, Conveying and fixing spls. Including eart | item1 | 123.223 | Nos
263 | 40 mm | item263 | 1 | Mtr | 102 |  |  | Excess(+) | 1 | Full Conversion | INR | [40 empty] | #VALUE! | #VALUE! | #VALUE! | 1.02 | Construction of chamber for 100mm sluice plates | item2 | 213 | Nos
264 | 50 mm | item264 | 1 | Mtr | 113 |  |  | Excess(+) | 1 | Full Conversion | INR | [40 empty] | #VALUE! | #VALUE! | #VALUE! | 2 | Construction of chamber for 100mm sluices valve | item3 | 10 | Nos
265 | 65 mm | item265 | 1 | Mtr | 130 |  |  | Excess(+) | 1 | Full Conversion | INR | [40 empty] | #VALUE! | #VALUE! | #VALUE! | 1.01 | Supplying, Conveying and fixing spls. Including eart | item1 | 123.223 | Nos
266 | 80 mm | item266 | 1 | Mtr | 147 |  |  | Excess(+) | 1 | Full Conversion | INR | [40 empty] | #VALUE! | #VALUE! | #VALUE! | 1.02 | Construction of chamber for 100mm sluice plates | item2 | 213 | Nos
267 | Supplying and Fixing of ' V ' belts size as mentioned below of approved make. | item267 | [52 empty] | 2 | Construction of chamber for 100mm sluices valve | item3 | 10 | Nos
268 | A20 to A25 | item268 | 2 | Nos | 252 |  |  | Excess(+) | 1 | Full Conversion | INR | [40 empty] | #VALUE! | #VALUE! | #VALUE! | 3 | Supplying, Conveying and fixing spls. Including ea | item4 | 10 | Nos
269 | A26 to A30 | item269 | 2 | No's | 260 |  |  | Excess(+) | 1 | Full Conversion | INR | [40 empty] | #VALUE! | #VALUE! | #VALUE! | 1.02 | Construction of chamber for 100mm sluice plates | item2 | 213 | Nos
270 | A31 to A35 | item270 | 2 | No's | 279 |  |  | Excess(+) | 1 | Full Conversion | INR | [40 empty] | #VALUE! | #VALUE! | #VALUE! | 2 | Construction of chamber for 100mm sluices valve | item3 | 10 | Nos
271 | A36 to A40 | item271 | 2 | No's | 300 |  |  | Excess(+) | 1 | Full Conversion | INR | [40 empty] | #VALUE! | #VALUE! | #VALUE! | 3 | Supplying, Conveying and fixing spls. Including ea | item4 | 10 | Nos
272 | A41 to A45 | item272 | 1 | Nos | 312 |  |  | Excess(+) | 1 | Full Conversion | INR | [40 empty] | #VALUE! | #VALUE! | #VALUE! | 1.01 | Supplying, Conveying and fixing spls. Including eart | item1 | 123.223 | Nos
273 | A46 to A50 | item273 | 1 | Nos | 330 |  |  | Excess(+) | 1 | Full Conversion | INR | [40 empty] | #VALUE! | #VALUE! | #VALUE! | 1.02 | Construction of chamber for 100mm sluice plates | item2 | 213 | Nos
274 | A51 to A55 | item274 | 1 | Nos | 346 |  |  | Excess(+) | 1 | Full Conversion | INR | [40 empty] | #VALUE! | #VALUE! | #VALUE! | 2 | Construction of chamber for 100mm sluices valve | item3 | 10 | Nos
275 | A56 to A60 | item275 | 1 | Nos | 359 |  |  | Excess(+) | 1 | Full Conversion | INR | [40 empty] | #VALUE! | #VALUE! | #VALUE! | 3 | Supplying, Conveying and fixing spls. Including ea | item4 | 10 | Nos
276 | A61 to A65 | item276 | 1 | Nos | 372 |  |  | Excess(+) | 1 | Full Conversion | INR | [40 empty] | #VALUE! | #VALUE! | #VALUE! | 1.01 | Supplying, Conveying and fixing spls. Including eart | item1 | 123.223 | Nos
277 | A66 to A70 | item277 | 1 | Nos | 416 |  |  | Excess(+) | 1 | Full Conversion | INR | [40 empty] | #VALUE! | #VALUE! | #VALUE! | 1.02 | Construction of chamber for 100mm sluice plates | item2 | 213 | Nos
278 | A71 to A75 | item278 | 1 | Nos | 426 |  |  | Excess(+) | 1 | Full Conversion | INR | [40 empty] | #VALUE! | #VALUE! | #VALUE! | 2 | Construction of chamber for 100mm sluices valve | item3 | 10 | Nos
279 | A76 to A80 | item279 | 1 | Nos | 444 |  |  | Excess(+) | 1 | Full Conversion | INR | [40 empty] | #VALUE! | #VALUE! | #VALUE! | 1.01 | Supplying, Conveying and fixing spls. Including eart | item1 | 123.223 | Nos
280 | A81 to A85 | item280 | 1 | Nos | 469 |  |  | Excess(+) | 1 | Full Conversion | INR | [40 empty] | #VALUE! | #VALUE! | #VALUE! | 1.02 | Construction of chamber for 100mm sluice plates | item2 | 213 | Nos
281 | A86 to A90 | item281 | 1 | Nos | 519 |  |  | Excess(+) | 1 | Full Conversion | INR | [40 empty] | #VALUE! | #VALUE! | #VALUE! | 2 | Construction of chamber for 100mm sluices valve | item3 | 10 | Nos
282 | Supplying and Fixing of ' V ' belts size as mentioned below of approved make. | item282 | [52 empty] | 3 | Supplying, Conveying and fixing spls. Including ea | item4 | 10 | Nos
283 | B31 to B35 | item283 | 2 | Nos | 338 |  |  | Excess(+) | 1 | Full Conversion | INR | [40 empty] | #VALUE! | #VALUE! | #VALUE! | 1.02 | Construction of chamber for 100mm sluice plates | item2 | 213 | Nos
284 | B36 to B40 | item284 | 2 | Nos | 345 |  |  | Excess(+) | 1 | Full Conversion | INR | [40 empty] | #VALUE! | #VALUE! | #VALUE! | 2 | Construction of chamber for 100mm sluices valve | item3 | 10 | Nos
285 | B41 to B45 | item285 | 2 | Nos | 383 |  |  | Excess(+) | 1 | Full Conversion | INR | [40 empty] | #VALUE! | #VALUE! | #VALUE! | 3 | Supplying, Conveying and fixing spls. Including ea | item4 | 10 | Nos
286 | B46 to B50 | item286 | 2 | Nos | 393 |  |  | Excess(+) | 1 | Full Conversion | INR | [40 empty] | #VALUE! | #VALUE! | #VALUE! | 1.01 | Supplying, Conveying and fixing spls. Including eart | item1 | 123.223 | Nos
287 | B51 to B55 | item287 | 2 | Nos | 409 |  |  | Excess(+) | 1 | Full Conversion | INR | [40 empty] | #VALUE! | #VALUE! | #VALUE! | 1.02 | Construction of chamber for 100mm sluice plates | item2 | 213 | Nos
288 | B56 to B60 | item288 | 2 | Nos | 432 |  |  | Excess(+) | 1 | Full Conversion | INR | [40 empty] | #VALUE! | #VALUE! | #VALUE! | 2 | Construction of chamber for 100mm sluices valve | item3 | 10 | Nos
289 | B61to B65 | item289 | 1 | Nos | 450 |  |  | Excess(+) | 1 | Full Conversion | INR | [40 empty] | #VALUE! | #VALUE! | #VALUE! | 3 | Supplying, Conveying and fixing spls. Including ea | item4 | 10 | Nos
290 | B66 to B70 | item290 | 1 | Nos | 511 |  |  | Excess(+) | 1 | Full Conversion | INR | [40 empty] | #VALUE! | #VALUE! | #VALUE! | 1.01 | Supplying, Conveying and fixing spls. Including eart | item1 | 123.223 | Nos
291 | B71 to B75 | item291 | 1 | Nos | 535 |  |  | Excess(+) | 1 | Full Conversion | INR | [40 empty] | #VALUE! | #VALUE! | #VALUE! | 1.02 | Construction of chamber for 100mm sluice plates | item2 | 213 | Nos
292 | B76 to B80 | item292 | 1 | Nos | 558 |  |  | Excess(+) | 1 | Full Conversion | INR | [40 empty] | #VALUE! | #VALUE! | #VALUE! | 2 | Construction of chamber for 100mm sluices valve | item3 | 10 | Nos
293 | B81 to B85 | item293 | 1 | Nos | 596 |  |  | Excess(+) | 1 | Full Conversion | INR | [40 empty] | #VALUE! | #VALUE! | #VALUE! | 1.01 | Supplying, Conveying and fixing spls. Including eart | item1 | 123.223 | Nos
294 | B86 to B90 | item294 | 1 | Nos | 655 |  |  | Excess(+) | 1 | Full Conversion | INR | [40 empty] | #VALUE! | #VALUE! | #VALUE! | 1.02 | Construction of chamber for 100mm sluice plates | item2 | 213 | Nos
295 | B91 to B95 | item295 | 1 | Nos | 724 |  |  | Excess(+) | 1 | Full Conversion | INR | [40 empty] | #VALUE! | #VALUE! | #VALUE! | 2 | Construction of chamber for 100mm sluices valve | item3 | 10 | Nos
296 | B-97 | item296 | 1 | Nos | 759 |  |  | Excess(+) | 1 | Full Conversion | INR | [40 empty] | #VALUE! | #VALUE! | #VALUE! | 3 | Supplying, Conveying and fixing spls. Including ea | item4 | 10 | Nos
297 | B-98 | item297 | 1 | Nos | 764 |  |  | Excess(+) | 1 | Full Conversion | INR | [40 empty] | #VALUE! | #VALUE! | #VALUE! | 1.02 | Construction of chamber for 100mm sluice plates | item2 | 213 | Nos
298 | B-102 | item298 | 1 | Nos | 786 |  |  | Excess(+) | 1 | Full Conversion | INR | [40 empty] | #VALUE! | #VALUE! | #VALUE! | 2 | Construction of chamber for 100mm sluices valve | item3 | 10 | Nos
299 | B-105 | item299 | 1 | Nos | 807 |  |  | Excess(+) | 1 | Full Conversion | INR | [40 empty] | #VALUE! | #VALUE! | #VALUE! | 3 | Supplying, Conveying and fixing spls. Including ea | item4 | 10 | Nos
300 | B-108 | item300 | 1 | Nos | 829 |  |  | Excess(+) | 1 | Full Conversion | INR | [40 empty] | #VALUE! | #VALUE! | #VALUE! | 1.01 | Supplying, Conveying and fixing spls. Including eart | item1 | 123.223 | Nos
301 | B-128 | item301 | 1 | Nos | 957 |  |  | Excess(+) | 1 | Full Conversion | INR | [40 empty] | #VALUE! | #VALUE! | #VALUE! | 1.02 | Construction of chamber for 100mm sluice plates | item2 | 213 | Nos
302 | B-130 | item302 | 1 | Nos | 977 |  |  | Excess(+) | 1 | Full Conversion | INR | [40 empty] | #VALUE! | #VALUE! | #VALUE! | 2 | Construction of chamber for 100mm sluices valve | item3 | 10 | Nos
303 | B-132 | item303 | 1 | Nos | 989 |  |  | Excess(+) | 1 | Full Conversion | INR | [40 empty] | #VALUE! | #VALUE! | #VALUE! | 3 | Supplying, Conveying and fixing spls. Including ea | item4 | 10 | Nos
304 | Supplying and fixing following size ball bearing NBC make complete in all respect including dismantling the existing defective bearing complete as required. | item304 | [52 empty] | 1.01 | Supplying, Conveying and fixing spls. Including eart | item1 | 123.223 | Nos
305 | 6205 (2RS1/C3) | item305 | 1 | Nos | 2623 |  |  | Excess(+) | 1 | Full Conversion | INR | [40 empty] | #VALUE! | #VALUE! | #VALUE! | 1.02 | Construction of chamber for 100mm sluice plates | item2 | 213 | Nos
306 | 6206 (2RS1/C4) | item306 | 1 | Nos | 2779 |  |  | Excess(+) | 1 | Full Conversion | INR | [40 empty] | #VALUE! | #VALUE! | #VALUE! | 2 | Construction of chamber for 100mm sluices valve | item3 | 10 | Nos
307 | 6305 (2RS1/C3) | item307 | 1 | Nos | 2651 |  |  | Excess(+) | 1 | Full Conversion | INR | [40 empty] | #VALUE! | #VALUE! | #VALUE! | 1.01 | Supplying, Conveying and fixing spls. Including eart | item1 | 123.223 | Nos
308 | 6306 (2RS1/C3) | item308 | 1 | Nos | 2803 |  |  | Excess(+) | 1 | Full Conversion | INR | [40 empty] | #VALUE! | #VALUE! | #VALUE! | 1.02 | Construction of chamber for 100mm sluice plates | item2 | 213 | Nos
309 | 6307 (2RS1/C3) | item309 | 1 | Nos | 3059 |  |  | Excess(+) | 1 | Full Conversion | INR | [40 empty] | #VALUE! | #VALUE! | #VALUE! | 2 | Construction of chamber for 100mm sluices valve | item3 | 10 | Nos
310 | 6308 (21/C3) | item310 | 1 | Nos | 3187 |  |  | Excess(+) | 1 | Full Conversion | INR | [40 empty] | #VALUE! | #VALUE! | #VALUE! | 3 | Supplying, Conveying and fixing spls. Including ea | item4 | 10 | Nos
311 | 6309 (2RS1/C3) | item311 | 1 | Nos | 3768 |  |  | Excess(+) | 1 | Full Conversion | INR | [40 empty] | #VALUE! | #VALUE! | #VALUE! | 1.02 | Construction of chamber for 100mm sluice plates | item2 | 213 | Nos
312 | 6310 (2RS1/C3) | item312 | 1 | Nos | 3801 |  |  | Excess(+) | 1 | Full Conversion | INR | [40 empty] | #VALUE! | #VALUE! | #VALUE! | 2 | Construction of chamber for 100mm sluices valve | item3 | 10 | Nos
313 | 6312 (2RS1/C3) | item313 | 1 | Nos | 4866 |  |  | Excess(+) | 1 | Full Conversion | INR | [40 empty] | #VALUE! | #VALUE! | #VALUE! | 3 | Supplying, Conveying and fixing spls. Including ea | item4 | 10 | Nos
314 | LE-20 | item314 | 1 | Nos | 3282 |  |  | Excess(+) | 1 | Full Conversion | INR | [40 empty] | #VALUE! | #VALUE! | #VALUE! | 1.01 | Supplying, Conveying and fixing spls. Including eart | item1 | 123.223 | Nos
315 | LE-30 | item315 | 1 | Nos | 4369 |  |  | Excess(+) | 1 | Full Conversion | INR | [40 empty] | #VALUE! | #VALUE! | #VALUE! | 1.02 | Construction of chamber for 100mm sluice plates | item2 | 213 | Nos
316 | 6205 ZZ | item316 | 1 | Nos | 726 |  |  | Excess(+) | 1 | Full Conversion | INR | [40 empty] | #VALUE! | #VALUE! | #VALUE! | 2 | Construction of chamber for 100mm sluices valve | item3 | 10 | Nos
317 | 6206 ZZ | item317 | 1 | Nos | 888 |  |  | Excess(+) | 1 | Full Conversion | INR | [40 empty] | #VALUE! | #VALUE! | #VALUE! | 3 | Supplying, Conveying and fixing spls. Including ea | item4 | 10 | Nos
318 | Supplying and installation of Plumber block bearing including dismantling of existing bearing as per specification. | item318 | [52 empty] | 1.01 | Supplying, Conveying and fixing spls. Including eart | item1 | 123.223 | Nos
319 | UCP 206 | item319 | 1 | Nos | 1916 |  |  | Excess(+) | 1 | Full Conversion | INR | [40 empty] | #VALUE! | #VALUE! | #VALUE! | 1.02 | Construction of chamber for 100mm sluice plates | item2 | 213 | Nos
320 | UCP 207 | item320 | 1 | Nos | 2146 |  |  | Excess(+) | 1 | Full Conversion | INR | [40 empty] | #VALUE! | #VALUE! | #VALUE! | 2 | Construction of chamber for 100mm sluices valve | item3 | 10 | Nos
321 | UCP 208 | item321 | 1 | Nos | 2325 |  |  | Excess(+) | 1 | Full Conversion | INR | [40 empty] | #VALUE! | #VALUE! | #VALUE! | 1.01 | Supplying, Conveying and fixing spls. Including eart | item1 | 123.223 | Nos
322 | UCP 209 | item322 | 1 | Nos | 2619 |  |  | Excess(+) | 1 | Full Conversion | INR | [40 empty] | #VALUE! | #VALUE! | #VALUE! | 1.02 | Construction of chamber for 100mm sluice plates | item2 | 213 | Nos
323 | UCP 210 | item323 | 1 | Nos | 3143 |  |  | Excess(+) | 1 | Full Conversion | INR | [40 empty] | #VALUE! | #VALUE! | #VALUE! | 2 | Construction of chamber for 100mm sluices valve | item3 | 10 | Nos
324 | UCP 207 NTN | item324 | 1 | Nos | 1063 |  |  | Excess(+) | 1 | Full Conversion | INR | [40 empty] | #VALUE! | #VALUE! | #VALUE! | 3 | Supplying, Conveying and fixing spls. Including ea | item4 | 10 | Nos
325 | Supplying and fixing taper-lock Pulleys including bush & key for AHU motor & blowers of following size including dismantling of defective pulley complete as required.( Make-Fenner/skf ) | item325 | [52 empty] | 1.02 | Construction of chamber for 100mm sluice plates | item2 | 213 | Nos
326 | Up to 71 x 2 SPA | item326 | 1 | Nos | 1366 |  |  | Excess(+) | 1 | Full Conversion | INR | [40 empty] | #VALUE! | #VALUE! | #VALUE! | 2 | Construction of chamber for 100mm sluices valve | item3 | 10 | Nos
327 | 75/80/85 x 2 SPA | item327 | 1 | Nos | 1489 |  |  | Excess(+) | 1 | Full Conversion | INR | [40 empty] | #VALUE! | #VALUE! | #VALUE! | 3 | Supplying, Conveying and fixing spls. Including ea | item4 | 10 | Nos
328 | 90/95 x 2 SPA | item328 | 1 | Nos | 1714 |  |  | Excess(+) | 1 | Full Conversion | INR | [40 empty] | #VALUE! | #VALUE! | #VALUE! | 1.01 | Supplying, Conveying and fixing spls. Including eart | item1 | 123.223 | Nos
329 | 100 /106x 2 SPA | item329 | 1 | Nos | 1933 |  |  | Excess(+) | 1 | Full Conversion | INR | [40 empty] | #VALUE! | #VALUE! | #VALUE! | 1.02 | Construction of chamber for 100mm sluice plates | item2 | 213 | Nos
330 | 112/118 x 2 SPA | item330 | 1 | Nos | 2048 |  |  | Excess(+) | 1 | Full Conversion | INR | [40 empty] | #VALUE! | #VALUE! | #VALUE! | 2 | Construction of chamber for 100mm sluices valve | item3 | 10 | Nos
331 | 125 x 2 SPA | item331 | 1 | Nos | 2195 |  |  | Excess(+) | 1 | Full Conversion | INR | [40 empty] | #VALUE! | #VALUE! | #VALUE! | 3 | Supplying, Conveying and fixing spls. Including ea | item4 | 10 | Nos
332 | 132 x 2 SPA | item332 | 1 | Nos | 2257 |  |  | Excess(+) | 1 | Full Conversion | INR | [40 empty] | #VALUE! | #VALUE! | #VALUE! | 1.01 | Supplying, Conveying and fixing spls. Including eart | item1 | 123.223 | Nos
333 | 140 x 2 SPA | item333 | 1 | Nos | 2628 |  |  | Excess(+) | 1 | Full Conversion | INR | [40 empty] | #VALUE! | #VALUE! | #VALUE! | 1.02 | Construction of chamber for 100mm sluice plates | item2 | 213 | Nos
334 | 170 x 2 SPA | item334 | 1 | Nos | 2694 |  |  | Excess(+) | 1 | Full Conversion | INR | [40 empty] | #VALUE! | #VALUE! | #VALUE! | 2 | Construction of chamber for 100mm sluices valve | item3 | 10 | Nos
335 | 190 x 2 SPA | item335 | 1 | Nos | 2947 |  |  | Excess(+) | 1 | Full Conversion | INR | [40 empty] | #VALUE! | #VALUE! | #VALUE! | 1.01 | Supplying, Conveying and fixing spls. Including eart | item1 | 123.223 | Nos
336 | 224 x 2 SPA | item336 | 1 | Nos | 3521 |  |  | Excess(+) | 1 | Full Conversion | INR | [40 empty] | #VALUE! | #VALUE! | #VALUE! | 1.02 | Construction of chamber for 100mm sluice plates | item2 | 213 | Nos
337 | Providing & fixing of three phase DOL starter Suitable for following size motor, 415 Volts, with single phase preventer, wideband coil, ammeter, ON-OFF Push button etc. complete as required. | item337 | [52 empty] | 2 | Construction of chamber for 100mm sluices valve | item3 | 10 | Nos
338 | Up to 5 H.P | item338 | 2 | No | 2783 |  |  | Excess(+) | 1 | Full Conversion | INR | [40 empty] | #VALUE! | #VALUE! | #VALUE! | 3 | Supplying, Conveying and fixing spls. Including ea | item4 | 10 | Nos
339 | 5.1 HP to 10 HP Capacity | item339 | 1 | No | 9739 |  |  | Excess(+) | 1 | Full Conversion | INR | [40 empty] | #VALUE! | #VALUE! | #VALUE! | 1.02 | Construction of chamber for 100mm sluice plates | item2 | 213 | Nos
340 | Making a brick masonry chambers following size in side with first class designation brick work in cement mortar 1:6 coarse sand duly plastered with frame of angle iron 35x35 x5 mm & top cover with 2 mm thick ms sheet fixed with handle i/c two coat painting as specified design complete as required. | item340 | [52 empty] | 2 | Construction of chamber for 100mm sluices valve | item3 | 10 | Nos
341 | 1000 x1000x 1200 mm | item341 | 1 | Job | 16508 |  |  | Excess(+) | 1 | Full Conversion | INR | [40 empty] | #VALUE! | #VALUE! | #VALUE! | 3 | Supplying, Conveying and fixing spls. Including ea | item4 | 10 | Nos
342 | 1500 x1500x 1200 mm | item342 | 1 | Job | 24762 |  |  | Excess(+) | 1 | Full Conversion | INR | [40 empty] | #VALUE! | #VALUE! | #VALUE! | 1.01 | Supplying, Conveying and fixing spls. Including eart | item1 | 123.223 | Nos
343 | Providing and fixing of MS sheet cover 2 mm/16 SWG thick on existing chamber of suitable size with angle iron frame size 35 x 35 x 5 mm, having MS handle including cutting, grouting, welding and painting complete as required. | item343 | [52 empty] | 1.02 | Construction of chamber for 100mm sluice plates | item2 | 213 | Nos
344 | size for up to 1.5 Sqm. | item344 | 1 | Job | 5119 |  |  | Excess(+) | 1 | Full Conversion | INR | [40 empty] | #VALUE! | #VALUE! | #VALUE! | 2 | Construction of chamber for 100mm sluices valve | item3 | 10 | Nos
345 | size for up to 1.6 to 2.5 Sqm | item345 | 1 | Job | 7678.5 |  |  | Excess(+) | 1 | Full Conversion | INR | [40 empty] | #VALUE! | #VALUE! | #VALUE! | 3 | Supplying, Conveying and fixing spls. Including ea | item4 | 10 | Nos
346 | Making wall opening up to 750 mm dia/Suitable in any type / thick of wall for pipe/duct etc and re-closing the opening with brick, sand, cement and plaster up to 20 mm i/c re-painting as per existing design/shape complete as required. | item346 | 2 | Job | 681 |  |  | Excess(+) | 1 | Full Conversion | INR | [40 empty] | #VALUE! | #VALUE! | #VALUE! | 1.01 | Supplying, Conveying and fixing spls. Including eart | item1 | 123.223 | Nos
347 | Providing, laying, testing, and commissioning of following size Un-armoured XLPE insulated Copper conductor power/control cable of following size on surface/recessed complete as required. | item347 | [52 empty] | 1.02 | Construction of chamber for 100mm sluice plates | item2 | 213 | Nos
348 | 3 Core x 1.5 Sq mm | item348 | 2 | Mtr | 71 |  |  | Excess(+) | 1 | Full Conversion | INR | [40 empty] | #VALUE! | #VALUE! | #VALUE! | 2 | Construction of chamber for 100mm sluices valve | item3 | 10 | Nos
349 | 3 Core x 2.5 Sq mm | item349 | 1 | Mtr | 107 |  |  | Excess(+) | 1 | Full Conversion | INR | [40 empty] | #VALUE! | #VALUE! | #VALUE! | 1.01 | Supplying, Conveying and fixing spls. Including eart | item1 | 123.223 | Nos
350 | 4 Core x 2.5 Sq mm | item350 | 2 | Mtr | 139 |  |  | Excess(+) | 1 | Full Conversion | INR | [40 empty] | #VALUE! | #VALUE! | #VALUE! | 1.02 | Construction of chamber for 100mm sluice plates | item2 | 213 | Nos
351 | 4 Core x 4.0 Sq mm | item351 | 2 | Mtr | 200 |  |  | Excess(+) | 1 | Full Conversion | INR | [40 empty] | #VALUE! | #VALUE! | #VALUE! | 2 | Construction of chamber for 100mm sluices valve | item3 | 10 | Nos
352 | 4 Core x 6.0 Sq mm | item352 | 1 | Mtr | 290 |  |  | Excess(+) | 1 | Full Conversion | INR | [40 empty] | #VALUE! | #VALUE! | #VALUE! | 3 | Supplying, Conveying and fixing spls. Including ea | item4 | 10 | Nos
353 | 4 Core x 10.0 Sq mm | item353 | 1 | Mtr | 454 |  |  | Excess(+) | 1 | Full Conversion | INR | [40 empty] | #VALUE! | #VALUE! | #VALUE! | 1.02 | Construction of chamber for 100mm sluice plates | item2 | 213 | Nos
354 | Supplying and drawing following sizes of FRLS PVC insulated copper conductor, single core cable in the existing surface/ recessed steel/ PVC conduit as required | item354 | [52 empty] | 2 | Construction of chamber for 100mm sluices valve | item3 | 10 | Nos
355 | 1 x 1.5 sq. mm | item355 | 1 | Mtr | 42 |  |  | Excess(+) | 1 | Full Conversion | INR | [40 empty] | #VALUE! | #VALUE! | #VALUE! | 3 | Supplying, Conveying and fixing spls. Including ea | item4 | 10 | Nos
356 | 2 x 1.5 sq. mm | item356 | 1 | Mtr | 64 |  |  | Excess(+) | 1 | Full Conversion | INR | [40 empty] | #VALUE! | #VALUE! | #VALUE! | 1.01 | Supplying, Conveying and fixing spls. Including eart | item1 | 123.223 | Nos
357 | 3 x 1.5 sq. mm | item357 | 1 | Mtr | 86 |  |  | Excess(+) | 1 | Full Conversion | INR | [40 empty] | #VALUE! | #VALUE! | #VALUE! | 1.02 | Construction of chamber for 100mm sluice plates | item2 | 213 | Nos
358 | 2 x 4 sq. mm | item358 | 1 | Mtr | 133 |  |  | Excess(+) | 1 | Full Conversion | INR | [40 empty] | #VALUE! | #VALUE! | #VALUE! | 2 | Construction of chamber for 100mm sluices valve | item3 | 10 | Nos
359 | 3 x 4 sq. mm | item359 | 1 | Mtr | 185 |  |  | Excess(+) | 1 | Full Conversion | INR | [40 empty] | #VALUE! | #VALUE! | #VALUE! | 3 | Supplying, Conveying and fixing spls. Including ea | item4 | 10 | Nos
360 | 4 x 4 sq. mm | item360 | 1 | Mtr | 247 |  |  | Excess(+) | 1 | Full Conversion | INR | [40 empty] | #VALUE! | #VALUE! | #VALUE! | 1.01 | Supplying, Conveying and fixing spls. Including eart | item1 | 123.223 | Nos
361 | 2 x 6 sq. mm | item361 | 1 | Mtr | 195 |  |  | Excess(+) | 1 | Full Conversion | INR | [40 empty] | #VALUE! | #VALUE! | #VALUE! | 1.02 | Construction of chamber for 100mm sluice plates | item2 | 213 | Nos
362 | 3 x 6 sq. mm | item362 | 1 | Mtr | 273 |  |  | Excess(+) | 1 | Full Conversion | INR | [40 empty] | #VALUE! | #VALUE! | #VALUE! | 2 | Construction of chamber for 100mm sluices valve | item3 | 10 | Nos
363 | 4 x 6 sq. mm | item363 | 1 | Mtr | 360 |  |  | Excess(+) | 1 | Full Conversion | INR | [40 empty] | #VALUE! | #VALUE! | #VALUE! | 1.01 | Supplying, Conveying and fixing spls. Including eart | item1 | 123.223 | Nos
364 | Supplying and fixing of following sizes of steel conduit along with accessories in surface/recess including painting in case of surface conduit, or cutting the wall and making good the same in case of recessed conduit as required | item364 | [52 empty] | 1.02 | Construction of chamber for 100mm sluice plates | item2 | 213 | Nos
365 | 20 mm | item365 | 1 | Mtr | 210 |  |  | Excess(+) | 1 | Full Conversion | INR | [40 empty] | #VALUE! | #VALUE! | #VALUE! | 2 | Construction of chamber for 100mm sluices valve | item3 | 10 | Nos
366 | 25 mm | item366 | 1 | Mtr | 239 |  |  | Excess(+) | 1 | Full Conversion | INR | [40 empty] | #VALUE! | #VALUE! | #VALUE! | 3 | Supplying, Conveying and fixing spls. Including ea | item4 | 10 | Nos
367 | Supplying and fixing of following sizes of medium class PVC conduit along with accessories in surface/recess including cutting the wall and making good the same in case of recessed conduit as required. | item367 | [52 empty] | 1.02 | Construction of chamber for 100mm sluice plates | item2 | 213 | Nos
368 | 20 mm | item368 | 1 | Mtr | 124 |  |  | Excess(+) | 1 | Full Conversion | INR | [40 empty] | #VALUE! | #VALUE! | #VALUE! | 2 | Construction of chamber for 100mm sluices valve | item3 | 10 | Nos
369 | 25 mm | item369 | 1 | Mtr | 138 |  |  | Excess(+) | 1 | Full Conversion | INR | [40 empty] | #VALUE! | #VALUE! | #VALUE! | 3 | Supplying, Conveying and fixing spls. Including ea | item4 | 10 | Nos
370 | Supplying and fixing metal box of following sizes (nominal size) on surface or in recess with suitable size of phenol laminated sheet cover in front including painting etc. as required. | item370 | [52 empty] | 1.01 | Supplying, Conveying and fixing spls. Including eart | item1 | 123.223 | Nos
371 | 100 mm X 100 mm X 60 mm deep | item371 | 1 | Each | 201 |  |  | Excess(+) | 1 | Full Conversion | INR | [40 empty] | #VALUE! | #VALUE! | #VALUE! | 1.02 | Construction of chamber for 100mm sluice plates | item2 | 213 | Nos
372 | 180 mm X 100 mm X 60 mm deep | item372 | 1 | Each | 233 |  |  | Excess(+) | 1 | Full Conversion | INR | [40 empty] | #VALUE! | #VALUE! | #VALUE! | 2 | Construction of chamber for 100mm sluices valve | item3 | 10 | Nos
373 | Supplying and fixing following modular switch/ socket on the existing modular plate & switch box including connections but excluding modular plate etc. as required. | item373 | [52 empty] | 3 | Supplying, Conveying and fixing spls. Including ea | item4 | 10 | Nos
374 | 5/6 A switch | item374 | 1 | Each | 99 |  |  | Excess(+) | 1 | Full Conversion | INR | [40 empty] | #VALUE! | #VALUE! | #VALUE! | 1.01 | Supplying, Conveying and fixing spls. Including eart | item1 | 123.223 | Nos
375 | 2 way 5/6 A switch | item375 | 1 | Each | 139 |  |  | Excess(+) | 1 | Full Conversion | INR | [40 empty] | #VALUE! | #VALUE! | #VALUE! | 1.02 | Construction of chamber for 100mm sluice plates | item2 | 213 | Nos
376 | 15/16 A switch | item376 | 1 | Each | 145 |  |  | Excess(+) | 1 | Full Conversion | INR | [40 empty] | #VALUE! | #VALUE! | #VALUE! | 2 | Construction of chamber for 100mm sluices valve | item3 | 10 | Nos
377 | 3 pin 5/6 A socket outlet | item377 | 1 | Each | 113 |  |  | Excess(+) | 1 | Full Conversion | INR | [40 empty] | #VALUE! | #VALUE! | #VALUE! | 1.01 | Supplying, Conveying and fixing spls. Including eart | item1 | 123.223 | Nos
378 | 6 pin 15/16 A socket outlet | item378 | 1 | Each | 182 |  |  | Excess(+) | 1 | Full Conversion | INR | [40 empty] | #VALUE! | #VALUE! | #VALUE! | 1.02 | Construction of chamber for 100mm sluice plates | item2 | 213 | Nos
379 | Supplying and fixing 5 A to 32 A rating, 240/415 V, 10 kA, "C" curve, miniature circuit breaker suitable for inductive load of following poles in the existing MCB DB complete with connections, testing and commissioning etc. as required. | item379 | [52 empty] | 2 | Construction of chamber for 100mm sluices valve | item3 | 10 | Nos
380 | Single pole | item380 | 1 | Nos | 236 |  |  | Excess(+) | 1 | Full Conversion | INR | [40 empty] | #VALUE! | #VALUE! | #VALUE! | 3 | Supplying, Conveying and fixing spls. Including ea | item4 | 10 | Nos
381 | Single pole and neutral | item381 | 1 | Nos | 537 |  |  | Excess(+) | 1 | Full Conversion | INR | [40 empty] | #VALUE! | #VALUE! | #VALUE! | 1.02 | Construction of chamber for 100mm sluice plates | item2 | 213 | Nos
382 | Triple pole | item382 | 1 | Nos | 895 |  |  | Excess(+) | 1 | Full Conversion | INR | [40 empty] | #VALUE! | #VALUE! | #VALUE! | 2 | Construction of chamber for 100mm sluices valve | item3 | 10 | Nos
383 | Triple pole and neutral | item383 | 1 | Nos | 1089 |  |  | Excess(+) | 1 | Full Conversion | INR | [40 empty] | #VALUE! | #VALUE! | #VALUE! | 3 | Supplying, Conveying and fixing spls. Including ea | item4 | 10 | Nos
384 | Laying of one number PVC insulated and PVC sheathed / XLPE power cable of 1.1 KV grade , Up to 35 sq. mm | item384 | [52 empty] | 1.01 | Supplying, Conveying and fixing spls. Including eart | item1 | 123.223 | Nos
385 | Direct in ground including excavation, sand cushioning, protective covering and refilling the trench etc as required. | item385 | 1 | Mtr | 368 |  |  | Excess(+) | 1 | Full Conversion | INR | [40 empty] | #VALUE! | #VALUE! | #VALUE! | 1.02 | Construction of chamber for 100mm sluice plates | item2 | 213 | Nos
386 | In the existing RCC/HUME/METAL pipe as required. | item386 | 1 | Mtr | 38 |  |  | Excess(+) | 1 | Full Conversion | INR | [40 empty] | #VALUE! | #VALUE! | #VALUE! | 2 | Construction of chamber for 100mm sluices valve | item3 | 10 | Nos
387 | in the existing masonry open duct as required | item387 | 1 | Mtr | 29 |  |  | Excess(+) | 1 | Full Conversion | INR | [40 empty] | #VALUE! | #VALUE! | #VALUE! | 3 | Supplying, Conveying and fixing spls. Including ea | item4 | 10 | Nos
388 | on wall surface as required with MS clamp | item388 | 1 | Mtr | 53 |  |  | Excess(+) | 1 | Full Conversion | INR | [40 empty] | #VALUE! | #VALUE! | #VALUE! | 1.01 | Supplying, Conveying and fixing spls. Including eart | item1 | 123.223 | Nos
389 | Supply and installation UPVC mini trunking (casing-capping) & flexible conduit of following size white-system with independent cover- without central part etc as reqd | item389 | [52 empty] | 1.02 | Construction of chamber for 100mm sluice plates | item2 | 213 | Nos
390 | Flexi Conduit 20 mm | item390 | 4 | Mtr | 39 |  |  | Excess(+) | 1 | Full Conversion | INR | [40 empty] | #VALUE! | #VALUE! | #VALUE! | 2 | Construction of chamber for 100mm sluices valve | item3 | 10 | Nos
391 | UPVC trunking 20mm x 12mm | item391 | 4 | Mtr | 78 |  |  | Excess(+) | 1 | Full Conversion | INR | [40 empty] | #VALUE! | #VALUE! | #VALUE! | 1.01 | Supplying, Conveying and fixing spls. Including eart | item1 | 123.223 | Nos
392 | Painting with synthetic enamel paint of approved brand and manufacture of required colour to give an even shade. wo or more coats on new work over an under coat of suitable shade with ordinary paint of approved brand and manufacture. | item392 | 2 | SqM | 194 |  |  | Excess(+) | 1 | Full Conversion | INR | [40 empty] | #VALUE! | #VALUE! | #VALUE! | 1.02 | Construction of chamber for 100mm sluice plates | item2 | 213 | Nos
393 | Distempering with oil bound washable distemper of approved brand and manufacture to give an even shade : New work (two or more coats) over and including water thinnable priming coat with cement primer | item393 | 2 | SqM | 168 |  |  | Excess(+) | 1 | Full Conversion | INR | [40 empty] | #VALUE! | #VALUE! | #VALUE! | 2 | Construction of chamber for 100mm sluices valve | item3 | 10 | Nos
394 | Providing and laying in position cement concrete of specified grade excluding the cost of centring and shuttering - All work up to plinth level. 1:5:10 (1 cement : 5 coarse sand (zone-III): 10 graded stone aggregate 40 mm nominal size) | item394 | 1 | CuM | 5694 |  |  | Excess(+) | 1 | Full Conversion | INR | [40 empty] | #VALUE! | #VALUE! | #VALUE! | 3 | Supplying, Conveying and fixing spls. Including ea | item4 | 10 | Nos
395 | Demolishing brick work i/c stacking of serviceable mat. within 50 mtrs lead. In cement mortar.(15.7.4) dsr code | item395 | 1 | CuM | 1795 |  |  | Excess(+) | 1 | Full Conversion | INR | [40 empty] | #VALUE! | #VALUE! | #VALUE! | 1.02 | Construction of chamber for 100mm sluice plates | item2 | 213 | Nos
396 | 15 mm cement plaster on the rough side of single or half brick wall of mix | item396 | [52 empty] | 2 | Construction of chamber for 100mm sluices valve | item3 | 10 | Nos
397 | 1:4 (1 cement: 4 fine sand) | item397 | 1 | SqM | 339 |  |  | Excess(+) | 1 | Full Conversion | INR | [40 empty] | #VALUE! | #VALUE! | #VALUE! | 3 | Supplying, Conveying and fixing spls. Including ea | item4 | 10 | Nos
398 | Pointing on brick flooring with cement mortar 1:3 ( 1 cement : 3 fine sand ) Ruled pointing. | item398 | 1 | SqM | 220 |  |  | Excess(+) | 1 | Full Conversion | INR | [40 empty] | #VALUE! | #VALUE! | #VALUE! | 1.01 | Supplying, Conveying and fixing spls. Including eart | item1 | 123.223 | Nos
399 | Brick on edge flooring with bricks of class designation 75 i/c cement slurry etc complete in cement mortar with F.P.S bricks 1:6 (1 cement:6 coarse sand.) | item399 | 1 | SqM | 874 |  |  | Excess(+) | 1 | Full Conversion | INR | [40 empty] | #VALUE! | #VALUE! | #VALUE! | 1.02 | Construction of chamber for 100mm sluice plates | item2 | 213 | Nos
400 | Cutting road and making good the same i/c supply of extra quantities of materials i.e. egg., mooram screening, red bajri and labour req. | item400 | [52 empty] | 2 | Construction of chamber for 100mm sluices valve | item3 | 10 | Nos
401 | Water bound macadam | item401 | 1 | CuM | 2697 |  |  | Excess(+) | 1 | Full Conversion | INR | [40 empty] | #VALUE! | #VALUE! | #VALUE! | 3 | Supplying, Conveying and fixing spls. Including ea | item4 | 10 | Nos
402 | Excavating trenches of required with for pipes, cables etc including excavation for sockets, dressings of sides, bottoms, depth up to 1.5 mtr including getting out the excavated ramming of soil, and then returning the soil as required in layers not excav | item402 | [52 empty] | 1.01 | Supplying, Conveying and fixing spls. Including eart | item1 | 123.223 | Nos
403 | Pipes, cables, etc exceeding 80 mm dia.but not exceeding 300 mm dia. | item403 | 1 | Mtr | 417 |  |  | Excess(+) | 1 | Full Conversion | INR | [40 empty] | #VALUE! | #VALUE! | #VALUE! | 1.02 | Construction of chamber for 100mm sluice plates | item2 | 213 | Nos
404 | Pipes, cables, etc exceeding 300 mm dia.but not exceeding 600 mm dia. | item404 | 1 | Mtr | 652 |  |  | Excess(+) | 1 | Full Conversion | INR | [40 empty] | #VALUE! | #VALUE! | #VALUE! | 2 | Construction of chamber for 100mm sluices valve | item3 | 10 | Nos
405 | Providing and fixing double scaffolding system (cup lock type) on the exterior side of building/structure, above ground level, including additional rows of scaffolding in stepped manner as per requirement of site, made with 40mm dia M.S. tube, placed 1.5 meter centre to centre, horizontal & vertical tubes joint with cup & lock system with M.S. Tubes, M.S. tube challis, M.S. clamps and staircase system in the scaffolding for working platform etc.complete as per directions and approval of Engineer-in-charge. | item405 | 1 | SqM | 288 |  |  | Excess(+) | 1 | Full Conversion | INR | [40 empty] | #VALUE! | #VALUE! | #VALUE! | 1.01 | Supplying, Conveying and fixing spls. Including eart | item1 | 123.223 | Nos
406 | Structural steel work riveted, bolted or welded in built up sections, trusses and framed work, including cutting, hoisting, fixing in position and applying a priming coat of approved steel primer all complete. | item406 | 10 | Kg | 105 |  |  | Excess(+) | 1 | Full Conversion | INR | [40 empty] | #VALUE! | #VALUE! | #VALUE! | 1.02 | Construction of chamber for 100mm sluice plates | item2 | 213 | Nos
407 | Dismantling of cooling tower for removing of existing fills and depositing at the required place instructed by Engineer In charge complete as reqd (up to 150 TR CT) | item407 | 1 | Jobs | 8000 |  |  | Excess(+) | 1 | Full Conversion | INR | [40 empty] | #VALUE! | #VALUE! | #VALUE! | 2 | Construction of chamber for 100mm sluices valve | item3 | 10 | Nos
408 | Complete cleaning of FRP Basin & cooling tower by chemical etc complete as reqd. (up to 150 TR CT) | item408 | 1 | Jobs | 6000 |  |  | Excess(+) | 1 | Full Conversion | INR | [40 empty] | #VALUE! | #VALUE! | #VALUE! | 3 | Supplying, Conveying and fixing spls. Including ea | item4 | 10 | Nos
409 | Providing & Fixing of PVC fills of size 600x300x150mm as in existing cooling tower capable required capacity, Bell make, Model No.FD2018S complete as reqd. (Mihir Make or equivalent). | item409 | 1 | Nos | 350 |  |  | Excess(+) | 1 | Full Conversion | INR | [40 empty] | #VALUE! | #VALUE! | #VALUE! | 1.02 | Construction of chamber for 100mm sluice plates | item2 | 213 | Nos
410 | Providing & Fixing of PVC drift eliminator in existing cooling tower as per required capacity, Bell make, Model No. FD2018S/Equiv.. complete as reqd. | item410 | 1 | Nos | 1098 |  |  | Excess(+) | 1 | Full Conversion | INR | [40 empty] | #VALUE! | #VALUE! | #VALUE! | 2 | Construction of chamber for 100mm sluices valve | item3 | 10 | Nos
411 | Complete Re-assembling of cooling tower i/c testing & re- commissioning with painting on the rusted parts. (up to 150 TR CT) | item411 | 1 | Jobs | 12000 |  |  | Excess(+) | 1 | Full Conversion | INR | [40 empty] | #VALUE! | #VALUE! | #VALUE! | 3 | Supplying, Conveying and fixing spls. Including ea | item4 | 10 | Nos
412 | Supply installation testing and commissioning of water strainer for softener distribution of make Ion Exchange or its equivalent. Including replacement of old and defective water strainer complete as required. | item412 | [52 empty] | 1.01 | Supplying, Conveying and fixing spls. Including eart | item1 | 123.223 | Nos
413 | Tube size 4 inch | item413 | 1 | Nos. | 3342 |  |  | Excess(+) | 1 | Full Conversion | INR | [40 empty] | #VALUE! | #VALUE! | #VALUE! | 1.02 | Construction of chamber for 100mm sluice plates | item2 | 213 | Nos
414 | Servicing and cleaning of water spray nozzles i/c opening & re-filling i/c replacement of gasket etc. complete as reqd. | item414 | 1 | Nos | 50 |  |  | Excess(+) | 1 | Full Conversion | INR | [40 empty] | #VALUE! | #VALUE! | #VALUE! | 2 | Construction of chamber for 100mm sluices valve | item3 | 10 | Nos
415 | Dismantling and Cleaning of FRP type twin cell water softener i/c connecting pipes and valves etc. | item415 | 1 | Jobs | 2500 |  |  | Excess(+) | 1 | Full Conversion | INR | [40 empty] | #VALUE! | #VALUE! | #VALUE! | 3 | Supplying, Conveying and fixing spls. Including ea | item4 | 10 | Nos
416 | Re-assembling of FRP type twin cell water softener i/c testing & re- commissioning with necessary fittings. | item416 | 1 | Jobs | 3500 |  |  | Excess(+) | 1 | Full Conversion | INR | [40 empty] | #VALUE! | #VALUE! | #VALUE! | 1.01 | Supplying, Conveying and fixing spls. Including eart | item1 | 123.223 | Nos
417 | Rewinding of burnt three phase electric motor (AHU/TFA/Pump/CT Motor) of following capacity i/c dismantling & re-fixing from position, the supply of copper winding wire (Milan make ) old burnt wire shall be retained by the contactor, cleaning, greasing, re-varnishing, enamel painting/epoxy coating, assembly fitting alignment, testing, & commissioning of motor etc. complete as reqd. Rate includes to & fro cartage from site to workshop. | item417 | [52 empty] | 1.02 | Construction of chamber for 100mm sluice plates | item2 | 213 | Nos
418 | Up to 1.9 HP | item418 | 1 | Job | 4580 |  |  | Excess(+) | 1 | Full Conversion | INR | [40 empty] | #VALUE! | #VALUE! | #VALUE! | 2 | Construction of chamber for 100mm sluices valve | item3 | 10 | Nos
419 | 2 to 4.5 HP | item419 | 2 | Job | 6538 |  |  | Excess(+) | 1 | Full Conversion | INR | [40 empty] | #VALUE! | #VALUE! | #VALUE! | 1.01 | Supplying, Conveying and fixing spls. Including eart | item1 | 123.223 | Nos
420 | 5 to 10 HP | item420 | 2 | Job | 8949 |  |  | Excess(+) | 1 | Full Conversion | INR | [40 empty] | #VALUE! | #VALUE! | #VALUE! | 1.02 | Construction of chamber for 100mm sluice plates | item2 | 213 | Nos
421 | 12 to 19 HP | item421 | 1 | Job | 13417 |  |  | Excess(+) | 1 | Full Conversion | INR | [40 empty] | #VALUE! | #VALUE! | #VALUE! | 2 | Construction of chamber for 100mm sluices valve | item3 | 10 | Nos
422 | 20 to 30 HP | item422 | 1 | Job | 25135 |  |  | Excess(+) | 1 | Full Conversion | INR | [40 empty] | #VALUE! | #VALUE! | #VALUE! | 3 | Supplying, Conveying and fixing spls. Including ea | item4 | 10 | Nos
423 | 40/45/50 HP | item423 | 1 | Job | 31047 |  |  | Excess(+) | 1 | Full Conversion | INR | [40 empty] | #VALUE! | #VALUE! | #VALUE! | 1.02 | Construction of chamber for 100mm sluice plates | item2 | 213 | Nos
424 | 60HP | item424 | 1 | Job | 35273 |  |  | Excess(+) | 1 | Full Conversion | INR | [40 empty] | #VALUE! | #VALUE! | #VALUE! | 2 | Construction of chamber for 100mm sluices valve | item3 | 10 | Nos
425 | 75 HP | item425 | 1 | Job | 39881 |  |  | Excess(+) | 1 | Full Conversion | INR | [40 empty] | #VALUE! | #VALUE! | #VALUE! | 3 | Supplying, Conveying and fixing spls. Including ea | item4 | 10 | Nos
426 | Servicing and repairing of three phase electric motor of (AHU /TFA/Pump/CT Motor/fume hood blower) of following capacity i/c remateling, turning, machining of motor/blower/pump shaft, bearing house (end cover), mechanical seal, bush, sleeve etc. i/c dismantling & re-fixing from position, cleaning, greasing, re-varnishing, enamel painting /epoxy coating, assembly fitting alignment, testing, & commissioning of motor etc. complete as reqd. Rate includes to & fro cartage from site to workshop. | item426 | [52 empty] | 1.01 | Supplying, Conveying and fixing spls. Including eart | item1 | 123.223 | Nos
427 | Up to 5 HP motor | item427 | 1 | Job | 3622 |  |  | Excess(+) | 1 | Full Conversion | INR | [40 empty] | #VALUE! | #VALUE! | #VALUE! | 1.02 | Construction of chamber for 100mm sluice plates | item2 | 213 | Nos
428 | 5.1 to 12.5 HP motor | item428 | 1 | Job | 4643 |  |  | Excess(+) | 1 | Full Conversion | INR | [40 empty] | #VALUE! | #VALUE! | #VALUE! | 2 | Construction of chamber for 100mm sluices valve | item3 | 10 | Nos
429 | 12 to 19 HP | item429 | 1 | Job | 5600 |  |  | Excess(+) | 1 | Full Conversion | INR | [40 empty] | #VALUE! | #VALUE! | #VALUE! | 3 | Supplying, Conveying and fixing spls. Including ea | item4 | 10 | Nos
430 | 20 to 30 HP | item430 | 1 | Job | 6500 |  |  | Excess(+) | 1 | Full Conversion | INR | [40 empty] | #VALUE! | #VALUE! | #VALUE! | 1.01 | Supplying, Conveying and fixing spls. Including eart | item1 | 123.223 | Nos
431 | Supply and fixing of following size synthetic (non woven type) box type 90% down to 10 micron AHU Pre filter including dismantling and deposition existing filter. Note:- Actual filter size shall be as per existing AHU filter & up to +/- 5% variation in size will be considered. | item431 | [52 empty] | 1.02 | Construction of chamber for 100mm sluice plates | item2 | 213 | Nos
432 | 550 mm x 550 mm x 25 mm | item432 | 1 | Nos | 976 |  |  | Excess(+) | 1 | Full Conversion | INR | [40 empty] | #VALUE! | #VALUE! | #VALUE! | 2 | Construction of chamber for 100mm sluices valve | item3 | 10 | Nos
433 | 460 mm x 480 mm x 50 mm | item433 | 1 | Nos | 924 |  |  | Excess(+) | 1 | Full Conversion | INR | [40 empty] | #VALUE! | #VALUE! | #VALUE! | 1.01 | Supplying, Conveying and fixing spls. Including eart | item1 | 123.223 | Nos
434 | 530 mm x 480 mm x 25 mm | item434 | 1 | Nos | 924 |  |  | Excess(+) | 1 | Full Conversion | INR | [40 empty] | #VALUE! | #VALUE! | #VALUE! | 1.02 | Construction of chamber for 100mm sluice plates | item2 | 213 | Nos
435 | 495/500 mm x 430 mm x 50 mm | item435 | 1 | Nos | 1260 |  |  | Excess(+) | 1 | Full Conversion | INR | [40 empty] | #VALUE! | #VALUE! | #VALUE! | 2 | Construction of chamber for 100mm sluices valve | item3 | 10 | Nos
436 | 475/480 mm x 495/500 mm x 25 mm | item436 | 1 | Nos | 924 |  |  | Excess(+) | 1 | Full Conversion | INR | [40 empty] | #VALUE! | #VALUE! | #VALUE! | 3 | Supplying, Conveying and fixing spls. Including ea | item4 | 10 | Nos
437 | 610 mm x610 mm x 50 mm | item437 | 1 | Nos | 1281 |  |  | Excess(+) | 1 | Full Conversion | INR | [40 empty] | #VALUE! | #VALUE! | #VALUE! | 1.02 | Construction of chamber for 100mm sluice plates | item2 | 213 | Nos
438 | 550/600 mm x 550 mm x 50mm | item438 | 1 | Nos | 1192 |  |  | Excess(+) | 1 | Full Conversion | INR | [40 empty] | #VALUE! | #VALUE! | #VALUE! | 2 | Construction of chamber for 100mm sluices valve | item3 | 10 | Nos
439 | Tracing and repairing of Under ground chilled water pipeline point leakage i/c cutting & dismantling of pipeline with grinder/welding machine/gas cutter for drain out the water and making good after leakage repairing i/c re-filling of water in pipe line size from 20 mm to 400 mm dia including isolation of defective pipeline, valve operation, testing & commissioning etc. as required. | item439 | [52 empty] | 3 | Supplying, Conveying and fixing spls. Including ea | item4 | 10 | Nos
440 | Up to 200 mm | item440 | 2 | Job | 9232 |  |  | Excess(+) | 1 | Full Conversion | INR | [40 empty] | #VALUE! | #VALUE! | #VALUE! | 1.01 | Supplying, Conveying and fixing spls. Including eart | item1 | 123.223 | Nos
441 | 201 mm to 400 mm | item441 | 1 | Job | 12954 |  |  | Excess(+) | 1 | Full Conversion | INR | [40 empty] | #VALUE! | #VALUE! | #VALUE! | 1.02 | Construction of chamber for 100mm sluice plates | item2 | 213 | Nos
442 | Tracing and repairing of AHU copper coil leakage i/c cutting & dismantling of pipe & fins with grinder/welding machine/gas cutter for drain out and repairing of leakage i/c plugging off coil/ bay-pass of coil etc and testing after leak repair complete as required. | item442 | 1 | Job | 2017 |  |  | Excess(+) | 1 | Full Conversion | INR | [40 empty] | #VALUE! | #VALUE! | #VALUE! | 2 | Construction of chamber for 100mm sluices valve | item3 | 10 | Nos
443 | Supply, Installation, Testing and Commissioning of variable frequency drives for the above mentions Air Handling Unit. Variable frequency drives shall be provided with necessary sensors, transmitters and complete with control wiring in all respect as required and as per specs. The drives shall be suitable for the following motor rating. VFDs shall be housed in VFD Panels. | item443 | [52 empty] | 3 | Supplying, Conveying and fixing spls. Including ea | item4 | 10 | Nos
444 | 1.5 KW (FC-51 Series) Danfoss or equivalent. | item444 | 1 | No | 15976 |  |  | Excess(+) | 1 | Full Conversion | INR | [40 empty] | #VALUE! | #VALUE! | #VALUE! | 1.01 | Supplying, Conveying and fixing spls. Including eart | item1 | 123.223 | Nos
445 | 2.2 KW (FC-51 Series) Danfoss or equivalent. | item445 | 1 | No | 20245 |  |  | Excess(+) | 1 | Full Conversion | INR | [40 empty] | #VALUE! | #VALUE! | #VALUE! | 1.02 | Construction of chamber for 100mm sluice plates | item2 | 213 | Nos
446 | SITC of Variable frequency drive(VFD) of model no.FC-102/ Equivalent, with IP20, H2 RFI filter of make Danfoss/equivalent & Resistive Temperature Device (RTD) Make- Omricon/ equivalent along with necessary Control/communication wiring in flexible conduit in suitable wooden board along with necessary, insulated metal cover as req. etc in with following specifications complete as required | item446 | [52 empty] | 2 | Construction of chamber for 100mm sluices valve | item3 | 10 | Nos
447 | 1.5 Kw/Higher (FC-102 Series) Danfoss or equivalent. | item447 | 1 | Nos | 54825 |  |  | Excess(+) | 1 | Full Conversion | INR | [40 empty] | #VALUE! | #VALUE! | #VALUE! | 1.01 | Supplying, Conveying and fixing spls. Including eart | item1 | 123.223 | Nos
448 | 2.2 Kw/Higher (FC-102 Series) Danfoss or equivalent. | item448 | 1 | Nos | 62808 |  |  | Excess(+) | 1 | Full Conversion | INR | [40 empty] | #VALUE! | #VALUE! | #VALUE! | 1.02 | Construction of chamber for 100mm sluice plates | item2 | 213 | Nos
449 | 4.0 Kw/Higher (FC-102 Series) Danfoss or equivalent. | item449 | 1 | Nos | 69405 |  |  | Excess(+) | 1 | Full Conversion | INR | [40 empty] | #VALUE! | #VALUE! | #VALUE! | 2 | Construction of chamber for 100mm sluices valve | item3 | 10 | Nos
450 | 5.5 Kw/Higher (FC-102 Series) Danfoss or equivalent. | item450 | 1 | Nos | 77564 |  |  | Excess(+) | 1 | Full Conversion | INR | [40 empty] | #VALUE! | #VALUE! | #VALUE! | 3 | Supplying, Conveying and fixing spls. Including ea | item4 | 10 | Nos
451 | 7.5 Kw/Higher (FC-102 Series) Danfoss or equivalent. | item451 | 1 | Nos | 85002 |  |  | Excess(+) | 1 | Full Conversion | INR | [40 empty] | #VALUE! | #VALUE! | #VALUE! | 1.02 | Construction of chamber for 100mm sluice plates | item2 | 213 | Nos
452 | providing and fixing of Fan cover in three phase electric motor of (AHU /TFA/Pump/CT Motor) of following capacity | item452 | [52 empty] | 2 | Construction of chamber for 100mm sluices valve | item3 | 10 | Nos
453 | Up to 5 HP motor | item453 | 1 | Job | 600 |  |  | Excess(+) | 1 | Full Conversion | INR | [40 empty] | #VALUE! | #VALUE! | #VALUE! | 3 | Supplying, Conveying and fixing spls. Including ea | item4 | 10 | Nos
454 | 5.1 to 15 HP motor | item454 | 1 | Job | 799 |  |  | Excess(+) | 1 | Full Conversion | INR | [40 empty] | #VALUE! | #VALUE! | #VALUE! | 1.01 | Supplying, Conveying and fixing spls. Including eart | item1 | 123.223 | Nos
455 | 16 to 25 HP | item455 | 1 | Job | 1188 |  |  | Excess(+) | 1 | Full Conversion | INR | [40 empty] | #VALUE! | #VALUE! | #VALUE! | 1.02 | Construction of chamber for 100mm sluice plates | item2 | 213 | Nos
456 | providing and fixing of heavy duty PVC/MS Cooling Fan in three phase electric motor of (AHU /TFA/Pump/CT Motor) of following capacity . | item456 | [52 empty] | 2 | Construction of chamber for 100mm sluices valve | item3 | 10 | Nos
457 | Up to 5 HP motor | item457 | 1 | Job | 281 |  |  | Excess(+) | 1 | Full Conversion | INR | [40 empty] | #VALUE! | #VALUE! | #VALUE! | 3 | Supplying, Conveying and fixing spls. Including ea | item4 | 10 | Nos
458 | 5.1 to 15 HP motor | item458 | 1 | Job | 543 |  |  | Excess(+) | 1 | Full Conversion | INR | [40 empty] | #VALUE! | #VALUE! | #VALUE! | 1.01 | Supplying, Conveying and fixing spls. Including eart | item1 | 123.223 | Nos
459 | 16 to 25 HP | item459 | 1 | Job | 805 |  |  | Excess(+) | 1 | Full Conversion | INR | [40 empty] | #VALUE! | #VALUE! | #VALUE! | 1.02 | Construction of chamber for 100mm sluice plates | item2 | 213 | Nos
460 | providing and fixing of Aluminium casted cooling tower fan blade as existing with Fan hub, nut-bolts, fan clamp etc. including fan dismantling & re-fixing of existing fan, dynamic balancing of fan-blade in size 30"/36"/48"/60" or as existing fan-blade size. | item460 | [52 empty] | 2 | Construction of chamber for 100mm sluices valve | item3 | 10 | Nos
461 | Upto5Hp motor & SizexNos= 3'/4'&4x6 Nos | item461 | 1 | Set | 9519 |  |  | Excess(+) | 1 | Full Conversion | INR | [40 empty] | #VALUE! | #VALUE! | #VALUE! | 1.01 | Supplying, Conveying and fixing spls. Including eart | item1 | 123.223 | Nos
462 | 5.1Hp to 10 Hp motor & SizexNos= 3/4/5 ft &4/6 Nos | item462 | 1 | Set | 13313 |  |  | Excess(+) | 1 | Full Conversion | INR | [40 empty] | #VALUE! | #VALUE! | #VALUE! | 1.02 | Construction of chamber for 100mm sluice plates | item2 | 213 | Nos
463 | 10.1Hp to 25 Hp motor & SizexNos= 3/4/5 ft & 4/6 Nos | item463 | 1 | Set | 15843 |  |  | Excess(+) | 1 | Full Conversion | INR | [40 empty] | #VALUE! | #VALUE! | #VALUE! | 2 | Construction of chamber for 100mm sluices valve | item3 | 10 | Nos
464 | complete repairing of vertical type gear box of 20 HP, cooling tower fan motor including opening, dismantling of gear box, cleaning by petrol/Diesel, removing stucked gears/shaft by hydraulic machine and refixing as same after repairs, shaft , remateling, turning, machining grinding, alignment, as per std. size, repairing all bearing housing in gear box body, replacement of defective spares including gears, shaft, oil seal, packing, gasket, nut-bolts, assembly fitting, testing complete as reqd, with cartage (too & fro). | item464 | 1 | Job | 40500 |  |  | Excess(+) | 1 | Full Conversion | INR | [40 empty] | #VALUE! | #VALUE! | #VALUE! | 3 | Supplying, Conveying and fixing spls. Including ea | item4 | 10 | Nos
465 | Providing & fixing of splash Cap nozzle for cooling tower distribution pipe used for dispersion of water in cooling tower i/c dismantling of existing nozzles etc. | item465 | 1 | No | 55 |  |  | Excess(+) | 1 | Full Conversion | INR | [40 empty] | #VALUE! | #VALUE! | #VALUE! | 1.02 | Construction of chamber for 100mm sluice plates | item2 | 213 | Nos
466 | Providing & fixing of End Cap for cooling tower distribution pipe used for i/c dismantling of existing end cap and up to size 100 mm etc. | item466 | 1 | No | 61 |  |  | Excess(+) | 1 | Full Conversion | INR | [40 empty] | #VALUE! | #VALUE! | #VALUE! | 2 | Construction of chamber for 100mm sluices valve | item3 | 10 | Nos
467 | Repairing of leakage in cooling tower i.e. main header PVC header line, FRP panel, base, PVC-MS pipe connection etc complete as required. | item467 | 1 | Job | 4163 |  |  | Excess(+) | 1 | Full Conversion | INR | [40 empty] | #VALUE! | #VALUE! | #VALUE! | 3 | Supplying, Conveying and fixing spls. Including ea | item4 | 10 | Nos
468 | Repairing of up to 200 Amp electrical panel including fault finding, testing & checking of all terminals, replacement of defective connectors, cable terminals, gland, lugs, defective wire, indicator, push buttons, door lock, cleaning of panel, tighten of all joins etc. complete as required. | item468 | 1 | No | 2566 |  |  | Excess(+) | 1 | Full Conversion | INR | [40 empty] | #VALUE! | #VALUE! | #VALUE! | 1.01 | Supplying, Conveying and fixing spls. Including eart | item1 | 123.223 | Nos
469 | Supply and fixing of 3 pole power contactors with NO-NC auxiliary contacts for motor starter i/c connection, wiring, control wiring, removing existing etc. complete as required. Up | item469 | [52 empty] | 1.02 | Construction of chamber for 100mm sluice plates | item2 | 213 | Nos
470 | Up to 20Amp/10Hp motor | item470 | 1 | No | 1628 |  |  | Excess(+) | 1 | Full Conversion | INR | [40 empty] | #VALUE! | #VALUE! | #VALUE! | 2 | Construction of chamber for 100mm sluices valve | item3 | 10 | Nos
471 | Up to 40Amp/20Hp motor | item471 | 1 | No | 4711 |  |  | Excess(+) | 1 | Full Conversion | INR | [40 empty] | #VALUE! | #VALUE! | #VALUE! | 3 | Supplying, Conveying and fixing spls. Including ea | item4 | 10 | Nos
472 | Supply and fixing of single phase preventer Minlac VSP D2 i/c connection, wiring, control wiring, removing existing etc. complete as required. | item472 | 1 | No | 1303 |  |  | Excess(+) | 1 | Full Conversion | INR | [40 empty] | #VALUE! | #VALUE! | #VALUE! | 1.01 | Supplying, Conveying and fixing spls. Including eart | item1 | 123.223 | Nos
473 | Repairing of up to 7.5HP re-circulating chilled/condenser water pumps i/c dismantling & re-fixing at position, i/c machining of shaft re-metalling & straightening, sleeve, bush, bearing housing etc. new shaft, pump impeller, mechanical seal, oil seal, pump coupling etc. complete a required. | item473 | 1 | Job | 3146 |  |  | Excess(+) | 1 | Full Conversion | INR | [40 empty] | #VALUE! | #VALUE! | #VALUE! | 1.02 | Construction of chamber for 100mm sluice plates | item2 | 213 | Nos
474 | Supplying, fixing, testing and commissioning of following Non-Return valves in the chilled/condenser water line duly insulated on CHW line to the same specifications as the connected piping and adequately supported as per specifications | item474 | [52 empty] | 2 | Construction of chamber for 100mm sluices valve | item3 | 10 | Nos
475 | 250 mm (NRV) | item475 | 1 | Nos | 25760 |  |  | Excess(+) | 1 | Full Conversion | INR | [40 empty] | #VALUE! | #VALUE! | #VALUE! | 1.01 | Supplying, Conveying and fixing spls. Including eart | item1 | 123.223 | Nos
476 | 200 mm (NRV) | item476 | 1 | Nos | 12280 |  |  | Excess(+) | 1 | Full Conversion | INR | [40 empty] | #VALUE! | #VALUE! | #VALUE! | 1.02 | Construction of chamber for 100mm sluice plates | item2 | 213 | Nos
477 | 100 mm (NRV) | item477 | 1 | Nos | 5073 |  |  | Excess(+) | 1 | Full Conversion | INR | [40 empty] | #VALUE! | #VALUE! | #VALUE! | 2 | Construction of chamber for 100mm sluices valve | item3 | 10 | Nos
478 | Supply & charging of refrigerants from chillers/VRF/PAC etc, including charging port, gauge etc. | item478 | [52 empty] | 3 | Supplying, Conveying and fixing spls. Including ea | item4 | 10 | Nos
479 | R-134A | item479 | 2 | Kg | 637 |  |  | Excess(+) | 1 | Full Conversion | INR | [40 empty] | #VALUE! | #VALUE! | #VALUE! | 1.02 | Construction of chamber for 100mm sluice plates | item2 | 213 | Nos
480 | R-410 | item480 | 1 | Kg | 729 |  |  | Excess(+) | 1 | Full Conversion | INR | [40 empty] | #VALUE! | #VALUE! | #VALUE! | 2 | Construction of chamber for 100mm sluices valve | item3 | 10 | Nos
481 | R-22 | item481 | 1 | Kg | 729 |  |  | Excess(+) | 1 | Full Conversion | INR | [40 empty] | #VALUE! | #VALUE! | #VALUE! | 3 | Supplying, Conveying and fixing spls. Including ea | item4 | 10 | Nos
482 | Drain out water from spray pond, removing mud from sump, scrapping of dried silt by , brushing & cleaning floor/walls, repair of cracks and refilling water complete as reqd. | item482 | 1 | Job | 13500 |  |  | Excess(+) | 1 | Full Conversion | INR | [40 empty] | #VALUE! | #VALUE! | #VALUE! | 1.01 | Supplying, Conveying and fixing spls. Including eart | item1 | 123.223 | Nos
483 | Servicing and cleaning of water spray nozzles i/c opening & re-filling i/c replacement of gasket etc. complete as reqd. | item483 | 1 | Nos | 50 |  |  | Excess(+) | 1 | Full Conversion | INR | [40 empty] | #VALUE! | #VALUE! | #VALUE! | 1.02 | Construction of chamber for 100mm sluice plates | item2 | 213 | Nos
484 | Dismantling & re-fitting of AHU blower / LLD blower complete assembly i.e. shaft, pulley, motor complete, canvass from AHU unit i/c servicing, cleaning, painting etc. complete as required. | item484 | [52 empty] | 2 | Construction of chamber for 100mm sluices valve | item3 | 10 | Nos
485 | Up to 8000 CFM | item485 | 1 | Nos | 2217 |  |  | Excess(+) | 1 | Full Conversion | INR | [40 empty] | #VALUE! | #VALUE! | #VALUE! | 3 | Supplying, Conveying and fixing spls. Including ea | item4 | 10 | Nos
486 | 8000 to 12000 CFM | item486 | 1 | Nos | 3326 |  |  | Excess(+) | 1 | Full Conversion | INR | [40 empty] | #VALUE! | #VALUE! | #VALUE! | 1.01 | Supplying, Conveying and fixing spls. Including eart | item1 | 123.223 | Nos
487 | 12000 to 25000 CFM | item487 | 1 | Nos | 4551 |  |  | Excess(+) | 1 | Full Conversion | INR | [40 empty] | #VALUE! | #VALUE! | #VALUE! | 1.02 | Construction of chamber for 100mm sluice plates | item2 | 213 | Nos
488 | Overhauling of centrifugal blowers of following size motor dismantling complete unit, checking and replacing damaged parts (extra cost will be paid against used new parts after submitted bill) cleaning with suitable powder & chemical, oiling, painting on rusted parts, greasing of bearing or movable parts, and reassembling, connecting testing and commissioning the complete unit as required. | item488 | [52 empty] | 2 | Construction of chamber for 100mm sluices valve | item3 | 10 | Nos
489 | Up to 3.0 HP motor direct coupled centrifugal SISW blower | item489 | 1 | Nos | 2853 |  |  | Excess(+) | 1 | Full Conversion | INR | [40 empty] | #VALUE! | #VALUE! | #VALUE! | 1.01 | Supplying, Conveying and fixing spls. Including eart | item1 | 123.223 | Nos
490 | Above 3.0 HP - 5.0 HP motor belt driven centrifugal SISW blower | item490 | 1 | Nos | 3473 |  |  | Excess(+) | 1 | Full Conversion | INR | [40 empty] | #VALUE! | #VALUE! | #VALUE! | 1.02 | Construction of chamber for 100mm sluice plates | item2 | 213 | Nos
491 | Above 5.0 HP - 7.5 HP motor belt driven centrifugal SISW blower | item491 | 1 | Nos | 4138 |  |  | Excess(+) | 1 | Full Conversion | INR | [40 empty] | #VALUE! | #VALUE! | #VALUE! | 2 | Construction of chamber for 100mm sluices valve | item3 | 10 | Nos
492 | Above 7.5 HP -10.0 HP motor belt driven centrifugal SISW blower | item492 | 1 | Nos | 5309 |  |  | Excess(+) | 1 | Full Conversion | INR | [40 empty] | #VALUE! | #VALUE! | #VALUE! | 3 | Supplying, Conveying and fixing spls. Including ea | item4 | 10 | Nos
493 | Above 10 HP -12.5 HP motor belt driven centrifugal SISW blower | item493 | 1 | Nos | 7262 |  |  | Excess(+) | 1 | Full Conversion | INR | [40 empty] | #VALUE! | #VALUE! | #VALUE! | 1.02 | Construction of chamber for 100mm sluice plates | item2 | 213 | Nos
494 | Providing & fixing of float ball valve (brass) of high and low pressure with plastic float. | item494 | [52 empty] | 2 | Construction of chamber for 100mm sluices valve | item3 | 10 | Nos
495 | 20mm | item495 | 1 | Nos | 412.5 |  |  | Excess(+) | 1 | Full Conversion | INR | [40 empty] | #VALUE! | #VALUE! | #VALUE! | 3 | Supplying, Conveying and fixing spls. Including ea | item4 | 10 | Nos
496 | 25mm | item496 | 1 | Nos | 414 |  |  | Excess(+) | 1 | Full Conversion | INR | [40 empty] | #VALUE! | #VALUE! | #VALUE! | 1.01 | Supplying, Conveying and fixing spls. Including eart | item1 | 123.223 | Nos
Total in Figures | [51 empty] | #VALUE! | #VALUE! | #VALUE! | 4 | Construction of chamber for 100mm sluice plates | item5 | 10 | Nos
Quoted Rate in Figures |  |  |  | Select | [47 empty] | 0 | 0 | #VALUE!
Quoted Rate in Words |  | #VALUE!
Note on K13: gepadmin: 1. If you choose "Full Conversion" then Column BA (AMOUNT) and Column BB (TAXES) BOTH values will be convert based on selected Currency in (Column L). 2. If you choose "Partial Conversion" then Column BA (AMOUNT) only will be converted based on selected currency (Column L) and Column BB (TAXES) value (INR) will be added to the converted values.
Note on K14: gepadmin: 1. If you choose "Full Conversion" then Column BA (AMOUNT) and Column BB (TAXES) BOTH values will be convert based on selected Currency in (Column L). 2. If you choose "Partial Conversion" then Column BA (AMOUNT) only will be converted based on selected currency (Column L) and Column BB (TAXES) value (INR) will be added to the converted values.
Note on K15: gepadmin: 1. If you choose "Full Conversion" then Column BA (AMOUNT) and Column BB (TAXES) BOTH values will be convert based on selected Currency in (Column L). 2. If you choose "Partial Conversion" then Column BA (AMOUNT) only will be converted based on selected currency (Column L) and Column BB (TAXES) value (INR) will be added to the converted values.
Note on K16: gepadmin: 1. If you choose "Full Conversion" then Column BA (AMOUNT) and Column BB (TAXES) BOTH values will be convert based on selected Currency in (Column L). 2. If you choose "Partial Conversion" then Column BA (AMOUNT) only will be converted based on selected currency (Column L) and Column BB (TAXES) value (INR) will be added to the converted values.
Note on K17: gepadmin: 1. If you choose "Full Conversion" then Column BA (AMOUNT) and Column BB (TAXES) BOTH values will be convert based on selected Currency in (Column L). 2. If you choose "Partial Conversion" then Column BA (AMOUNT) only will be converted based on selected currency (Column L) and Column BB (TAXES) value (INR) will be added to the converted values.
Note on K18: gepadmin: 1. If you choose "Full Conversion" then Column BA (AMOUNT) and Column BB (TAXES) BOTH values will be convert based on selected Currency in (Column L). 2. If you choose "Partial Conversion" then Column BA (AMOUNT) only will be converted based on selected currency (Column L) and Column BB (TAXES) value (INR) will be added to the converted values.
Note on K19: gepadmin: 1. If you choose "Full Conversion" then Column BA (AMOUNT) and Column BB (TAXES) BOTH values will be convert based on selected Currency in (Column L). 2. If you choose "Partial Conversion" then Column BA (AMOUNT) only will be converted based on selected currency (Column L) and Column BB (TAXES) value (INR) will be added to the converted values.
Note on K20: gepadmin: 1. If you choose "Full Conversion" then Column BA (AMOUNT) and Column BB (TAXES) BOTH values will be convert based on selected Currency in (Column L). 2. If you choose "Partial Conversion" then Column BA (AMOUNT) only will be converted based on selected currency (Column L) and Column BB (TAXES) value (INR) will be added to the converted values.
Note on K21: gepadmin: 1. If you choose "Full Conversion" then Column BA (AMOUNT) and Column BB (TAXES) BOTH values will be convert based on selected Currency in (Column L). 2. If you choose "Partial Conversion" then Column BA (AMOUNT) only will be converted based on selected currency (Column L) and Column BB (TAXES) value (INR) will be added to the converted values.
Note on K22: gepadmin: 1. If you choose "Full Conversion" then Column BA (AMOUNT) and Column BB (TAXES) BOTH values will be convert based on selected Currency in (Column L). 2. If you choose "Partial Conversion" then Column BA (AMOUNT) only will be converted based on selected currency (Column L) and Column BB (TAXES) value (INR) will be added to the converted values.
Note on K23: gepadmin: 1. If you choose "Full Conversion" then Column BA (AMOUNT) and Column BB (TAXES) BOTH values will be convert based on selected Currency in (Column L). 2. If you choose "Partial Conversion" then Column BA (AMOUNT) only will be converted based on selected currency (Column L) and Column BB (TAXES) value (INR) will be added to the converted values.
Note on K24: gepadmin: 1. If you choose "Full Conversion" then Column BA (AMOUNT) and Column BB (TAXES) BOTH values will be convert based on selected Currency in (Column L). 2. If you choose "Partial Conversion" then Column BA (AMOUNT) only will be converted based on selected currency (Column L) and Column BB (TAXES) value (INR) will be added to the converted values.
Note on K25: gepadmin: 1. If you choose "Full Conversion" then Column BA (AMOUNT) and Column BB (TAXES) BOTH values will be convert based on selected Currency in (Column L). 2. If you choose "Partial Conversion" then Column BA (AMOUNT) only will be converted based on selected currency (Column L) and Column BB (TAXES) value (INR) will be added to the converted values.
Note on K26: gepadmin: 1. If you choose "Full Conversion" then Column BA (AMOUNT) and Column BB (TAXES) BOTH values will be convert based on selected Currency in (Column L). 2. If you choose "Partial Conversion" then Column BA (AMOUNT) only will be converted based on selected currency (Column L) and Column BB (TAXES) value (INR) will be added to the converted values.
Note on K27: gepadmin: 1. If you choose "Full Conversion" then Column BA (AMOUNT) and Column BB (TAXES) BOTH values will be convert based on selected Currency in (Column L). 2. If you choose "Partial Conversion" then Column BA (AMOUNT) only will be converted based on selected currency (Column L) and Column BB (TAXES) value (INR) will be added to the converted values.
Note on K28: gepadmin: 1. If you choose "Full Conversion" then Column BA (AMOUNT) and Column BB (TAXES) BOTH values will be convert based on selected Currency in (Column L). 2. If you choose "Partial Conversion" then Column BA (AMOUNT) only will be converted based on selected currency (Column L) and Column BB (TAXES) value (INR) will be added to the converted values.
Note on K29: gepadmin: 1. If you choose "Full Conversion" then Column BA (AMOUNT) and Column BB (TAXES) BOTH values will be convert based on selected Currency in (Column L). 2. If you choose "Partial Conversion" then Column BA (AMOUNT) only will be converted based on selected currency (Column L) and Column BB (TAXES) value (INR) will be added to the converted values.
Note on K30: gepadmin: 1. If you choose "Full Conversion" then Column BA (AMOUNT) and Column BB (TAXES) BOTH values will be convert based on selected Currency in (Column L). 2. If you choose "Partial Conversion" then Column BA (AMOUNT) only will be converted based on selected currency (Column L) and Column BB (TAXES) value (INR) will be added to the converted values.
Note on K31: gepadmin: 1. If you choose "Full Conversion" then Column BA (AMOUNT) and Column BB (TAXES) BOTH values will be convert based on selected Currency in (Column L). 2. If you choose "Partial Conversion" then Column BA (AMOUNT) only will be converted based on selected currency (Column L) and Column BB (TAXES) value (INR) will be added to the converted values.
Note on K32: gepadmin: 1. If you choose "Full Conversion" then Column BA (AMOUNT) and Column BB (TAXES) BOTH values will be convert based on selected Currency in (Column L). 2. If you choose "Partial Conversion" then Column BA (AMOUNT) only will be converted based on selected currency (Column L) and Column BB (TAXES) value (INR) will be added to the converted values.
Note on K33: gepadmin: 1. If you choose "Full Conversion" then Column BA (AMOUNT) and Column BB (TAXES) BOTH values will be convert based on selected Currency in (Column L). 2. If you choose "Partial Conversion" then Column BA (AMOUNT) only will be converted based on selected currency (Column L) and Column BB (TAXES) value (INR) will be added to the converted values.
Note on K34: gepadmin: 1. If you choose "Full Conversion" then Column BA (AMOUNT) and Column BB (TAXES) BOTH values will be convert based on selected Currency in (Column L). 2. If you choose "Partial Conversion" then Column BA (AMOUNT) only will be converted based on selected currency (Column L) and Column BB (TAXES) value (INR) will be added to the converted values.
Note on K35: gepadmin: 1. If you choose "Full Conversion" then Column BA (AMOUNT) and Column BB (TAXES) BOTH values will be convert based on selected Currency in (Column L). 2. If you choose "Partial Conversion" then Column BA (AMOUNT) only will be converted based on selected currency (Column L) and Column BB (TAXES) value (INR) will be added to the converted values.
Note on K36: gepadmin: 1. If you choose "Full Conversion" then Column BA (AMOUNT) and Column BB (TAXES) BOTH values will be convert based on selected Currency in (Column L). 2. If you choose "Partial Conversion" then Column BA (AMOUNT) only will be converted based on selected currency (Column L) and Column BB (TAXES) value (INR) will be added to the converted values.
Note on K37: gepadmin: 1. If you choose "Full Conversion" then Column BA (AMOUNT) and Column BB (TAXES) BOTH values will be convert based on selected Currency in (Column L). 2. If you choose "Partial Conversion" then Column BA (AMOUNT) only will be converted based on selected currency (Column L) and Column BB (TAXES) value (INR) will be added to the converted values.
Note on K38: gepadmin: 1. If you choose "Full Conversion" then Column BA (AMOUNT) and Column BB (TAXES) BOTH values will be convert based on selected Currency in (Column L). 2. If you choose "Partial Conversion" then Column BA (AMOUNT) only will be converted based on selected currency (Column L) and Column BB (TAXES) value (INR) will be added to the converted values.
Note on K39: gepadmin: 1. If you choose "Full Conversion" then Column BA (AMOUNT) and Column BB (TAXES) BOTH values will be convert based on selected Currency in (Column L). 2. If you choose "Partial Conversion" then Column BA (AMOUNT) only will be converted based on selected currency (Column L) and Column BB (TAXES) value (INR) will be added to the converted values.
Note on K40: gepadmin: 1. If you choose "Full Conversion" then Column BA (AMOUNT) and Column BB (TAXES) BOTH values will be convert based on selected Currency in (Column L). 2. If you choose "Partial Conversion" then Column BA (AMOUNT) only will be converted based on selected currency (Column L) and Column BB (TAXES) value (INR) will be added to the converted values.
Note on K41: gepadmin: 1. If you choose "Full Conversion" then Column BA (AMOUNT) and Column BB (TAXES) BOTH values will be convert based on selected Currency in (Column L). 2. If you choose "Partial Conversion" then Column BA (AMOUNT) only will be converted based on selected currency (Column L) and Column BB (TAXES) value (INR) will be added to the converted values.
Note on K42: gepadmin: 1. If you choose "Full Conversion" then Column BA (AMOUNT) and Column BB (TAXES) BOTH values will be convert based on selected Currency in (Column L). 2. If you choose "Partial Conversion" then Column BA (AMOUNT) only will be converted based on selected currency (Column L) and Column BB (TAXES) value (INR) will be added to the converted values.
Note on K43: gepadmin: 1. If you choose "Full Conversion" then Column BA (AMOUNT) and Column BB (TAXES) BOTH values will be convert based on selected Currency in (Column L). 2. If you choose "Partial Conversion" then Column BA (AMOUNT) only will be converted based on selected currency (Column L) and Column BB (TAXES) value (INR) will be added to the converted values.
Note on K44: gepadmin: 1. If you choose "Full Conversion" then Column BA (AMOUNT) and Column BB (TAXES) BOTH values will be convert based on selected Currency in (Column L). 2. If you choose "Partial Conversion" then Column BA (AMOUNT) only will be converted based on selected currency (Column L) and Column BB (TAXES) value (INR) will be added to the converted values.
Note on K45: gepadmin: 1. If you choose "Full Conversion" then Column BA (AMOUNT) and Column BB (TAXES) BOTH values will be convert based on selected Currency in (Column L). 2. If you choose "Partial Conversion" then Column BA (AMOUNT) only will be converted based on selected currency (Column L) and Column BB (TAXES) value (INR) will be added to the converted values.
Note on K46: gepadmin: 1. If you choose "Full Conversion" then Column BA (AMOUNT) and Column BB (TAXES) BOTH values will be convert based on selected Currency in (Column L). 2. If you choose "Partial Conversion" then Column BA (AMOUNT) only will be converted based on selected currency (Column L) and Column BB (TAXES) value (INR) will be added to the converted values.
Note on K47: gepadmin: 1. If you choose "Full Conversion" then Column BA (AMOUNT) and Column BB (TAXES) BOTH values will be convert based on selected Currency in (Column L). 2. If you choose "Partial Conversion" then Column BA (AMOUNT) only will be converted based on selected currency (Column L) and Column BB (TAXES) value (INR) will be added to the converted values.
Note on K48: gepadmin: 1. If you choose "Full Conversion" then Column BA (AMOUNT) and Column BB (TAXES) BOTH values will be convert based on selected Currency in (Column L). 2. If you choose "Partial Conversion" then Column BA (AMOUNT) only will be converted based on selected currency (Column L) and Column BB (TAXES) value (INR) will be added to the converted values.
Note on K49: gepadmin: 1. If you choose "Full Conversion" then Column BA (AMOUNT) and Column BB (TAXES) BOTH values will be convert based on selected Currency in (Column L). 2. If you choose "Partial Conversion" then Column BA (AMOUNT) only will be converted based on selected currency (Column L) and Column BB (TAXES) value (INR) will be added to the converted values.
Note on K50: gepadmin: 1. If you choose "Full Conversion" then Column BA (AMOUNT) and Column BB (TAXES) BOTH values will be convert based on selected Currency in (Column L). 2. If you choose "Partial Conversion" then Column BA (AMOUNT) only will be converted based on selected currency (Column L) and Column BB (TAXES) value (INR) will be added to the converted values.
Note on K51: gepadmin: 1. If you choose "Full Conversion" then Column BA (AMOUNT) and Column BB (TAXES) BOTH values will be convert based on selected Currency in (Column L). 2. If you choose "Partial Conversion" then Column BA (AMOUNT) only will be converted based on selected currency (Column L) and Column BB (TAXES) value (INR) will be added to the converted values.
Note on K52: gepadmin: 1. If you choose "Full Conversion" then Column BA (AMOUNT) and Column BB (TAXES) BOTH values will be convert based on selected Currency in (Column L). 2. If you choose "Partial Conversion" then Column BA (AMOUNT) only will be converted based on selected currency (Column L) and Column BB (TAXES) value (INR) will be added to the converted values.
Note on K53: gepadmin: 1. If you choose "Full Conversion" then Column BA (AMOUNT) and Column BB (TAXES) BOTH values will be convert based on selected Currency in (Column L). 2. If you choose "Partial Conversion" then Column BA (AMOUNT) only will be converted based on selected currency (Column L) and Column BB (TAXES) value (INR) will be added to the converted values.
Note on K54: gepadmin: 1. If you choose "Full Conversion" then Column BA (AMOUNT) and Column BB (TAXES) BOTH values will be convert based on selected Currency in (Column L). 2. If you choose "Partial Conversion" then Column BA (AMOUNT) only will be converted based on selected currency (Column L) and Column BB (TAXES) value (INR) will be added to the converted values.
Note on K55: gepadmin: 1. If you choose "Full Conversion" then Column BA (AMOUNT) and Column BB (TAXES) BOTH values will be convert based on selected Currency in (Column L). 2. If you choose "Partial Conversion" then Column BA (AMOUNT) only will be converted based on selected currency (Column L) and Column BB (TAXES) value (INR) will be added to the converted values.
Note on K56: gepadmin: 1. If you choose "Full Conversion" then Column BA (AMOUNT) and Column BB (TAXES) BOTH values will be convert based on selected Currency in (Column L). 2. If you choose "Partial Conversion" then Column BA (AMOUNT) only will be converted based on selected currency (Column L) and Column BB (TAXES) value (INR) will be added to the converted values.
Note on K57: gepadmin: 1. If you choose "Full Conversion" then Column BA (AMOUNT) and Column BB (TAXES) BOTH values will be convert based on selected Currency in (Column L). 2. If you choose "Partial Conversion" then Column BA (AMOUNT) only will be converted based on selected currency (Column L) and Column BB (TAXES) value (INR) will be added to the converted values.
Note on K58: gepadmin: 1. If you choose "Full Conversion" then Column BA (AMOUNT) and Column BB (TAXES) BOTH values will be convert based on selected Currency in (Column L). 2. If you choose "Partial Conversion" then Column BA (AMOUNT) only will be converted based on selected currency (Column L) and Column BB (TAXES) value (INR) will be added to the converted values.
Note on K59: gepadmin: 1. If you choose "Full Conversion" then Column BA (AMOUNT) and Column BB (TAXES) BOTH values will be convert based on selected Currency in (Column L). 2. If you choose "Partial Conversion" then Column BA (AMOUNT) only will be converted based on selected currency (Column L) and Column BB (TAXES) value (INR) will be added to the converted values.
Note on K60: gepadmin: 1. If you choose "Full Conversion" then Column BA (AMOUNT) and Column BB (TAXES) BOTH values will be convert based on selected Currency in (Column L). 2. If you choose "Partial Conversion" then Column BA (AMOUNT) only will be converted based on selected currency (Column L) and Column BB (TAXES) value (INR) will be added to the converted values.
Note on K61: gepadmin: 1. If you choose "Full Conversion" then Column BA (AMOUNT) and Column BB (TAXES) BOTH values will be convert based on selected Currency in (Column L). 2. If you choose "Partial Conversion" then Column BA (AMOUNT) only will be converted based on selected currency (Column L) and Column BB (TAXES) value (INR) will be added to the converted values.
Note on K62: gepadmin: 1. If you choose "Full Conversion" then Column BA (AMOUNT) and Column BB (TAXES) BOTH values will be convert based on selected Currency in (Column L). 2. If you choose "Partial Conversion" then Column BA (AMOUNT) only will be converted based on selected currency (Column L) and Column BB (TAXES) value (INR) will be added to the converted values.
Note on K63: gepadmin: 1. If you choose "Full Conversion" then Column BA (AMOUNT) and Column BB (TAXES) BOTH values will be convert based on selected Currency in (Column L). 2. If you choose "Partial Conversion" then Column BA (AMOUNT) only will be converted based on selected currency (Column L) and Column BB (TAXES) value (INR) will be added to the converted values.
Note on K64: gepadmin: 1. If you choose "Full Conversion" then Column BA (AMOUNT) and Column BB (TAXES) BOTH values will be convert based on selected Currency in (Column L). 2. If you choose "Partial Conversion" then Column BA (AMOUNT) only will be converted based on selected currency (Column L) and Column BB (TAXES) value (INR) will be added to the converted values.
Note on K65: gepadmin: 1. If you choose "Full Conversion" then Column BA (AMOUNT) and Column BB (TAXES) BOTH values will be convert based on selected Currency in (Column L). 2. If you choose "Partial Conversion" then Column BA (AMOUNT) only will be converted based on selected currency (Column L) and Column BB (TAXES) value (INR) will be added to the converted values.
Note on K66: gepadmin: 1. If you choose "Full Conversion" then Column BA (AMOUNT) and Column BB (TAXES) BOTH values will be convert based on selected Currency in (Column L). 2. If you choose "Partial Conversion" then Column BA (AMOUNT) only will be converted based on selected currency (Column L) and Column BB (TAXES) value (INR) will be added to the converted values.
Note on K67: gepadmin: 1. If you choose "Full Conversion" then Column BA (AMOUNT) and Column BB (TAXES) BOTH values will be convert based on selected Currency in (Column L). 2. If you choose "Partial Conversion" then Column BA (AMOUNT) only will be converted based on selected currency (Column L) and Column BB (TAXES) value (INR) will be added to the converted values.
Note on K68: gepadmin: 1. If you choose "Full Conversion" then Column BA (AMOUNT) and Column BB (TAXES) BOTH values will be convert based on selected Currency in (Column L). 2. If you choose "Partial Conversion" then Column BA (AMOUNT) only will be converted based on selected currency (Column L) and Column BB (TAXES) value (INR) will be added to the converted values.
Note on K69: gepadmin: 1. If you choose "Full Conversion" then Column BA (AMOUNT) and Column BB (TAXES) BOTH values will be convert based on selected Currency in (Column L). 2. If you choose "Partial Conversion" then Column BA (AMOUNT) only will be converted based on selected currency (Column L) and Column BB (TAXES) value (INR) will be added to the converted values.
Note on K70: gepadmin: 1. If you choose "Full Conversion" then Column BA (AMOUNT) and Column BB (TAXES) BOTH values will be convert based on selected Currency in (Column L). 2. If you choose "Partial Conversion" then Column BA (AMOUNT) only will be converted based on selected currency (Column L) and Column BB (TAXES) value (INR) will be added to the converted values.
Note on K71: gepadmin: 1. If you choose "Full Conversion" then Column BA (AMOUNT) and Column BB (TAXES) BOTH values will be convert based on selected Currency in (Column L). 2. If you choose "Partial Conversion" then Column BA (AMOUNT) only will be converted based on selected currency (Column L) and Column BB (TAXES) value (INR) will be added to the converted values.
Note on K72: gepadmin: 1. If you choose "Full Conversion" then Column BA (AMOUNT) and Column BB (TAXES) BOTH values will be convert based on selected Currency in (Column L). 2. If you choose "Partial Conversion" then Column BA (AMOUNT) only will be converted based on selected currency (Column L) and Column BB (TAXES) value (INR) will be added to the converted values.
Note on K73: gepadmin: 1. If you choose "Full Conversion" then Column BA (AMOUNT) and Column BB (TAXES) BOTH values will be convert based on selected Currency in (Column L). 2. If you choose "Partial Conversion" then Column BA (AMOUNT) only will be converted based on selected currency (Column L) and Column BB (TAXES) value (INR) will be added to the converted values.
Note on K74: gepadmin: 1. If you choose "Full Conversion" then Column BA (AMOUNT) and Column BB (TAXES) BOTH values will be convert based on selected Currency in (Column L). 2. If you choose "Partial Conversion" then Column BA (AMOUNT) only will be converted based on selected currency (Column L) and Column BB (TAXES) value (INR) will be added to the converted values.
Note on K75: gepadmin: 1. If you choose "Full Conversion" then Column BA (AMOUNT) and Column BB (TAXES) BOTH values will be convert based on selected Currency in (Column L). 2. If you choose "Partial Conversion" then Column BA (AMOUNT) only will be converted based on selected currency (Column L) and Column BB (TAXES) value (INR) will be added to the converted values.
Note on K76: gepadmin: 1. If you choose "Full Conversion" then Column BA (AMOUNT) and Column BB (TAXES) BOTH values will be convert based on selected Currency in (Column L). 2. If you choose "Partial Conversion" then Column BA (AMOUNT) only will be converted based on selected currency (Column L) and Column BB (TAXES) value (INR) will be added to the converted values.
Note on K77: gepadmin: 1. If you choose "Full Conversion" then Column BA (AMOUNT) and Column BB (TAXES) BOTH values will be convert based on selected Currency in (Column L). 2. If you choose "Partial Conversion" then Column BA (AMOUNT) only will be converted based on selected currency (Column L) and Column BB (TAXES) value (INR) will be added to the converted values.
Note on K78: gepadmin: 1. If you choose "Full Conversion" then Column BA (AMOUNT) and Column BB (TAXES) BOTH values will be convert based on selected Currency in (Column L). 2. If you choose "Partial Conversion" then Column BA (AMOUNT) only will be converted based on selected currency (Column L) and Column BB (TAXES) value (INR) will be added to the converted values.
Note on K79: gepadmin: 1. If you choose "Full Conversion" then Column BA (AMOUNT) and Column BB (TAXES) BOTH values will be convert based on selected Currency in (Column L). 2. If you choose "Partial Conversion" then Column BA (AMOUNT) only will be converted based on selected currency (Column L) and Column BB (TAXES) value (INR) will be added to the converted values.
Note on K80: gepadmin: 1. If you choose "Full Conversion" then Column BA (AMOUNT) and Column BB (TAXES) BOTH values will be convert based on selected Currency in (Column L). 2. If you choose "Partial Conversion" then Column BA (AMOUNT) only will be converted based on selected currency (Column L) and Column BB (TAXES) value (INR) will be added to the converted values.
Note on K81: gepadmin: 1. If you choose "Full Conversion" then Column BA (AMOUNT) and Column BB (TAXES) BOTH values will be convert based on selected Currency in (Column L). 2. If you choose "Partial Conversion" then Column BA (AMOUNT) only will be converted based on selected currency (Column L) and Column BB (TAXES) value (INR) will be added to the converted values.
Note on K82: gepadmin: 1. If you choose "Full Conversion" then Column BA (AMOUNT) and Column BB (TAXES) BOTH values will be convert based on selected Currency in (Column L). 2. If you choose "Partial Conversion" then Column BA (AMOUNT) only will be converted based on selected currency (Column L) and Column BB (TAXES) value (INR) will be added to the converted values.
Note on K83: gepadmin: 1. If you choose "Full Conversion" then Column BA (AMOUNT) and Column BB (TAXES) BOTH values will be convert based on selected Currency in (Column L). 2. If you choose "Partial Conversion" then Column BA (AMOUNT) only will be converted based on selected currency (Column L) and Column BB (TAXES) value (INR) will be added to the converted values.
Note on K84: gepadmin: 1. If you choose "Full Conversion" then Column BA (AMOUNT) and Column BB (TAXES) BOTH values will be convert based on selected Currency in (Column L). 2. If you choose "Partial Conversion" then Column BA (AMOUNT) only will be converted based on selected currency (Column L) and Column BB (TAXES) value (INR) will be added to the converted values.
Note on K85: gepadmin: 1. If you choose "Full Conversion" then Column BA (AMOUNT) and Column BB (TAXES) BOTH values will be convert based on selected Currency in (Column L). 2. If you choose "Partial Conversion" then Column BA (AMOUNT) only will be converted based on selected currency (Column L) and Column BB (TAXES) value (INR) will be added to the converted values.
Note on K86: gepadmin: 1. If you choose "Full Conversion" then Column BA (AMOUNT) and Column BB (TAXES) BOTH values will be convert based on selected Currency in (Column L). 2. If you choose "Partial Conversion" then Column BA (AMOUNT) only will be converted based on selected currency (Column L) and Column BB (TAXES) value (INR) will be added to the converted values.
Note on K87: gepadmin: 1. If you choose "Full Conversion" then Column BA (AMOUNT) and Column BB (TAXES) BOTH values will be convert based on selected Currency in (Column L). 2. If you choose "Partial Conversion" then Column BA (AMOUNT) only will be converted based on selected currency (Column L) and Column BB (TAXES) value (INR) will be added to the converted values.
Note on K88: gepadmin: 1. If you choose "Full Conversion" then Column BA (AMOUNT) and Column BB (TAXES) BOTH values will be convert based on selected Currency in (Column L). 2. If you choose "Partial Conversion" then Column BA (AMOUNT) only will be converted based on selected currency (Column L) and Column BB (TAXES) value (INR) will be added to the converted values.
Note on K89: gepadmin: 1. If you choose "Full Conversion" then Column BA (AMOUNT) and Column BB (TAXES) BOTH values will be convert based on selected Currency in (Column L). 2. If you choose "Partial Conversion" then Column BA (AMOUNT) only will be converted based on selected currency (Column L) and Column BB (TAXES) value (INR) will be added to the converted values.
Note on K90: gepadmin: 1. If you choose "Full Conversion" then Column BA (AMOUNT) and Column BB (TAXES) BOTH values will be convert based on selected Currency in (Column L). 2. If you choose "Partial Conversion" then Column BA (AMOUNT) only will be converted based on selected currency (Column L) and Column BB (TAXES) value (INR) will be added to the converted values.
Note on K91: gepadmin: 1. If you choose "Full Conversion" then Column BA (AMOUNT) and Column BB (TAXES) BOTH values will be convert based on selected Currency in (Column L). 2. If you choose "Partial Conversion" then Column BA (AMOUNT) only will be converted based on selected currency (Column L) and Column BB (TAXES) value (INR) will be added to the converted values.
Note on K92: gepadmin: 1. If you choose "Full Conversion" then Column BA (AMOUNT) and Column BB (TAXES) BOTH values will be convert based on selected Currency in (Column L). 2. If you choose "Partial Conversion" then Column BA (AMOUNT) only will be converted based on selected currency (Column L) and Column BB (TAXES) value (INR) will be added to the converted values.
Note on K93: gepadmin: 1. If you choose "Full Conversion" then Column BA (AMOUNT) and Column BB (TAXES) BOTH values will be convert based on selected Currency in (Column L). 2. If you choose "Partial Conversion" then Column BA (AMOUNT) only will be converted based on selected currency (Column L) and Column BB (TAXES) value (INR) will be added to the converted values.
Note on K94: gepadmin: 1. If you choose "Full Conversion" then Column BA (AMOUNT) and Column BB (TAXES) BOTH values will be convert based on selected Currency in (Column L). 2. If you choose "Partial Conversion" then Column BA (AMOUNT) only will be converted based on selected currency (Column L) and Column BB (TAXES) value (INR) will be added to the converted values.
Note on K95: gepadmin: 1. If you choose "Full Conversion" then Column BA (AMOUNT) and Column BB (TAXES) BOTH values will be convert based on selected Currency in (Column L). 2. If you choose "Partial Conversion" then Column BA (AMOUNT) only will be converted based on selected currency (Column L) and Column BB (TAXES) value (INR) will be added to the converted values.
Note on K96: gepadmin: 1. If you choose "Full Conversion" then Column BA (AMOUNT) and Column BB (TAXES) BOTH values will be convert based on selected Currency in (Column L). 2. If you choose "Partial Conversion" then Column BA (AMOUNT) only will be converted based on selected currency (Column L) and Column BB (TAXES) value (INR) will be added to the converted values.
Note on K97: gepadmin: 1. If you choose "Full Conversion" then Column BA (AMOUNT) and Column BB (TAXES) BOTH values will be convert based on selected Currency in (Column L). 2. If you choose "Partial Conversion" then Column BA (AMOUNT) only will be converted based on selected currency (Column L) and Column BB (TAXES) value (INR) will be added to the converted values.
Note on K98: gepadmin: 1. If you choose "Full Conversion" then Column BA (AMOUNT) and Column BB (TAXES) BOTH values will be convert based on selected Currency in (Column L). 2. If you choose "Partial Conversion" then Column BA (AMOUNT) only will be converted based on selected currency (Column L) and Column BB (TAXES) value (INR) will be added to the converted values.
Note on K99: gepadmin: 1. If you choose "Full Conversion" then Column BA (AMOUNT) and Column BB (TAXES) BOTH values will be convert based on selected Currency in (Column L). 2. If you choose "Partial Conversion" then Column BA (AMOUNT) only will be converted based on selected currency (Column L) and Column BB (TAXES) value (INR) will be added to the converted values.
Note on K100: gepadmin: 1. If you choose "Full Conversion" then Column BA (AMOUNT) and Column BB (TAXES) BOTH values will be convert based on selected Currency in (Column L). 2. If you choose "Partial Conversion" then Column BA (AMOUNT) only will be converted based on selected currency (Column L) and Column BB (TAXES) value (INR) will be added to the converted values.
Note on K101: gepadmin: 1. If you choose "Full Conversion" then Column BA (AMOUNT) and Column BB (TAXES) BOTH values will be convert based on selected Currency in (Column L). 2. If you choose "Partial Conversion" then Column BA (AMOUNT) only will be converted based on selected currency (Column L) and Column BB (TAXES) value (INR) will be added to the converted values.
Note on K102: gepadmin: 1. If you choose "Full Conversion" then Column BA (AMOUNT) and Column BB (TAXES) BOTH values will be convert based on selected Currency in (Column L). 2. If you choose "Partial Conversion" then Column BA (AMOUNT) only will be converted based on selected currency (Column L) and Column BB (TAXES) value (INR) will be added to the converted values.
Note on K103: gepadmin: 1. If you choose "Full Conversion" then Column BA (AMOUNT) and Column BB (TAXES) BOTH values will be convert based on selected Currency in (Column L). 2. If you choose "Partial Conversion" then Column BA (AMOUNT) only will be converted based on selected currency (Column L) and Column BB (TAXES) value (INR) will be added to the converted values.
Note on K104: gepadmin: 1. If you choose "Full Conversion" then Column BA (AMOUNT) and Column BB (TAXES) BOTH values will be convert based on selected Currency in (Column L). 2. If you choose "Partial Conversion" then Column BA (AMOUNT) only will be converted based on selected currency (Column L) and Column BB (TAXES) value (INR) will be added to the converted values.
Note on K105: gepadmin: 1. If you choose "Full Conversion" then Column BA (AMOUNT) and Column BB (TAXES) BOTH values will be convert based on selected Currency in (Column L). 2. If you choose "Partial Conversion" then Column BA (AMOUNT) only will be converted based on selected currency (Column L) and Column BB (TAXES) value (INR) will be added to the converted values.
Note on K106: gepadmin: 1. If you choose "Full Conversion" then Column BA (AMOUNT) and Column BB (TAXES) BOTH values will be convert based on selected Currency in (Column L). 2. If you choose "Partial Conversion" then Column BA (AMOUNT) only will be converted based on selected currency (Column L) and Column BB (TAXES) value (INR) will be added to the converted values.
Note on K107: gepadmin: 1. If you choose "Full Conversion" then Column BA (AMOUNT) and Column BB (TAXES) BOTH values will be convert based on selected Currency in (Column L). 2. If you choose "Partial Conversion" then Column BA (AMOUNT) only will be converted based on selected currency (Column L) and Column BB (TAXES) value (INR) will be added to the converted values.
Note on K108: gepadmin: 1. If you choose "Full Conversion" then Column BA (AMOUNT) and Column BB (TAXES) BOTH values will be convert based on selected Currency in (Column L). 2. If you choose "Partial Conversion" then Column BA (AMOUNT) only will be converted based on selected currency (Column L) and Column BB (TAXES) value (INR) will be added to the converted values.
Note on K109: gepadmin: 1. If you choose "Full Conversion" then Column BA (AMOUNT) and Column BB (TAXES) BOTH values will be convert based on selected Currency in (Column L). 2. If you choose "Partial Conversion" then Column BA (AMOUNT) only will be converted based on selected currency (Column L) and Column BB (TAXES) value (INR) will be added to the converted values.
Note on K110: gepadmin: 1. If you choose "Full Conversion" then Column BA (AMOUNT) and Column BB (TAXES) BOTH values will be convert based on selected Currency in (Column L). 2. If you choose "Partial Conversion" then Column BA (AMOUNT) only will be converted based on selected currency (Column L) and Column BB (TAXES) value (INR) will be added to the converted values.
Note on K111: gepadmin: 1. If you choose "Full Conversion" then Column BA (AMOUNT) and Column BB (TAXES) BOTH values will be convert based on selected Currency in (Column L). 2. If you choose "Partial Conversion" then Column BA (AMOUNT) only will be converted based on selected currency (Column L) and Column BB (TAXES) value (INR) will be added to the converted values.
Note on K112: gepadmin: 1. If you choose "Full Conversion" then Column BA (AMOUNT) and Column BB (TAXES) BOTH values will be convert based on selected Currency in (Column L). 2. If you choose "Partial Conversion" then Column BA (AMOUNT) only will be converted based on selected currency (Column L) and Column BB (TAXES) value (INR) will be added to the converted values.
Note on K113: gepadmin: 1. If you choose "Full Conversion" then Column BA (AMOUNT) and Column BB (TAXES) BOTH values will be convert based on selected Currency in (Column L). 2. If you choose "Partial Conversion" then Column BA (AMOUNT) only will be converted based on selected currency (Column L) and Column BB (TAXES) value (INR) will be added to the converted values.
Note on K114: gepadmin: 1. If you choose "Full Conversion" then Column BA (AMOUNT) and Column BB (TAXES) BOTH values will be convert based on selected Currency in (Column L). 2. If you choose "Partial Conversion" then Column BA (AMOUNT) only will be converted based on selected currency (Column L) and Column BB (TAXES) value (INR) will be added to the converted values.
Note on K115: gepadmin: 1. If you choose "Full Conversion" then Column BA (AMOUNT) and Column BB (TAXES) BOTH values will be convert based on selected Currency in (Column L). 2. If you choose "Partial Conversion" then Column BA (AMOUNT) only will be converted based on selected currency (Column L) and Column BB (TAXES) value (INR) will be added to the converted values.
Note on K116: gepadmin: 1. If you choose "Full Conversion" then Column BA (AMOUNT) and Column BB (TAXES) BOTH values will be convert based on selected Currency in (Column L). 2. If you choose "Partial Conversion" then Column BA (AMOUNT) only will be converted based on selected currency (Column L) and Column BB (TAXES) value (INR) will be added to the converted values.
Note on K117: gepadmin: 1. If you choose "Full Conversion" then Column BA (AMOUNT) and Column BB (TAXES) BOTH values will be convert based on selected Currency in (Column L). 2. If you choose "Partial Conversion" then Column BA (AMOUNT) only will be converted based on selected currency (Column L) and Column BB (TAXES) value (INR) will be added to the converted values.
Note on K118: gepadmin: 1. If you choose "Full Conversion" then Column BA (AMOUNT) and Column BB (TAXES) BOTH values will be convert based on selected Currency in (Column L). 2. If you choose "Partial Conversion" then Column BA (AMOUNT) only will be converted based on selected currency (Column L) and Column BB (TAXES) value (INR) will be added to the converted values.
Note on K119: gepadmin: 1. If you choose "Full Conversion" then Column BA (AMOUNT) and Column BB (TAXES) BOTH values will be convert based on selected Currency in (Column L). 2. If you choose "Partial Conversion" then Column BA (AMOUNT) only will be converted based on selected currency (Column L) and Column BB (TAXES) value (INR) will be added to the converted values.
Note on K120: gepadmin: 1. If you choose "Full Conversion" then Column BA (AMOUNT) and Column BB (TAXES) BOTH values will be convert based on selected Currency in (Column L). 2. If you choose "Partial Conversion" then Column BA (AMOUNT) only will be converted based on selected currency (Column L) and Column BB (TAXES) value (INR) will be added to the converted values.
Note on K121: gepadmin: 1. If you choose "Full Conversion" then Column BA (AMOUNT) and Column BB (TAXES) BOTH values will be convert based on selected Currency in (Column L). 2. If you choose "Partial Conversion" then Column BA (AMOUNT) only will be converted based on selected currency (Column L) and Column BB (TAXES) value (INR) will be added to the converted values.
Note on K122: gepadmin: 1. If you choose "Full Conversion" then Column BA (AMOUNT) and Column BB (TAXES) BOTH values will be convert based on selected Currency in (Column L). 2. If you choose "Partial Conversion" then Column BA (AMOUNT) only will be converted based on selected currency (Column L) and Column BB (TAXES) value (INR) will be added to the converted values.
Note on K123: gepadmin: 1. If you choose "Full Conversion" then Column BA (AMOUNT) and Column BB (TAXES) BOTH values will be convert based on selected Currency in (Column L). 2. If you choose "Partial Conversion" then Column BA (AMOUNT) only will be converted based on selected currency (Column L) and Column BB (TAXES) value (INR) will be added to the converted values.
Note on K124: gepadmin: 1. If you choose "Full Conversion" then Column BA (AMOUNT) and Column BB (TAXES) BOTH values will be convert based on selected Currency in (Column L). 2. If you choose "Partial Conversion" then Column BA (AMOUNT) only will be converted based on selected currency (Column L) and Column BB (TAXES) value (INR) will be added to the converted values.
Note on K125: gepadmin: 1. If you choose "Full Conversion" then Column BA (AMOUNT) and Column BB (TAXES) BOTH values will be convert based on selected Currency in (Column L). 2. If you choose "Partial Conversion" then Column BA (AMOUNT) only will be converted based on selected currency (Column L) and Column BB (TAXES) value (INR) will be added to the converted values.
Note on K126: gepadmin: 1. If you choose "Full Conversion" then Column BA (AMOUNT) and Column BB (TAXES) BOTH values will be convert based on selected Currency in (Column L). 2. If you choose "Partial Conversion" then Column BA (AMOUNT) only will be converted based on selected currency (Column L) and Column BB (TAXES) value (INR) will be added to the converted values.
Note on K127: gepadmin: 1. If you choose "Full Conversion" then Column BA (AMOUNT) and Column BB (TAXES) BOTH values will be convert based on selected Currency in (Column L). 2. If you choose "Partial Conversion" then Column BA (AMOUNT) only will be converted based on selected currency (Column L) and Column BB (TAXES) value (INR) will be added to the converted values.
Note on K128: gepadmin: 1. If you choose "Full Conversion" then Column BA (AMOUNT) and Column BB (TAXES) BOTH values will be convert based on selected Currency in (Column L). 2. If you choose "Partial Conversion" then Column BA (AMOUNT) only will be converted based on selected currency (Column L) and Column BB (TAXES) value (INR) will be added to the converted values.
Note on K129: gepadmin: 1. If you choose "Full Conversion" then Column BA (AMOUNT) and Column BB (TAXES) BOTH values will be convert based on selected Currency in (Column L). 2. If you choose "Partial Conversion" then Column BA (AMOUNT) only will be converted based on selected currency (Column L) and Column BB (TAXES) value (INR) will be added to the converted values.
Note on K130: gepadmin: 1. If you choose "Full Conversion" then Column BA (AMOUNT) and Column BB (TAXES) BOTH values will be convert based on selected Currency in (Column L). 2. If you choose "Partial Conversion" then Column BA (AMOUNT) only will be converted based on selected currency (Column L) and Column BB (TAXES) value (INR) will be added to the converted values.
Note on K131: gepadmin: 1. If you choose "Full Conversion" then Column BA (AMOUNT) and Column BB (TAXES) BOTH values will be convert based on selected Currency in (Column L). 2. If you choose "Partial Conversion" then Column BA (AMOUNT) only will be converted based on selected currency (Column L) and Column BB (TAXES) value (INR) will be added to the converted values.
Note on K132: gepadmin: 1. If you choose "Full Conversion" then Column BA (AMOUNT) and Column BB (TAXES) BOTH values will be convert based on selected Currency in (Column L). 2. If you choose "Partial Conversion" then Column BA (AMOUNT) only will be converted based on selected currency (Column L) and Column BB (TAXES) value (INR) will be added to the converted values.
Note on K133: gepadmin: 1. If you choose "Full Conversion" then Column BA (AMOUNT) and Column BB (TAXES) BOTH values will be convert based on selected Currency in (Column L). 2. If you choose "Partial Conversion" then Column BA (AMOUNT) only will be converted based on selected currency (Column L) and Column BB (TAXES) value (INR) will be added to the converted values.
Note on K134: gepadmin: 1. If you choose "Full Conversion" then Column BA (AMOUNT) and Column BB (TAXES) BOTH values will be convert based on selected Currency in (Column L). 2. If you choose "Partial Conversion" then Column BA (AMOUNT) only will be converted based on selected currency (Column L) and Column BB (TAXES) value (INR) will be added to the converted values.
Note on K135: gepadmin: 1. If you choose "Full Conversion" then Column BA (AMOUNT) and Column BB (TAXES) BOTH values will be convert based on selected Currency in (Column L). 2. If you choose "Partial Conversion" then Column BA (AMOUNT) only will be converted based on selected currency (Column L) and Column BB (TAXES) value (INR) will be added to the converted values.
Note on K136: gepadmin: 1. If you choose "Full Conversion" then Column BA (AMOUNT) and Column BB (TAXES) BOTH values will be convert based on selected Currency in (Column L). 2. If you choose "Partial Conversion" then Column BA (AMOUNT) only will be converted based on selected currency (Column L) and Column BB (TAXES) value (INR) will be added to the converted values.
Note on K137: gepadmin: 1. If you choose "Full Conversion" then Column BA (AMOUNT) and Column BB (TAXES) BOTH values will be convert based on selected Currency in (Column L). 2. If you choose "Partial Conversion" then Column BA (AMOUNT) only will be converted based on selected currency (Column L) and Column BB (TAXES) value (INR) will be added to the converted values.
Note on K138: gepadmin: 1. If you choose "Full Conversion" then Column BA (AMOUNT) and Column BB (TAXES) BOTH values will be convert based on selected Currency in (Column L). 2. If you choose "Partial Conversion" then Column BA (AMOUNT) only will be converted based on selected currency (Column L) and Column BB (TAXES) value (INR) will be added to the converted values.
Note on K139: gepadmin: 1. If you choose "Full Conversion" then Column BA (AMOUNT) and Column BB (TAXES) BOTH values will be convert based on selected Currency in (Column L). 2. If you choose "Partial Conversion" then Column BA (AMOUNT) only will be converted based on selected currency (Column L) and Column BB (TAXES) value (INR) will be added to the converted values.
Note on K140: gepadmin: 1. If you choose "Full Conversion" then Column BA (AMOUNT) and Column BB (TAXES) BOTH values will be convert based on selected Currency in (Column L). 2. If you choose "Partial Conversion" then Column BA (AMOUNT) only will be converted based on selected currency (Column L) and Column BB (TAXES) value (INR) will be added to the converted values.
Note on K141: gepadmin: 1. If you choose "Full Conversion" then Column BA (AMOUNT) and Column BB (TAXES) BOTH values will be convert based on selected Currency in (Column L). 2. If you choose "Partial Conversion" then Column BA (AMOUNT) only will be converted based on selected currency (Column L) and Column BB (TAXES) value (INR) will be added to the converted values.
Note on K142: gepadmin: 1. If you choose "Full Conversion" then Column BA (AMOUNT) and Column BB (TAXES) BOTH values will be convert based on selected Currency in (Column L). 2. If you choose "Partial Conversion" then Column BA (AMOUNT) only will be converted based on selected currency (Column L) and Column BB (TAXES) value (INR) will be added to the converted values.
Note on K143: gepadmin: 1. If you choose "Full Conversion" then Column BA (AMOUNT) and Column BB (TAXES) BOTH values will be convert based on selected Currency in (Column L). 2. If you choose "Partial Conversion" then Column BA (AMOUNT) only will be converted based on selected currency (Column L) and Column BB (TAXES) value (INR) will be added to the converted values.
Note on K144: gepadmin: 1. If you choose "Full Conversion" then Column BA (AMOUNT) and Column BB (TAXES) BOTH values will be convert based on selected Currency in (Column L). 2. If you choose "Partial Conversion" then Column BA (AMOUNT) only will be converted based on selected currency (Column L) and Column BB (TAXES) value (INR) will be added to the converted values.
Note on K145: gepadmin: 1. If you choose "Full Conversion" then Column BA (AMOUNT) and Column BB (TAXES) BOTH values will be convert based on selected Currency in (Column L). 2. If you choose "Partial Conversion" then Column BA (AMOUNT) only will be converted based on selected currency (Column L) and Column BB (TAXES) value (INR) will be added to the converted values.
Note on K146: gepadmin: 1. If you choose "Full Conversion" then Column BA (AMOUNT) and Column BB (TAXES) BOTH values will be convert based on selected Currency in (Column L). 2. If you choose "Partial Conversion" then Column BA (AMOUNT) only will be converted based on selected currency (Column L) and Column BB (TAXES) value (INR) will be added to the converted values.
Note on K147: gepadmin: 1. If you choose "Full Conversion" then Column BA (AMOUNT) and Column BB (TAXES) BOTH values will be convert based on selected Currency in (Column L). 2. If you choose "Partial Conversion" then Column BA (AMOUNT) only will be converted based on selected currency (Column L) and Column BB (TAXES) value (INR) will be added to the converted values.
Note on K148: gepadmin: 1. If you choose "Full Conversion" then Column BA (AMOUNT) and Column BB (TAXES) BOTH values will be convert based on selected Currency in (Column L). 2. If you choose "Partial Conversion" then Column BA (AMOUNT) only will be converted based on selected currency (Column L) and Column BB (TAXES) value (INR) will be added to the converted values.
Note on K149: gepadmin: 1. If you choose "Full Conversion" then Column BA (AMOUNT) and Column BB (TAXES) BOTH values will be convert based on selected Currency in (Column L). 2. If you choose "Partial Conversion" then Column BA (AMOUNT) only will be converted based on selected currency (Column L) and Column BB (TAXES) value (INR) will be added to the converted values.
Note on K150: gepadmin: 1. If you choose "Full Conversion" then Column BA (AMOUNT) and Column BB (TAXES) BOTH values will be convert based on selected Currency in (Column L). 2. If you choose "Partial Conversion" then Column BA (AMOUNT) only will be converted based on selected currency (Column L) and Column BB (TAXES) value (INR) will be added to the converted values.
Note on K151: gepadmin: 1. If you choose "Full Conversion" then Column BA (AMOUNT) and Column BB (TAXES) BOTH values will be convert based on selected Currency in (Column L). 2. If you choose "Partial Conversion" then Column BA (AMOUNT) only will be converted based on selected currency (Column L) and Column BB (TAXES) value (INR) will be added to the converted values.
Note on K152: gepadmin: 1. If you choose "Full Conversion" then Column BA (AMOUNT) and Column BB (TAXES) BOTH values will be convert based on selected Currency in (Column L). 2. If you choose "Partial Conversion" then Column BA (AMOUNT) only will be converted based on selected currency (Column L) and Column BB (TAXES) value (INR) will be added to the converted values.
Note on K153: gepadmin: 1. If you choose "Full Conversion" then Column BA (AMOUNT) and Column BB (TAXES) BOTH values will be convert based on selected Currency in (Column L). 2. If you choose "Partial Conversion" then Column BA (AMOUNT) only will be converted based on selected currency (Column L) and Column BB (TAXES) value (INR) will be added to the converted values.
Note on K154: gepadmin: 1. If you choose "Full Conversion" then Column BA (AMOUNT) and Column BB (TAXES) BOTH values will be convert based on selected Currency in (Column L). 2. If you choose "Partial Conversion" then Column BA (AMOUNT) only will be converted based on selected currency (Column L) and Column BB (TAXES) value (INR) will be added to the converted values.
Note on K155: gepadmin: 1. If you choose "Full Conversion" then Column BA (AMOUNT) and Column BB (TAXES) BOTH values will be convert based on selected Currency in (Column L). 2. If you choose "Partial Conversion" then Column BA (AMOUNT) only will be converted based on selected currency (Column L) and Column BB (TAXES) value (INR) will be added to the converted values.
Note on K156: gepadmin: 1. If you choose "Full Conversion" then Column BA (AMOUNT) and Column BB (TAXES) BOTH values will be convert based on selected Currency in (Column L). 2. If you choose "Partial Conversion" then Column BA (AMOUNT) only will be converted based on selected currency (Column L) and Column BB (TAXES) value (INR) will be added to the converted values.
Note on K157: gepadmin: 1. If you choose "Full Conversion" then Column BA (AMOUNT) and Column BB (TAXES) BOTH values will be convert based on selected Currency in (Column L). 2. If you choose "Partial Conversion" then Column BA (AMOUNT) only will be converted based on selected currency (Column L) and Column BB (TAXES) value (INR) will be added to the converted values.
Note on K158: gepadmin: 1. If you choose "Full Conversion" then Column BA (AMOUNT) and Column BB (TAXES) BOTH values will be convert based on selected Currency in (Column L). 2. If you choose "Partial Conversion" then Column BA (AMOUNT) only will be converted based on selected currency (Column L) and Column BB (TAXES) value (INR) will be added to the converted values.
Note on K159: gepadmin: 1. If you choose "Full Conversion" then Column BA (AMOUNT) and Column BB (TAXES) BOTH values will be convert based on selected Currency in (Column L). 2. If you choose "Partial Conversion" then Column BA (AMOUNT) only will be converted based on selected currency (Column L) and Column BB (TAXES) value (INR) will be added to the converted values.
Note on K160: gepadmin: 1. If you choose "Full Conversion" then Column BA (AMOUNT) and Column BB (TAXES) BOTH values will be convert based on selected Currency in (Column L). 2. If you choose "Partial Conversion" then Column BA (AMOUNT) only will be converted based on selected currency (Column L) and Column BB (TAXES) value (INR) will be added to the converted values.
Note on K161: gepadmin: 1. If you choose "Full Conversion" then Column BA (AMOUNT) and Column BB (TAXES) BOTH values will be convert based on selected Currency in (Column L). 2. If you choose "Partial Conversion" then Column BA (AMOUNT) only will be converted based on selected currency (Column L) and Column BB (TAXES) value (INR) will be added to the converted values.
Note on K162: gepadmin: 1. If you choose "Full Conversion" then Column BA (AMOUNT) and Column BB (TAXES) BOTH values will be convert based on selected Currency in (Column L). 2. If you choose "Partial Conversion" then Column BA (AMOUNT) only will be converted based on selected currency (Column L) and Column BB (TAXES) value (INR) will be added to the converted values.
Note on K163: gepadmin: 1. If you choose "Full Conversion" then Column BA (AMOUNT) and Column BB (TAXES) BOTH values will be convert based on selected Currency in (Column L). 2. If you choose "Partial Conversion" then Column BA (AMOUNT) only will be converted based on selected currency (Column L) and Column BB (TAXES) value (INR) will be added to the converted values.
Note on K164: gepadmin: 1. If you choose "Full Conversion" then Column BA (AMOUNT) and Column BB (TAXES) BOTH values will be convert based on selected Currency in (Column L). 2. If you choose "Partial Conversion" then Column BA (AMOUNT) only will be converted based on selected currency (Column L) and Column BB (TAXES) value (INR) will be added to the converted values.
Note on K165: gepadmin: 1. If you choose "Full Conversion" then Column BA (AMOUNT) and Column BB (TAXES) BOTH values will be convert based on selected Currency in (Column L). 2. If you choose "Partial Conversion" then Column BA (AMOUNT) only will be converted based on selected currency (Column L) and Column BB (TAXES) value (INR) will be added to the converted values.
Note on K166: gepadmin: 1. If you choose "Full Conversion" then Column BA (AMOUNT) and Column BB (TAXES) BOTH values will be convert based on selected Currency in (Column L). 2. If you choose "Partial Conversion" then Column BA (AMOUNT) only will be converted based on selected currency (Column L) and Column BB (TAXES) value (INR) will be added to the converted values.
Note on K167: gepadmin: 1. If you choose "Full Conversion" then Column BA (AMOUNT) and Column BB (TAXES) BOTH values will be convert based on selected Currency in (Column L). 2. If you choose "Partial Conversion" then Column BA (AMOUNT) only will be converted based on selected currency (Column L) and Column BB (TAXES) value (INR) will be added to the converted values.
Note on K168: gepadmin: 1. If you choose "Full Conversion" then Column BA (AMOUNT) and Column BB (TAXES) BOTH values will be convert based on selected Currency in (Column L). 2. If you choose "Partial Conversion" then Column BA (AMOUNT) only will be converted based on selected currency (Column L) and Column BB (TAXES) value (INR) will be added to the converted values.
Note on K169: gepadmin: 1. If you choose "Full Conversion" then Column BA (AMOUNT) and Column BB (TAXES) BOTH values will be convert based on selected Currency in (Column L). 2. If you choose "Partial Conversion" then Column BA (AMOUNT) only will be converted based on selected currency (Column L) and Column BB (TAXES) value (INR) will be added to the converted values.
Note on K170: gepadmin: 1. If you choose "Full Conversion" then Column BA (AMOUNT) and Column BB (TAXES) BOTH values will be convert based on selected Currency in (Column L). 2. If you choose "Partial Conversion" then Column BA (AMOUNT) only will be converted based on selected currency (Column L) and Column BB (TAXES) value (INR) will be added to the converted values.
Note on K171: gepadmin: 1. If you choose "Full Conversion" then Column BA (AMOUNT) and Column BB (TAXES) BOTH values will be convert based on selected Currency in (Column L). 2. If you choose "Partial Conversion" then Column BA (AMOUNT) only will be converted based on selected currency (Column L) and Column BB (TAXES) value (INR) will be added to the converted values.
Note on K172: gepadmin: 1. If you choose "Full Conversion" then Column BA (AMOUNT) and Column BB (TAXES) BOTH values will be convert based on selected Currency in (Column L). 2. If you choose "Partial Conversion" then Column BA (AMOUNT) only will be converted based on selected currency (Column L) and Column BB (TAXES) value (INR) will be added to the converted values.
Note on K173: gepadmin: 1. If you choose "Full Conversion" then Column BA (AMOUNT) and Column BB (TAXES) BOTH values will be convert based on selected Currency in (Column L). 2. If you choose "Partial Conversion" then Column BA (AMOUNT) only will be converted based on selected currency (Column L) and Column BB (TAXES) value (INR) will be added to the converted values.
Note on K174: gepadmin: 1. If you choose "Full Conversion" then Column BA (AMOUNT) and Column BB (TAXES) BOTH values will be convert based on selected Currency in (Column L). 2. If you choose "Partial Conversion" then Column BA (AMOUNT) only will be converted based on selected currency (Column L) and Column BB (TAXES) value (INR) will be added to the converted values.
Note on K175: gepadmin: 1. If you choose "Full Conversion" then Column BA (AMOUNT) and Column BB (TAXES) BOTH values will be convert based on selected Currency in (Column L). 2. If you choose "Partial Conversion" then Column BA (AMOUNT) only will be converted based on selected currency (Column L) and Column BB (TAXES) value (INR) will be added to the converted values.
Note on K176: gepadmin: 1. If you choose "Full Conversion" then Column BA (AMOUNT) and Column BB (TAXES) BOTH values will be convert based on selected Currency in (Column L). 2. If you choose "Partial Conversion" then Column BA (AMOUNT) only will be converted based on selected currency (Column L) and Column BB (TAXES) value (INR) will be added to the converted values.
Note on K177: gepadmin: 1. If you choose "Full Conversion" then Column BA (AMOUNT) and Column BB (TAXES) BOTH values will be convert based on selected Currency in (Column L). 2. If you choose "Partial Conversion" then Column BA (AMOUNT) only will be converted based on selected currency (Column L) and Column BB (TAXES) value (INR) will be added to the converted values.
Note on K178: gepadmin: 1. If you choose "Full Conversion" then Column BA (AMOUNT) and Column BB (TAXES) BOTH values will be convert based on selected Currency in (Column L). 2. If you choose "Partial Conversion" then Column BA (AMOUNT) only will be converted based on selected currency (Column L) and Column BB (TAXES) value (INR) will be added to the converted values.
Note on K179: gepadmin: 1. If you choose "Full Conversion" then Column BA (AMOUNT) and Column BB (TAXES) BOTH values will be convert based on selected Currency in (Column L). 2. If you choose "Partial Conversion" then Column BA (AMOUNT) only will be converted based on selected currency (Column L) and Column BB (TAXES) value (INR) will be added to the converted values.
Note on K180: gepadmin: 1. If you choose "Full Conversion" then Column BA (AMOUNT) and Column BB (TAXES) BOTH values will be convert based on selected Currency in (Column L). 2. If you choose "Partial Conversion" then Column BA (AMOUNT) only will be converted based on selected currency (Column L) and Column BB (TAXES) value (INR) will be added to the converted values.
Note on K181: gepadmin: 1. If you choose "Full Conversion" then Column BA (AMOUNT) and Column BB (TAXES) BOTH values will be convert based on selected Currency in (Column L). 2. If you choose "Partial Conversion" then Column BA (AMOUNT) only will be converted based on selected currency (Column L) and Column BB (TAXES) value (INR) will be added to the converted values.
Note on K182: gepadmin: 1. If you choose "Full Conversion" then Column BA (AMOUNT) and Column BB (TAXES) BOTH values will be convert based on selected Currency in (Column L). 2. If you choose "Partial Conversion" then Column BA (AMOUNT) only will be converted based on selected currency (Column L) and Column BB (TAXES) value (INR) will be added to the converted values.
Note on K183: gepadmin: 1. If you choose "Full Conversion" then Column BA (AMOUNT) and Column BB (TAXES) BOTH values will be convert based on selected Currency in (Column L). 2. If you choose "Partial Conversion" then Column BA (AMOUNT) only will be converted based on selected currency (Column L) and Column BB (TAXES) value (INR) will be added to the converted values.
Note on K184: gepadmin: 1. If you choose "Full Conversion" then Column BA (AMOUNT) and Column BB (TAXES) BOTH values will be convert based on selected Currency in (Column L). 2. If you choose "Partial Conversion" then Column BA (AMOUNT) only will be converted based on selected currency (Column L) and Column BB (TAXES) value (INR) will be added to the converted values.
Note on K185: gepadmin: 1. If you choose "Full Conversion" then Column BA (AMOUNT) and Column BB (TAXES) BOTH values will be convert based on selected Currency in (Column L). 2. If you choose "Partial Conversion" then Column BA (AMOUNT) only will be converted based on selected currency (Column L) and Column BB (TAXES) value (INR) will be added to the converted values.
Note on K186: gepadmin: 1. If you choose "Full Conversion" then Column BA (AMOUNT) and Column BB (TAXES) BOTH values will be convert based on selected Currency in (Column L). 2. If you choose "Partial Conversion" then Column BA (AMOUNT) only will be converted based on selected currency (Column L) and Column BB (TAXES) value (INR) will be added to the converted values.
Note on K187: gepadmin: 1. If you choose "Full Conversion" then Column BA (AMOUNT) and Column BB (TAXES) BOTH values will be convert based on selected Currency in (Column L). 2. If you choose "Partial Conversion" then Column BA (AMOUNT) only will be converted based on selected currency (Column L) and Column BB (TAXES) value (INR) will be added to the converted values.
Note on K188: gepadmin: 1. If you choose "Full Conversion" then Column BA (AMOUNT) and Column BB (TAXES) BOTH values will be convert based on selected Currency in (Column L). 2. If you choose "Partial Conversion" then Column BA (AMOUNT) only will be converted based on selected currency (Column L) and Column BB (TAXES) value (INR) will be added to the converted values.
Note on K189: gepadmin: 1. If you choose "Full Conversion" then Column BA (AMOUNT) and Column BB (TAXES) BOTH values will be convert based on selected Currency in (Column L). 2. If you choose "Partial Conversion" then Column BA (AMOUNT) only will be converted based on selected currency (Column L) and Column BB (TAXES) value (INR) will be added to the converted values.
Note on K190: gepadmin: 1. If you choose "Full Conversion" then Column BA (AMOUNT) and Column BB (TAXES) BOTH values will be convert based on selected Currency in (Column L). 2. If you choose "Partial Conversion" then Column BA (AMOUNT) only will be converted based on selected currency (Column L) and Column BB (TAXES) value (INR) will be added to the converted values.
Note on K191: gepadmin: 1. If you choose "Full Conversion" then Column BA (AMOUNT) and Column BB (TAXES) BOTH values will be convert based on selected Currency in (Column L). 2. If you choose "Partial Conversion" then Column BA (AMOUNT) only will be converted based on selected currency (Column L) and Column BB (TAXES) value (INR) will be added to the converted values.
Note on K192: gepadmin: 1. If you choose "Full Conversion" then Column BA (AMOUNT) and Column BB (TAXES) BOTH values will be convert based on selected Currency in (Column L). 2. If you choose "Partial Conversion" then Column BA (AMOUNT) only will be converted based on selected currency (Column L) and Column BB (TAXES) value (INR) will be added to the converted values.
Note on K193: gepadmin: 1. If you choose "Full Conversion" then Column BA (AMOUNT) and Column BB (TAXES) BOTH values will be convert based on selected Currency in (Column L). 2. If you choose "Partial Conversion" then Column BA (AMOUNT) only will be converted based on selected currency (Column L) and Column BB (TAXES) value (INR) will be added to the converted values.
Note on K194: gepadmin: 1. If you choose "Full Conversion" then Column BA (AMOUNT) and Column BB (TAXES) BOTH values will be convert based on selected Currency in (Column L). 2. If you choose "Partial Conversion" then Column BA (AMOUNT) only will be converted based on selected currency (Column L) and Column BB (TAXES) value (INR) will be added to the converted values.
Note on K195: gepadmin: 1. If you choose "Full Conversion" then Column BA (AMOUNT) and Column BB (TAXES) BOTH values will be convert based on selected Currency in (Column L). 2. If you choose "Partial Conversion" then Column BA (AMOUNT) only will be converted based on selected currency (Column L) and Column BB (TAXES) value (INR) will be added to the converted values.
Note on K196: gepadmin: 1. If you choose "Full Conversion" then Column BA (AMOUNT) and Column BB (TAXES) BOTH values will be convert based on selected Currency in (Column L). 2. If you choose "Partial Conversion" then Column BA (AMOUNT) only will be converted based on selected currency (Column L) and Column BB (TAXES) value (INR) will be added to the converted values.
Note on K197: gepadmin: 1. If you choose "Full Conversion" then Column BA (AMOUNT) and Column BB (TAXES) BOTH values will be convert based on selected Currency in (Column L). 2. If you choose "Partial Conversion" then Column BA (AMOUNT) only will be converted based on selected currency (Column L) and Column BB (TAXES) value (INR) will be added to the converted values.
Note on K198: gepadmin: 1. If you choose "Full Conversion" then Column BA (AMOUNT) and Column BB (TAXES) BOTH values will be convert based on selected Currency in (Column L). 2. If you choose "Partial Conversion" then Column BA (AMOUNT) only will be converted based on selected currency (Column L) and Column BB (TAXES) value (INR) will be added to the converted values.
Note on K199: gepadmin: 1. If you choose "Full Conversion" then Column BA (AMOUNT) and Column BB (TAXES) BOTH values will be convert based on selected Currency in (Column L). 2. If you choose "Partial Conversion" then Column BA (AMOUNT) only will be converted based on selected currency (Column L) and Column BB (TAXES) value (INR) will be added to the converted values.
Note on K200: gepadmin: 1. If you choose "Full Conversion" then Column BA (AMOUNT) and Column BB (TAXES) BOTH values will be convert based on selected Currency in (Column L). 2. If you choose "Partial Conversion" then Column BA (AMOUNT) only will be converted based on selected currency (Column L) and Column BB (TAXES) value (INR) will be added to the converted values.
Note on K201: gepadmin: 1. If you choose "Full Conversion" then Column BA (AMOUNT) and Column BB (TAXES) BOTH values will be convert based on selected Currency in (Column L). 2. If you choose "Partial Conversion" then Column BA (AMOUNT) only will be converted based on selected currency (Column L) and Column BB (TAXES) value (INR) will be added to the converted values.
Note on K202: gepadmin: 1. If you choose "Full Conversion" then Column BA (AMOUNT) and Column BB (TAXES) BOTH values will be convert based on selected Currency in (Column L). 2. If you choose "Partial Conversion" then Column BA (AMOUNT) only will be converted based on selected currency (Column L) and Column BB (TAXES) value (INR) will be added to the converted values.
Note on K203: gepadmin: 1. If you choose "Full Conversion" then Column BA (AMOUNT) and Column BB (TAXES) BOTH values will be convert based on selected Currency in (Column L). 2. If you choose "Partial Conversion" then Column BA (AMOUNT) only will be converted based on selected currency (Column L) and Column BB (TAXES) value (INR) will be added to the converted values.
Note on K204: gepadmin: 1. If you choose "Full Conversion" then Column BA (AMOUNT) and Column BB (TAXES) BOTH values will be convert based on selected Currency in (Column L). 2. If you choose "Partial Conversion" then Column BA (AMOUNT) only will be converted based on selected currency (Column L) and Column BB (TAXES) value (INR) will be added to the converted values.
Note on K205: gepadmin: 1. If you choose "Full Conversion" then Column BA (AMOUNT) and Column BB (TAXES) BOTH values will be convert based on selected Currency in (Column L). 2. If you choose "Partial Conversion" then Column BA (AMOUNT) only will be converted based on selected currency (Column L) and Column BB (TAXES) value (INR) will be added to the converted values.
Note on K206: gepadmin: 1. If you choose "Full Conversion" then Column BA (AMOUNT) and Column BB (TAXES) BOTH values will be convert based on selected Currency in (Column L). 2. If you choose "Partial Conversion" then Column BA (AMOUNT) only will be converted based on selected currency (Column L) and Column BB (TAXES) value (INR) will be added to the converted values.
Note on K207: gepadmin: 1. If you choose "Full Conversion" then Column BA (AMOUNT) and Column BB (TAXES) BOTH values will be convert based on selected Currency in (Column L). 2. If you choose "Partial Conversion" then Column BA (AMOUNT) only will be converted based on selected currency (Column L) and Column BB (TAXES) value (INR) will be added to the converted values.
Note on K208: gepadmin: 1. If you choose "Full Conversion" then Column BA (AMOUNT) and Column BB (TAXES) BOTH values will be convert based on selected Currency in (Column L). 2. If you choose "Partial Conversion" then Column BA (AMOUNT) only will be converted based on selected currency (Column L) and Column BB (TAXES) value (INR) will be added to the converted values.
Note on K209: gepadmin: 1. If you choose "Full Conversion" then Column BA (AMOUNT) and Column BB (TAXES) BOTH values will be convert based on selected Currency in (Column L). 2. If you choose "Partial Conversion" then Column BA (AMOUNT) only will be converted based on selected currency (Column L) and Column BB (TAXES) value (INR) will be added to the converted values.
Note on K210: gepadmin: 1. If you choose "Full Conversion" then Column BA (AMOUNT) and Column BB (TAXES) BOTH values will be convert based on selected Currency in (Column L). 2. If you choose "Partial Conversion" then Column BA (AMOUNT) only will be converted based on selected currency (Column L) and Column BB (TAXES) value (INR) will be added to the converted values.
Note on K211: gepadmin: 1. If you choose "Full Conversion" then Column BA (AMOUNT) and Column BB (TAXES) BOTH values will be convert based on selected Currency in (Column L). 2. If you choose "Partial Conversion" then Column BA (AMOUNT) only will be converted based on selected currency (Column L) and Column BB (TAXES) value (INR) will be added to the converted values.
Note on K212: gepadmin: 1. If you choose "Full Conversion" then Column BA (AMOUNT) and Column BB (TAXES) BOTH values will be convert based on selected Currency in (Column L). 2. If you choose "Partial Conversion" then Column BA (AMOUNT) only will be converted based on selected currency (Column L) and Column BB (TAXES) value (INR) will be added to the converted values.
Note on K213: gepadmin: 1. If you choose "Full Conversion" then Column BA (AMOUNT) and Column BB (TAXES) BOTH values will be convert based on selected Currency in (Column L). 2. If you choose "Partial Conversion" then Column BA (AMOUNT) only will be converted based on selected currency (Column L) and Column BB (TAXES) value (INR) will be added to the converted values.
Note on K214: gepadmin: 1. If you choose "Full Conversion" then Column BA (AMOUNT) and Column BB (TAXES) BOTH values will be convert based on selected Currency in (Column L). 2. If you choose "Partial Conversion" then Column BA (AMOUNT) only will be converted based on selected currency (Column L) and Column BB (TAXES) value (INR) will be added to the converted values.
Note on K215: gepadmin: 1. If you choose "Full Conversion" then Column BA (AMOUNT) and Column BB (TAXES) BOTH values will be convert based on selected Currency in (Column L). 2. If you choose "Partial Conversion" then Column BA (AMOUNT) only will be converted based on selected currency (Column L) and Column BB (TAXES) value (INR) will be added to the converted values.
Note on K216: gepadmin: 1. If you choose "Full Conversion" then Column BA (AMOUNT) and Column BB (TAXES) BOTH values will be convert based on selected Currency in (Column L). 2. If you choose "Partial Conversion" then Column BA (AMOUNT) only will be converted based on selected currency (Column L) and Column BB (TAXES) value (INR) will be added to the converted values.
Note on K217: gepadmin: 1. If you choose "Full Conversion" then Column BA (AMOUNT) and Column BB (TAXES) BOTH values will be convert based on selected Currency in (Column L). 2. If you choose "Partial Conversion" then Column BA (AMOUNT) only will be converted based on selected currency (Column L) and Column BB (TAXES) value (INR) will be added to the converted values.
Note on K218: gepadmin: 1. If you choose "Full Conversion" then Column BA (AMOUNT) and Column BB (TAXES) BOTH values will be convert based on selected Currency in (Column L). 2. If you choose "Partial Conversion" then Column BA (AMOUNT) only will be converted based on selected currency (Column L) and Column BB (TAXES) value (INR) will be added to the converted values.
Note on K219: gepadmin: 1. If you choose "Full Conversion" then Column BA (AMOUNT) and Column BB (TAXES) BOTH values will be convert based on selected Currency in (Column L). 2. If you choose "Partial Conversion" then Column BA (AMOUNT) only will be converted based on selected currency (Column L) and Column BB (TAXES) value (INR) will be added to the converted values.
Note on K220: gepadmin: 1. If you choose "Full Conversion" then Column BA (AMOUNT) and Column BB (TAXES) BOTH values will be convert based on selected Currency in (Column L). 2. If you choose "Partial Conversion" then Column BA (AMOUNT) only will be converted based on selected currency (Column L) and Column BB (TAXES) value (INR) will be added to the converted values.
Note on K221: gepadmin: 1. If you choose "Full Conversion" then Column BA (AMOUNT) and Column BB (TAXES) BOTH values will be convert based on selected Currency in (Column L). 2. If you choose "Partial Conversion" then Column BA (AMOUNT) only will be converted based on selected currency (Column L) and Column BB (TAXES) value (INR) will be added to the converted values.
Note on K222: gepadmin: 1. If you choose "Full Conversion" then Column BA (AMOUNT) and Column BB (TAXES) BOTH values will be convert based on selected Currency in (Column L). 2. If you choose "Partial Conversion" then Column BA (AMOUNT) only will be converted based on selected currency (Column L) and Column BB (TAXES) value (INR) will be added to the converted values.
Note on K223: gepadmin: 1. If you choose "Full Conversion" then Column BA (AMOUNT) and Column BB (TAXES) BOTH values will be convert based on selected Currency in (Column L). 2. If you choose "Partial Conversion" then Column BA (AMOUNT) only will be converted based on selected currency (Column L) and Column BB (TAXES) value (INR) will be added to the converted values.
Note on K224: gepadmin: 1. If you choose "Full Conversion" then Column BA (AMOUNT) and Column BB (TAXES) BOTH values will be convert based on selected Currency in (Column L). 2. If you choose "Partial Conversion" then Column BA (AMOUNT) only will be converted based on selected currency (Column L) and Column BB (TAXES) value (INR) will be added to the converted values.
Note on K225: gepadmin: 1. If you choose "Full Conversion" then Column BA (AMOUNT) and Column BB (TAXES) BOTH values will be convert based on selected Currency in (Column L). 2. If you choose "Partial Conversion" then Column BA (AMOUNT) only will be converted based on selected currency (Column L) and Column BB (TAXES) value (INR) will be added to the converted values.
Note on K226: gepadmin: 1. If you choose "Full Conversion" then Column BA (AMOUNT) and Column BB (TAXES) BOTH values will be convert based on selected Currency in (Column L). 2. If you choose "Partial Conversion" then Column BA (AMOUNT) only will be converted based on selected currency (Column L) and Column BB (TAXES) value (INR) will be added to the converted values.
Note on K227: gepadmin: 1. If you choose "Full Conversion" then Column BA (AMOUNT) and Column BB (TAXES) BOTH values will be convert based on selected Currency in (Column L). 2. If you choose "Partial Conversion" then Column BA (AMOUNT) only will be converted based on selected currency (Column L) and Column BB (TAXES) value (INR) will be added to the converted values.
Note on K228: gepadmin: 1. If you choose "Full Conversion" then Column BA (AMOUNT) and Column BB (TAXES) BOTH values will be convert based on selected Currency in (Column L). 2. If you choose "Partial Conversion" then Column BA (AMOUNT) only will be converted based on selected currency (Column L) and Column BB (TAXES) value (INR) will be added to the converted values.
Note on K229: gepadmin: 1. If you choose "Full Conversion" then Column BA (AMOUNT) and Column BB (TAXES) BOTH values will be convert based on selected Currency in (Column L). 2. If you choose "Partial Conversion" then Column BA (AMOUNT) only will be converted based on selected currency (Column L) and Column BB (TAXES) value (INR) will be added to the converted values.
Note on K230: gepadmin: 1. If you choose "Full Conversion" then Column BA (AMOUNT) and Column BB (TAXES) BOTH values will be convert based on selected Currency in (Column L). 2. If you choose "Partial Conversion" then Column BA (AMOUNT) only will be converted based on selected currency (Column L) and Column BB (TAXES) value (INR) will be added to the converted values.
Note on K231: gepadmin: 1. If you choose "Full Conversion" then Column BA (AMOUNT) and Column BB (TAXES) BOTH values will be convert based on selected Currency in (Column L). 2. If you choose "Partial Conversion" then Column BA (AMOUNT) only will be converted based on selected currency (Column L) and Column BB (TAXES) value (INR) will be added to the converted values.
Note on K232: gepadmin: 1. If you choose "Full Conversion" then Column BA (AMOUNT) and Column BB (TAXES) BOTH values will be convert based on selected Currency in (Column L). 2. If you choose "Partial Conversion" then Column BA (AMOUNT) only will be converted based on selected currency (Column L) and Column BB (TAXES) value (INR) will be added to the converted values.
Note on K233: gepadmin: 1. If you choose "Full Conversion" then Column BA (AMOUNT) and Column BB (TAXES) BOTH values will be convert based on selected Currency in (Column L). 2. If you choose "Partial Conversion" then Column BA (AMOUNT) only will be converted based on selected currency (Column L) and Column BB (TAXES) value (INR) will be added to the converted values.
Note on K234: gepadmin: 1. If you choose "Full Conversion" then Column BA (AMOUNT) and Column BB (TAXES) BOTH values will be convert based on selected Currency in (Column L). 2. If you choose "Partial Conversion" then Column BA (AMOUNT) only will be converted based on selected currency (Column L) and Column BB (TAXES) value (INR) will be added to the converted values.
Note on K235: gepadmin: 1. If you choose "Full Conversion" then Column BA (AMOUNT) and Column BB (TAXES) BOTH values will be convert based on selected Currency in (Column L). 2. If you choose "Partial Conversion" then Column BA (AMOUNT) only will be converted based on selected currency (Column L) and Column BB (TAXES) value (INR) will be added to the converted values.
Note on K236: gepadmin: 1. If you choose "Full Conversion" then Column BA (AMOUNT) and Column BB (TAXES) BOTH values will be convert based on selected Currency in (Column L). 2. If you choose "Partial Conversion" then Column BA (AMOUNT) only will be converted based on selected currency (Column L) and Column BB (TAXES) value (INR) will be added to the converted values.
Note on K237: gepadmin: 1. If you choose "Full Conversion" then Column BA (AMOUNT) and Column BB (TAXES) BOTH values will be convert based on selected Currency in (Column L). 2. If you choose "Partial Conversion" then Column BA (AMOUNT) only will be converted based on selected currency (Column L) and Column BB (TAXES) value (INR) will be added to the converted values.
Note on K238: gepadmin: 1. If you choose "Full Conversion" then Column BA (AMOUNT) and Column BB (TAXES) BOTH values will be convert based on selected Currency in (Column L). 2. If you choose "Partial Conversion" then Column BA (AMOUNT) only will be converted based on selected currency (Column L) and Column BB (TAXES) value (INR) will be added to the converted values.
Note on K239: gepadmin: 1. If you choose "Full Conversion" then Column BA (AMOUNT) and Column BB (TAXES) BOTH values will be convert based on selected Currency in (Column L). 2. If you choose "Partial Conversion" then Column BA (AMOUNT) only will be converted based on selected currency (Column L) and Column BB (TAXES) value (INR) will be added to the converted values.
Note on K240: gepadmin: 1. If you choose "Full Conversion" then Column BA (AMOUNT) and Column BB (TAXES) BOTH values will be convert based on selected Currency in (Column L). 2. If you choose "Partial Conversion" then Column BA (AMOUNT) only will be converted based on selected currency (Column L) and Column BB (TAXES) value (INR) will be added to the converted values.
Note on K241: gepadmin: 1. If you choose "Full Conversion" then Column BA (AMOUNT) and Column BB (TAXES) BOTH values will be convert based on selected Currency in (Column L). 2. If you choose "Partial Conversion" then Column BA (AMOUNT) only will be converted based on selected currency (Column L) and Column BB (TAXES) value (INR) will be added to the converted values.
Note on K242: gepadmin: 1. If you choose "Full Conversion" then Column BA (AMOUNT) and Column BB (TAXES) BOTH values will be convert based on selected Currency in (Column L). 2. If you choose "Partial Conversion" then Column BA (AMOUNT) only will be converted based on selected currency (Column L) and Column BB (TAXES) value (INR) will be added to the converted values.
Note on K243: gepadmin: 1. If you choose "Full Conversion" then Column BA (AMOUNT) and Column BB (TAXES) BOTH values will be convert based on selected Currency in (Column L). 2. If you choose "Partial Conversion" then Column BA (AMOUNT) only will be converted based on selected currency (Column L) and Column BB (TAXES) value (INR) will be added to the converted values.
Note on K244: gepadmin: 1. If you choose "Full Conversion" then Column BA (AMOUNT) and Column BB (TAXES) BOTH values will be convert based on selected Currency in (Column L). 2. If you choose "Partial Conversion" then Column BA (AMOUNT) only will be converted based on selected currency (Column L) and Column BB (TAXES) value (INR) will be added to the converted values.
Note on K245: gepadmin: 1. If you choose "Full Conversion" then Column BA (AMOUNT) and Column BB (TAXES) BOTH values will be convert based on selected Currency in (Column L). 2. If you choose "Partial Conversion" then Column BA (AMOUNT) only will be converted based on selected currency (Column L) and Column BB (TAXES) value (INR) will be added to the converted values.
Note on K246: gepadmin: 1. If you choose "Full Conversion" then Column BA (AMOUNT) and Column BB (TAXES) BOTH values will be convert based on selected Currency in (Column L). 2. If you choose "Partial Conversion" then Column BA (AMOUNT) only will be converted based on selected currency (Column L) and Column BB (TAXES) value (INR) will be added to the converted values.
Note on K247: gepadmin: 1. If you choose "Full Conversion" then Column BA (AMOUNT) and Column BB (TAXES) BOTH values will be convert based on selected Currency in (Column L). 2. If you choose "Partial Conversion" then Column BA (AMOUNT) only will be converted based on selected currency (Column L) and Column BB (TAXES) value (INR) will be added to the converted values.
Note on K248: gepadmin: 1. If you choose "Full Conversion" then Column BA (AMOUNT) and Column BB (TAXES) BOTH values will be convert based on selected Currency in (Column L). 2. If you choose "Partial Conversion" then Column BA (AMOUNT) only will be converted based on selected currency (Column L) and Column BB (TAXES) value (INR) will be added to the converted values.
Note on K249: gepadmin: 1. If you choose "Full Conversion" then Column BA (AMOUNT) and Column BB (TAXES) BOTH values will be convert based on selected Currency in (Column L). 2. If you choose "Partial Conversion" then Column BA (AMOUNT) only will be converted based on selected currency (Column L) and Column BB (TAXES) value (INR) will be added to the converted values.
Note on K250: gepadmin: 1. If you choose "Full Conversion" then Column BA (AMOUNT) and Column BB (TAXES) BOTH values will be convert based on selected Currency in (Column L). 2. If you choose "Partial Conversion" then Column BA (AMOUNT) only will be converted based on selected currency (Column L) and Column BB (TAXES) value (INR) will be added to the converted values.
Note on K251: gepadmin: 1. If you choose "Full Conversion" then Column BA (AMOUNT) and Column BB (TAXES) BOTH values will be convert based on selected Currency in (Column L). 2. If you choose "Partial Conversion" then Column BA (AMOUNT) only will be converted based on selected currency (Column L) and Column BB (TAXES) value (INR) will be added to the converted values.
Note on K252: gepadmin: 1. If you choose "Full Conversion" then Column BA (AMOUNT) and Column BB (TAXES) BOTH values will be convert based on selected Currency in (Column L). 2. If you choose "Partial Conversion" then Column BA (AMOUNT) only will be converted based on selected currency (Column L) and Column BB (TAXES) value (INR) will be added to the converted values.
Note on K253: gepadmin: 1. If you choose "Full Conversion" then Column BA (AMOUNT) and Column BB (TAXES) BOTH values will be convert based on selected Currency in (Column L). 2. If you choose "Partial Conversion" then Column BA (AMOUNT) only will be converted based on selected currency (Column L) and Column BB (TAXES) value (INR) will be added to the converted values.
Note on K254: gepadmin: 1. If you choose "Full Conversion" then Column BA (AMOUNT) and Column BB (TAXES) BOTH values will be convert based on selected Currency in (Column L). 2. If you choose "Partial Conversion" then Column BA (AMOUNT) only will be converted based on selected currency (Column L) and Column BB (TAXES) value (INR) will be added to the converted values.
Note on K255: gepadmin: 1. If you choose "Full Conversion" then Column BA (AMOUNT) and Column BB (TAXES) BOTH values will be convert based on selected Currency in (Column L). 2. If you choose "Partial Conversion" then Column BA (AMOUNT) only will be converted based on selected currency (Column L) and Column BB (TAXES) value (INR) will be added to the converted values.
Note on K256: gepadmin: 1. If you choose "Full Conversion" then Column BA (AMOUNT) and Column BB (TAXES) BOTH values will be convert based on selected Currency in (Column L). 2. If you choose "Partial Conversion" then Column BA (AMOUNT) only will be converted based on selected currency (Column L) and Column BB (TAXES) value (INR) will be added to the converted values.
Note on K257: gepadmin: 1. If you choose "Full Conversion" then Column BA (AMOUNT) and Column BB (TAXES) BOTH values will be convert based on selected Currency in (Column L). 2. If you choose "Partial Conversion" then Column BA (AMOUNT) only will be converted based on selected currency (Column L) and Column BB (TAXES) value (INR) will be added to the converted values.
Note on K258: gepadmin: 1. If you choose "Full Conversion" then Column BA (AMOUNT) and Column BB (TAXES) BOTH values will be convert based on selected Currency in (Column L). 2. If you choose "Partial Conversion" then Column BA (AMOUNT) only will be converted based on selected currency (Column L) and Column BB (TAXES) value (INR) will be added to the converted values.
Note on K259: gepadmin: 1. If you choose "Full Conversion" then Column BA (AMOUNT) and Column BB (TAXES) BOTH values will be convert based on selected Currency in (Column L). 2. If you choose "Partial Conversion" then Column BA (AMOUNT) only will be converted based on selected currency (Column L) and Column BB (TAXES) value (INR) will be added to the converted values.
Note on K260: gepadmin: 1. If you choose "Full Conversion" then Column BA (AMOUNT) and Column BB (TAXES) BOTH values will be convert based on selected Currency in (Column L). 2. If you choose "Partial Conversion" then Column BA (AMOUNT) only will be converted based on selected currency (Column L) and Column BB (TAXES) value (INR) will be added to the converted values.
Note on K261: gepadmin: 1. If you choose "Full Conversion" then Column BA (AMOUNT) and Column BB (TAXES) BOTH values will be convert based on selected Currency in (Column L). 2. If you choose "Partial Conversion" then Column BA (AMOUNT) only will be converted based on selected currency (Column L) and Column BB (TAXES) value (INR) will be added to the converted values.
Note on K262: gepadmin: 1. If you choose "Full Conversion" then Column BA (AMOUNT) and Column BB (TAXES) BOTH values will be convert based on selected Currency in (Column L). 2. If you choose "Partial Conversion" then Column BA (AMOUNT) only will be converted based on selected currency (Column L) and Column BB (TAXES) value (INR) will be added to the converted values.
Note on K263: gepadmin: 1. If you choose "Full Conversion" then Column BA (AMOUNT) and Column BB (TAXES) BOTH values will be convert based on selected Currency in (Column L). 2. If you choose "Partial Conversion" then Column BA (AMOUNT) only will be converted based on selected currency (Column L) and Column BB (TAXES) value (INR) will be added to the converted values.
Note on K264: gepadmin: 1. If you choose "Full Conversion" then Column BA (AMOUNT) and Column BB (TAXES) BOTH values will be convert based on selected Currency in (Column L). 2. If you choose "Partial Conversion" then Column BA (AMOUNT) only will be converted based on selected currency (Column L) and Column BB (TAXES) value (INR) will be added to the converted values.
Note on K265: gepadmin: 1. If you choose "Full Conversion" then Column BA (AMOUNT) and Column BB (TAXES) BOTH values will be convert based on selected Currency in (Column L). 2. If you choose "Partial Conversion" then Column BA (AMOUNT) only will be converted based on selected currency (Column L) and Column BB (TAXES) value (INR) will be added to the converted values.
Note on K266: gepadmin: 1. If you choose "Full Conversion" then Column BA (AMOUNT) and Column BB (TAXES) BOTH values will be convert based on selected Currency in (Column L). 2. If you choose "Partial Conversion" then Column BA (AMOUNT) only will be converted based on selected currency (Column L) and Column BB (TAXES) value (INR) will be added to the converted values.
Note on K267: gepadmin: 1. If you choose "Full Conversion" then Column BA (AMOUNT) and Column BB (TAXES) BOTH values will be convert based on selected Currency in (Column L). 2. If you choose "Partial Conversion" then Column BA (AMOUNT) only will be converted based on selected currency (Column L) and Column BB (TAXES) value (INR) will be added to the converted values.
Note on K268: gepadmin: 1. If you choose "Full Conversion" then Column BA (AMOUNT) and Column BB (TAXES) BOTH values will be convert based on selected Currency in (Column L). 2. If you choose "Partial Conversion" then Column BA (AMOUNT) only will be converted based on selected currency (Column L) and Column BB (TAXES) value (INR) will be added to the converted values.
Note on K269: gepadmin: 1. If you choose "Full Conversion" then Column BA (AMOUNT) and Column BB (TAXES) BOTH values will be convert based on selected Currency in (Column L). 2. If you choose "Partial Conversion" then Column BA (AMOUNT) only will be converted based on selected currency (Column L) and Column BB (TAXES) value (INR) will be added to the converted values.
Note on K270: gepadmin: 1. If you choose "Full Conversion" then Column BA (AMOUNT) and Column BB (TAXES) BOTH values will be convert based on selected Currency in (Column L). 2. If you choose "Partial Conversion" then Column BA (AMOUNT) only will be converted based on selected currency (Column L) and Column BB (TAXES) value (INR) will be added to the converted values.
Note on K271: gepadmin: 1. If you choose "Full Conversion" then Column BA (AMOUNT) and Column BB (TAXES) BOTH values will be convert based on selected Currency in (Column L). 2. If you choose "Partial Conversion" then Column BA (AMOUNT) only will be converted based on selected currency (Column L) and Column BB (TAXES) value (INR) will be added to the converted values.
Note on K272: gepadmin: 1. If you choose "Full Conversion" then Column BA (AMOUNT) and Column BB (TAXES) BOTH values will be convert based on selected Currency in (Column L). 2. If you choose "Partial Conversion" then Column BA (AMOUNT) only will be converted based on selected currency (Column L) and Column BB (TAXES) value (INR) will be added to the converted values.
Note on K273: gepadmin: 1. If you choose "Full Conversion" then Column BA (AMOUNT) and Column BB (TAXES) BOTH values will be convert based on selected Currency in (Column L). 2. If you choose "Partial Conversion" then Column BA (AMOUNT) only will be converted based on selected currency (Column L) and Column BB (TAXES) value (INR) will be added to the converted values.
Note on K274: gepadmin: 1. If you choose "Full Conversion" then Column BA (AMOUNT) and Column BB (TAXES) BOTH values will be convert based on selected Currency in (Column L). 2. If you choose "Partial Conversion" then Column BA (AMOUNT) only will be converted based on selected currency (Column L) and Column BB (TAXES) value (INR) will be added to the converted values.
Note on K275: gepadmin: 1. If you choose "Full Conversion" then Column BA (AMOUNT) and Column BB (TAXES) BOTH values will be convert based on selected Currency in (Column L). 2. If you choose "Partial Conversion" then Column BA (AMOUNT) only will be converted based on selected currency (Column L) and Column BB (TAXES) value (INR) will be added to the converted values.
Note on K276: gepadmin: 1. If you choose "Full Conversion" then Column BA (AMOUNT) and Column BB (TAXES) BOTH values will be convert based on selected Currency in (Column L). 2. If you choose "Partial Conversion" then Column BA (AMOUNT) only will be converted based on selected currency (Column L) and Column BB (TAXES) value (INR) will be added to the converted values.
Note on K277: gepadmin: 1. If you choose "Full Conversion" then Column BA (AMOUNT) and Column BB (TAXES) BOTH values will be convert based on selected Currency in (Column L). 2. If you choose "Partial Conversion" then Column BA (AMOUNT) only will be converted based on selected currency (Column L) and Column BB (TAXES) value (INR) will be added to the converted values.
Note on K278: gepadmin: 1. If you choose "Full Conversion" then Column BA (AMOUNT) and Column BB (TAXES) BOTH values will be convert based on selected Currency in (Column L). 2. If you choose "Partial Conversion" then Column BA (AMOUNT) only will be converted based on selected currency (Column L) and Column BB (TAXES) value (INR) will be added to the converted values.
Note on K279: gepadmin: 1. If you choose "Full Conversion" then Column BA (AMOUNT) and Column BB (TAXES) BOTH values will be convert based on selected Currency in (Column L). 2. If you choose "Partial Conversion" then Column BA (AMOUNT) only will be converted based on selected currency (Column L) and Column BB (TAXES) value (INR) will be added to the converted values.
Note on K280: gepadmin: 1. If you choose "Full Conversion" then Column BA (AMOUNT) and Column BB (TAXES) BOTH values will be convert based on selected Currency in (Column L). 2. If you choose "Partial Conversion" then Column BA (AMOUNT) only will be converted based on selected currency (Column L) and Column BB (TAXES) value (INR) will be added to the converted values.
Note on K281: gepadmin: 1. If you choose "Full Conversion" then Column BA (AMOUNT) and Column BB (TAXES) BOTH values will be convert based on selected Currency in (Column L). 2. If you choose "Partial Conversion" then Column BA (AMOUNT) only will be converted based on selected currency (Column L) and Column BB (TAXES) value (INR) will be added to the converted values.
Note on K282: gepadmin: 1. If you choose "Full Conversion" then Column BA (AMOUNT) and Column BB (TAXES) BOTH values will be convert based on selected Currency in (Column L). 2. If you choose "Partial Conversion" then Column BA (AMOUNT) only will be converted based on selected currency (Column L) and Column BB (TAXES) value (INR) will be added to the converted values.
Note on K283: gepadmin: 1. If you choose "Full Conversion" then Column BA (AMOUNT) and Column BB (TAXES) BOTH values will be convert based on selected Currency in (Column L). 2. If you choose "Partial Conversion" then Column BA (AMOUNT) only will be converted based on selected currency (Column L) and Column BB (TAXES) value (INR) will be added to the converted values.
Note on K284: gepadmin: 1. If you choose "Full Conversion" then Column BA (AMOUNT) and Column BB (TAXES) BOTH values will be convert based on selected Currency in (Column L). 2. If you choose "Partial Conversion" then Column BA (AMOUNT) only will be converted based on selected currency (Column L) and Column BB (TAXES) value (INR) will be added to the converted values.
Note on K285: gepadmin: 1. If you choose "Full Conversion" then Column BA (AMOUNT) and Column BB (TAXES) BOTH values will be convert based on selected Currency in (Column L). 2. If you choose "Partial Conversion" then Column BA (AMOUNT) only will be converted based on selected currency (Column L) and Column BB (TAXES) value (INR) will be added to the converted values.
Note on K286: gepadmin: 1. If you choose "Full Conversion" then Column BA (AMOUNT) and Column BB (TAXES) BOTH values will be convert based on selected Currency in (Column L). 2. If you choose "Partial Conversion" then Column BA (AMOUNT) only will be converted based on selected currency (Column L) and Column BB (TAXES) value (INR) will be added to the converted values.
Note on K287: gepadmin: 1. If you choose "Full Conversion" then Column BA (AMOUNT) and Column BB (TAXES) BOTH values will be convert based on selected Currency in (Column L). 2. If you choose "Partial Conversion" then Column BA (AMOUNT) only will be converted based on selected currency (Column L) and Column BB (TAXES) value (INR) will be added to the converted values.
Note on K288: gepadmin: 1. If you choose "Full Conversion" then Column BA (AMOUNT) and Column BB (TAXES) BOTH values will be convert based on selected Currency in (Column L). 2. If you choose "Partial Conversion" then Column BA (AMOUNT) only will be converted based on selected currency (Column L) and Column BB (TAXES) value (INR) will be added to the converted values.
Note on K289: gepadmin: 1. If you choose "Full Conversion" then Column BA (AMOUNT) and Column BB (TAXES) BOTH values will be convert based on selected Currency in (Column L). 2. If you choose "Partial Conversion" then Column BA (AMOUNT) only will be converted based on selected currency (Column L) and Column BB (TAXES) value (INR) will be added to the converted values.
Note on K290: gepadmin: 1. If you choose "Full Conversion" then Column BA (AMOUNT) and Column BB (TAXES) BOTH values will be convert based on selected Currency in (Column L). 2. If you choose "Partial Conversion" then Column BA (AMOUNT) only will be converted based on selected currency (Column L) and Column BB (TAXES) value (INR) will be added to the converted values.
Note on K291: gepadmin: 1. If you choose "Full Conversion" then Column BA (AMOUNT) and Column BB (TAXES) BOTH values will be convert based on selected Currency in (Column L). 2. If you choose "Partial Conversion" then Column BA (AMOUNT) only will be converted based on selected currency (Column L) and Column BB (TAXES) value (INR) will be added to the converted values.
Note on K292: gepadmin: 1. If you choose "Full Conversion" then Column BA (AMOUNT) and Column BB (TAXES) BOTH values will be convert based on selected Currency in (Column L). 2. If you choose "Partial Conversion" then Column BA (AMOUNT) only will be converted based on selected currency (Column L) and Column BB (TAXES) value (INR) will be added to the converted values.
Note on K293: gepadmin: 1. If you choose "Full Conversion" then Column BA (AMOUNT) and Column BB (TAXES) BOTH values will be convert based on selected Currency in (Column L). 2. If you choose "Partial Conversion" then Column BA (AMOUNT) only will be converted based on selected currency (Column L) and Column BB (TAXES) value (INR) will be added to the converted values.
Note on K294: gepadmin: 1. If you choose "Full Conversion" then Column BA (AMOUNT) and Column BB (TAXES) BOTH values will be convert based on selected Currency in (Column L). 2. If you choose "Partial Conversion" then Column BA (AMOUNT) only will be converted based on selected currency (Column L) and Column BB (TAXES) value (INR) will be added to the converted values.
Note on K295: gepadmin: 1. If you choose "Full Conversion" then Column BA (AMOUNT) and Column BB (TAXES) BOTH values will be convert based on selected Currency in (Column L). 2. If you choose "Partial Conversion" then Column BA (AMOUNT) only will be converted based on selected currency (Column L) and Column BB (TAXES) value (INR) will be added to the converted values.
Note on K296: gepadmin: 1. If you choose "Full Conversion" then Column BA (AMOUNT) and Column BB (TAXES) BOTH values will be convert based on selected Currency in (Column L). 2. If you choose "Partial Conversion" then Column BA (AMOUNT) only will be converted based on selected currency (Column L) and Column BB (TAXES) value (INR) will be added to the converted values.
Note on K297: gepadmin: 1. If you choose "Full Conversion" then Column BA (AMOUNT) and Column BB (TAXES) BOTH values will be convert based on selected Currency in (Column L). 2. If you choose "Partial Conversion" then Column BA (AMOUNT) only will be converted based on selected currency (Column L) and Column BB (TAXES) value (INR) will be added to the converted values.
Note on K298: gepadmin: 1. If you choose "Full Conversion" then Column BA (AMOUNT) and Column BB (TAXES) BOTH values will be convert based on selected Currency in (Column L). 2. If you choose "Partial Conversion" then Column BA (AMOUNT) only will be converted based on selected currency (Column L) and Column BB (TAXES) value (INR) will be added to the converted values.
Note on K299: gepadmin: 1. If you choose "Full Conversion" then Column BA (AMOUNT) and Column BB (TAXES) BOTH values will be convert based on selected Currency in (Column L). 2. If you choose "Partial Conversion" then Column BA (AMOUNT) only will be converted based on selected currency (Column L) and Column BB (TAXES) value (INR) will be added to the converted values.
Note on K300: gepadmin: 1. If you choose "Full Conversion" then Column BA (AMOUNT) and Column BB (TAXES) BOTH values will be convert based on selected Currency in (Column L). 2. If you choose "Partial Conversion" then Column BA (AMOUNT) only will be converted based on selected currency (Column L) and Column BB (TAXES) value (INR) will be added to the converted values.
Note on K301: gepadmin: 1. If you choose "Full Conversion" then Column BA (AMOUNT) and Column BB (TAXES) BOTH values will be convert based on selected Currency in (Column L). 2. If you choose "Partial Conversion" then Column BA (AMOUNT) only will be converted based on selected currency (Column L) and Column BB (TAXES) value (INR) will be added to the converted values.
Note on K302: gepadmin: 1. If you choose "Full Conversion" then Column BA (AMOUNT) and Column BB (TAXES) BOTH values will be convert based on selected Currency in (Column L). 2. If you choose "Partial Conversion" then Column BA (AMOUNT) only will be converted based on selected currency (Column L) and Column BB (TAXES) value (INR) will be added to the converted values.
Note on K303: gepadmin: 1. If you choose "Full Conversion" then Column BA (AMOUNT) and Column BB (TAXES) BOTH values will be convert based on selected Currency in (Column L). 2. If you choose "Partial Conversion" then Column BA (AMOUNT) only will be converted based on selected currency (Column L) and Column BB (TAXES) value (INR) will be added to the converted values.
Note on K304: gepadmin: 1. If you choose "Full Conversion" then Column BA (AMOUNT) and Column BB (TAXES) BOTH values will be convert based on selected Currency in (Column L). 2. If you choose "Partial Conversion" then Column BA (AMOUNT) only will be converted based on selected currency (Column L) and Column BB (TAXES) value (INR) will be added to the converted values.
Note on K305: gepadmin: 1. If you choose "Full Conversion" then Column BA (AMOUNT) and Column BB (TAXES) BOTH values will be convert based on selected Currency in (Column L). 2. If you choose "Partial Conversion" then Column BA (AMOUNT) only will be converted based on selected currency (Column L) and Column BB (TAXES) value (INR) will be added to the converted values.
Note on K306: gepadmin: 1. If you choose "Full Conversion" then Column BA (AMOUNT) and Column BB (TAXES) BOTH values will be convert based on selected Currency in (Column L). 2. If you choose "Partial Conversion" then Column BA (AMOUNT) only will be converted based on selected currency (Column L) and Column BB (TAXES) value (INR) will be added to the converted values.
Note on K307: gepadmin: 1. If you choose "Full Conversion" then Column BA (AMOUNT) and Column BB (TAXES) BOTH values will be convert based on selected Currency in (Column L). 2. If you choose "Partial Conversion" then Column BA (AMOUNT) only will be converted based on selected currency (Column L) and Column BB (TAXES) value (INR) will be added to the converted values.
Note on K308: gepadmin: 1. If you choose "Full Conversion" then Column BA (AMOUNT) and Column BB (TAXES) BOTH values will be convert based on selected Currency in (Column L). 2. If you choose "Partial Conversion" then Column BA (AMOUNT) only will be converted based on selected currency (Column L) and Column BB (TAXES) value (INR) will be added to the converted values.
Note on K309: gepadmin: 1. If you choose "Full Conversion" then Column BA (AMOUNT) and Column BB (TAXES) BOTH values will be convert based on selected Currency in (Column L). 2. If you choose "Partial Conversion" then Column BA (AMOUNT) only will be converted based on selected currency (Column L) and Column BB (TAXES) value (INR) will be added to the converted values.
Note on K310: gepadmin: 1. If you choose "Full Conversion" then Column BA (AMOUNT) and Column BB (TAXES) BOTH values will be convert based on selected Currency in (Column L). 2. If you choose "Partial Conversion" then Column BA (AMOUNT) only will be converted based on selected currency (Column L) and Column BB (TAXES) value (INR) will be added to the converted values.
Note on K311: gepadmin: 1. If you choose "Full Conversion" then Column BA (AMOUNT) and Column BB (TAXES) BOTH values will be convert based on selected Currency in (Column L). 2. If you choose "Partial Conversion" then Column BA (AMOUNT) only will be converted based on selected currency (Column L) and Column BB (TAXES) value (INR) will be added to the converted values.
Note on K312: gepadmin: 1. If you choose "Full Conversion" then Column BA (AMOUNT) and Column BB (TAXES) BOTH values will be convert based on selected Currency in (Column L). 2. If you choose "Partial Conversion" then Column BA (AMOUNT) only will be converted based on selected currency (Column L) and Column BB (TAXES) value (INR) will be added to the converted values.
Note on K313: gepadmin: 1. If you choose "Full Conversion" then Column BA (AMOUNT) and Column BB (TAXES) BOTH values will be convert based on selected Currency in (Column L). 2. If you choose "Partial Conversion" then Column BA (AMOUNT) only will be converted based on selected currency (Column L) and Column BB (TAXES) value (INR) will be added to the converted values.
Note on K314: gepadmin: 1. If you choose "Full Conversion" then Column BA (AMOUNT) and Column BB (TAXES) BOTH values will be convert based on selected Currency in (Column L). 2. If you choose "Partial Conversion" then Column BA (AMOUNT) only will be converted based on selected currency (Column L) and Column BB (TAXES) value (INR) will be added to the converted values.
Note on K315: gepadmin: 1. If you choose "Full Conversion" then Column BA (AMOUNT) and Column BB (TAXES) BOTH values will be convert based on selected Currency in (Column L). 2. If you choose "Partial Conversion" then Column BA (AMOUNT) only will be converted based on selected currency (Column L) and Column BB (TAXES) value (INR) will be added to the converted values.
Note on K316: gepadmin: 1. If you choose "Full Conversion" then Column BA (AMOUNT) and Column BB (TAXES) BOTH values will be convert based on selected Currency in (Column L). 2. If you choose "Partial Conversion" then Column BA (AMOUNT) only will be converted based on selected currency (Column L) and Column BB (TAXES) value (INR) will be added to the converted values.
Note on K317: gepadmin: 1. If you choose "Full Conversion" then Column BA (AMOUNT) and Column BB (TAXES) BOTH values will be convert based on selected Currency in (Column L). 2. If you choose "Partial Conversion" then Column BA (AMOUNT) only will be converted based on selected currency (Column L) and Column BB (TAXES) value (INR) will be added to the converted values.
Note on K318: gepadmin: 1. If you choose "Full Conversion" then Column BA (AMOUNT) and Column BB (TAXES) BOTH values will be convert based on selected Currency in (Column L). 2. If you choose "Partial Conversion" then Column BA (AMOUNT) only will be converted based on selected currency (Column L) and Column BB (TAXES) value (INR) will be added to the converted values.
Note on K319: gepadmin: 1. If you choose "Full Conversion" then Column BA (AMOUNT) and Column BB (TAXES) BOTH values will be convert based on selected Currency in (Column L). 2. If you choose "Partial Conversion" then Column BA (AMOUNT) only will be converted based on selected currency (Column L) and Column BB (TAXES) value (INR) will be added to the converted values.
Note on K320: gepadmin: 1. If you choose "Full Conversion" then Column BA (AMOUNT) and Column BB (TAXES) BOTH values will be convert based on selected Currency in (Column L). 2. If you choose "Partial Conversion" then Column BA (AMOUNT) only will be converted based on selected currency (Column L) and Column BB (TAXES) value (INR) will be added to the converted values.
Note on K321: gepadmin: 1. If you choose "Full Conversion" then Column BA (AMOUNT) and Column BB (TAXES) BOTH values will be convert based on selected Currency in (Column L). 2. If you choose "Partial Conversion" then Column BA (AMOUNT) only will be converted based on selected currency (Column L) and Column BB (TAXES) value (INR) will be added to the converted values.
Note on K322: gepadmin: 1. If you choose "Full Conversion" then Column BA (AMOUNT) and Column BB (TAXES) BOTH values will be convert based on selected Currency in (Column L). 2. If you choose "Partial Conversion" then Column BA (AMOUNT) only will be converted based on selected currency (Column L) and Column BB (TAXES) value (INR) will be added to the converted values.
Note on K323: gepadmin: 1. If you choose "Full Conversion" then Column BA (AMOUNT) and Column BB (TAXES) BOTH values will be convert based on selected Currency in (Column L). 2. If you choose "Partial Conversion" then Column BA (AMOUNT) only will be converted based on selected currency (Column L) and Column BB (TAXES) value (INR) will be added to the converted values.
Note on K324: gepadmin: 1. If you choose "Full Conversion" then Column BA (AMOUNT) and Column BB (TAXES) BOTH values will be convert based on selected Currency in (Column L). 2. If you choose "Partial Conversion" then Column BA (AMOUNT) only will be converted based on selected currency (Column L) and Column BB (TAXES) value (INR) will be added to the converted values.
Note on K325: gepadmin: 1. If you choose "Full Conversion" then Column BA (AMOUNT) and Column BB (TAXES) BOTH values will be convert based on selected Currency in (Column L). 2. If you choose "Partial Conversion" then Column BA (AMOUNT) only will be converted based on selected currency (Column L) and Column BB (TAXES) value (INR) will be added to the converted values.
Note on K326: gepadmin: 1. If you choose "Full Conversion" then Column BA (AMOUNT) and Column BB (TAXES) BOTH values will be convert based on selected Currency in (Column L). 2. If you choose "Partial Conversion" then Column BA (AMOUNT) only will be converted based on selected currency (Column L) and Column BB (TAXES) value (INR) will be added to the converted values.
Note on K327: gepadmin: 1. If you choose "Full Conversion" then Column BA (AMOUNT) and Column BB (TAXES) BOTH values will be convert based on selected Currency in (Column L). 2. If you choose "Partial Conversion" then Column BA (AMOUNT) only will be converted based on selected currency (Column L) and Column BB (TAXES) value (INR) will be added to the converted values.
Note on K328: gepadmin: 1. If you choose "Full Conversion" then Column BA (AMOUNT) and Column BB (TAXES) BOTH values will be convert based on selected Currency in (Column L). 2. If you choose "Partial Conversion" then Column BA (AMOUNT) only will be converted based on selected currency (Column L) and Column BB (TAXES) value (INR) will be added to the converted values.
Note on K329: gepadmin: 1. If you choose "Full Conversion" then Column BA (AMOUNT) and Column BB (TAXES) BOTH values will be convert based on selected Currency in (Column L). 2. If you choose "Partial Conversion" then Column BA (AMOUNT) only will be converted based on selected currency (Column L) and Column BB (TAXES) value (INR) will be added to the converted values.
Note on K330: gepadmin: 1. If you choose "Full Conversion" then Column BA (AMOUNT) and Column BB (TAXES) BOTH values will be convert based on selected Currency in (Column L). 2. If you choose "Partial Conversion" then Column BA (AMOUNT) only will be converted based on selected currency (Column L) and Column BB (TAXES) value (INR) will be added to the converted values.
Note on K331: gepadmin: 1. If you choose "Full Conversion" then Column BA (AMOUNT) and Column BB (TAXES) BOTH values will be convert based on selected Currency in (Column L). 2. If you choose "Partial Conversion" then Column BA (AMOUNT) only will be converted based on selected currency (Column L) and Column BB (TAXES) value (INR) will be added to the converted values.
Note on K332: gepadmin: 1. If you choose "Full Conversion" then Column BA (AMOUNT) and Column BB (TAXES) BOTH values will be convert based on selected Currency in (Column L). 2. If you choose "Partial Conversion" then Column BA (AMOUNT) only will be converted based on selected currency (Column L) and Column BB (TAXES) value (INR) will be added to the converted values.
Note on K333: gepadmin: 1. If you choose "Full Conversion" then Column BA (AMOUNT) and Column BB (TAXES) BOTH values will be convert based on selected Currency in (Column L). 2. If you choose "Partial Conversion" then Column BA (AMOUNT) only will be converted based on selected currency (Column L) and Column BB (TAXES) value (INR) will be added to the converted values.
Note on K334: gepadmin: 1. If you choose "Full Conversion" then Column BA (AMOUNT) and Column BB (TAXES) BOTH values will be convert based on selected Currency in (Column L). 2. If you choose "Partial Conversion" then Column BA (AMOUNT) only will be converted based on selected currency (Column L) and Column BB (TAXES) value (INR) will be added to the converted values.
Note on K335: gepadmin: 1. If you choose "Full Conversion" then Column BA (AMOUNT) and Column BB (TAXES) BOTH values will be convert based on selected Currency in (Column L). 2. If you choose "Partial Conversion" then Column BA (AMOUNT) only will be converted based on selected currency (Column L) and Column BB (TAXES) value (INR) will be added to the converted values.
Note on K336: gepadmin: 1. If you choose "Full Conversion" then Column BA (AMOUNT) and Column BB (TAXES) BOTH values will be convert based on selected Currency in (Column L). 2. If you choose "Partial Conversion" then Column BA (AMOUNT) only will be converted based on selected currency (Column L) and Column BB (TAXES) value (INR) will be added to the converted values.
Note on K337: gepadmin: 1. If you choose "Full Conversion" then Column BA (AMOUNT) and Column BB (TAXES) BOTH values will be convert based on selected Currency in (Column L). 2. If you choose "Partial Conversion" then Column BA (AMOUNT) only will be converted based on selected currency (Column L) and Column BB (TAXES) value (INR) will be added to the converted values.
Note on K338: gepadmin: 1. If you choose "Full Conversion" then Column BA (AMOUNT) and Column BB (TAXES) BOTH values will be convert based on selected Currency in (Column L). 2. If you choose "Partial Conversion" then Column BA (AMOUNT) only will be converted based on selected currency (Column L) and Column BB (TAXES) value (INR) will be added to the converted values.
Note on K339: gepadmin: 1. If you choose "Full Conversion" then Column BA (AMOUNT) and Column BB (TAXES) BOTH values will be convert based on selected Currency in (Column L). 2. If you choose "Partial Conversion" then Column BA (AMOUNT) only will be converted based on selected currency (Column L) and Column BB (TAXES) value (INR) will be added to the converted values.
Note on K340: gepadmin: 1. If you choose "Full Conversion" then Column BA (AMOUNT) and Column BB (TAXES) BOTH values will be convert based on selected Currency in (Column L). 2. If you choose "Partial Conversion" then Column BA (AMOUNT) only will be converted based on selected currency (Column L) and Column BB (TAXES) value (INR) will be added to the converted values.
Note on K341: gepadmin: 1. If you choose "Full Conversion" then Column BA (AMOUNT) and Column BB (TAXES) BOTH values will be convert based on selected Currency in (Column L). 2. If you choose "Partial Conversion" then Column BA (AMOUNT) only will be converted based on selected currency (Column L) and Column BB (TAXES) value (INR) will be added to the converted values.
Note on K342: gepadmin: 1. If you choose "Full Conversion" then Column BA (AMOUNT) and Column BB (TAXES) BOTH values will be convert based on selected Currency in (Column L). 2. If you choose "Partial Conversion" then Column BA (AMOUNT) only will be converted based on selected currency (Column L) and Column BB (TAXES) value (INR) will be added to the converted values.
Note on K343: gepadmin: 1. If you choose "Full Conversion" then Column BA (AMOUNT) and Column BB (TAXES) BOTH values will be convert based on selected Currency in (Column L). 2. If you choose "Partial Conversion" then Column BA (AMOUNT) only will be converted based on selected currency (Column L) and Column BB (TAXES) value (INR) will be added to the converted values.
Note on K344: gepadmin: 1. If you choose "Full Conversion" then Column BA (AMOUNT) and Column BB (TAXES) BOTH values will be convert based on selected Currency in (Column L). 2. If you choose "Partial Conversion" then Column BA (AMOUNT) only will be converted based on selected currency (Column L) and Column BB (TAXES) value (INR) will be added to the converted values.
Note on K345: gepadmin: 1. If you choose "Full Conversion" then Column BA (AMOUNT) and Column BB (TAXES) BOTH values will be convert based on selected Currency in (Column L). 2. If you choose "Partial Conversion" then Column BA (AMOUNT) only will be converted based on selected currency (Column L) and Column BB (TAXES) value (INR) will be added to the converted values.
Note on K346: gepadmin: 1. If you choose "Full Conversion" then Column BA (AMOUNT) and Column BB (TAXES) BOTH values will be convert based on selected Currency in (Column L). 2. If you choose "Partial Conversion" then Column BA (AMOUNT) only will be converted based on selected currency (Column L) and Column BB (TAXES) value (INR) will be added to the converted values.
Note on K347: gepadmin: 1. If you choose "Full Conversion" then Column BA (AMOUNT) and Column BB (TAXES) BOTH values will be convert based on selected Currency in (Column L). 2. If you choose "Partial Conversion" then Column BA (AMOUNT) only will be converted based on selected currency (Column L) and Column BB (TAXES) value (INR) will be added to the converted values.
Note on K348: gepadmin: 1. If you choose "Full Conversion" then Column BA (AMOUNT) and Column BB (TAXES) BOTH values will be convert based on selected Currency in (Column L). 2. If you choose "Partial Conversion" then Column BA (AMOUNT) only will be converted based on selected currency (Column L) and Column BB (TAXES) value (INR) will be added to the converted values.
Note on K349: gepadmin: 1. If you choose "Full Conversion" then Column BA (AMOUNT) and Column BB (TAXES) BOTH values will be convert based on selected Currency in (Column L). 2. If you choose "Partial Conversion" then Column BA (AMOUNT) only will be converted based on selected currency (Column L) and Column BB (TAXES) value (INR) will be added to the converted values.
Note on K350: gepadmin: 1. If you choose "Full Conversion" then Column BA (AMOUNT) and Column BB (TAXES) BOTH values will be convert based on selected Currency in (Column L). 2. If you choose "Partial Conversion" then Column BA (AMOUNT) only will be converted based on selected currency (Column L) and Column BB (TAXES) value (INR) will be added to the converted values.
Note on K351: gepadmin: 1. If you choose "Full Conversion" then Column BA (AMOUNT) and Column BB (TAXES) BOTH values will be convert based on selected Currency in (Column L). 2. If you choose "Partial Conversion" then Column BA (AMOUNT) only will be converted based on selected currency (Column L) and Column BB (TAXES) value (INR) will be added to the converted values.
Note on K352: gepadmin: 1. If you choose "Full Conversion" then Column BA (AMOUNT) and Column BB (TAXES) BOTH values will be convert based on selected Currency in (Column L). 2. If you choose "Partial Conversion" then Column BA (AMOUNT) only will be converted based on selected currency (Column L) and Column BB (TAXES) value (INR) will be added to the converted values.
Note on K353: gepadmin: 1. If you choose "Full Conversion" then Column BA (AMOUNT) and Column BB (TAXES) BOTH values will be convert based on selected Currency in (Column L). 2. If you choose "Partial Conversion" then Column BA (AMOUNT) only will be converted based on selected currency (Column L) and Column BB (TAXES) value (INR) will be added to the converted values.
Note on K354: gepadmin: 1. If you choose "Full Conversion" then Column BA (AMOUNT) and Column BB (TAXES) BOTH values will be convert based on selected Currency in (Column L). 2. If you choose "Partial Conversion" then Column BA (AMOUNT) only will be converted based on selected currency (Column L) and Column BB (TAXES) value (INR) will be added to the converted values.
Note on K355: gepadmin: 1. If you choose "Full Conversion" then Column BA (AMOUNT) and Column BB (TAXES) BOTH values will be convert based on selected Currency in (Column L). 2. If you choose "Partial Conversion" then Column BA (AMOUNT) only will be converted based on selected currency (Column L) and Column BB (TAXES) value (INR) will be added to the converted values.
Note on K356: gepadmin: 1. If you choose "Full Conversion" then Column BA (AMOUNT) and Column BB (TAXES) BOTH values will be convert based on selected Currency in (Column L). 2. If you choose "Partial Conversion" then Column BA (AMOUNT) only will be converted based on selected currency (Column L) and Column BB (TAXES) value (INR) will be added to the converted values.
Note on K357: gepadmin: 1. If you choose "Full Conversion" then Column BA (AMOUNT) and Column BB (TAXES) BOTH values will be convert based on selected Currency in (Column L). 2. If you choose "Partial Conversion" then Column BA (AMOUNT) only will be converted based on selected currency (Column L) and Column BB (TAXES) value (INR) will be added to the converted values.
Note on K358: gepadmin: 1. If you choose "Full Conversion" then Column BA (AMOUNT) and Column BB (TAXES) BOTH values will be convert based on selected Currency in (Column L). 2. If you choose "Partial Conversion" then Column BA (AMOUNT) only will be converted based on selected currency (Column L) and Column BB (TAXES) value (INR) will be added to the converted values.
Note on K359: gepadmin: 1. If you choose "Full Conversion" then Column BA (AMOUNT) and Column BB (TAXES) BOTH values will be convert based on selected Currency in (Column L). 2. If you choose "Partial Conversion" then Column BA (AMOUNT) only will be converted based on selected currency (Column L) and Column BB (TAXES) value (INR) will be added to the converted values.
Note on K360: gepadmin: 1. If you choose "Full Conversion" then Column BA (AMOUNT) and Column BB (TAXES) BOTH values will be convert based on selected Currency in (Column L). 2. If you choose "Partial Conversion" then Column BA (AMOUNT) only will be converted based on selected currency (Column L) and Column BB (TAXES) value (INR) will be added to the converted values.
Note on K361: gepadmin: 1. If you choose "Full Conversion" then Column BA (AMOUNT) and Column BB (TAXES) BOTH values will be convert based on selected Currency in (Column L). 2. If you choose "Partial Conversion" then Column BA (AMOUNT) only will be converted based on selected currency (Column L) and Column BB (TAXES) value (INR) will be added to the converted values.
Note on K362: gepadmin: 1. If you choose "Full Conversion" then Column BA (AMOUNT) and Column BB (TAXES) BOTH values will be convert based on selected Currency in (Column L). 2. If you choose "Partial Conversion" then Column BA (AMOUNT) only will be converted based on selected currency (Column L) and Column BB (TAXES) value (INR) will be added to the converted values.
Note on K363: gepadmin: 1. If you choose "Full Conversion" then Column BA (AMOUNT) and Column BB (TAXES) BOTH values will be convert based on selected Currency in (Column L). 2. If you choose "Partial Conversion" then Column BA (AMOUNT) only will be converted based on selected currency (Column L) and Column BB (TAXES) value (INR) will be added to the converted values.
Note on K364: gepadmin: 1. If you choose "Full Conversion" then Column BA (AMOUNT) and Column BB (TAXES) BOTH values will be convert based on selected Currency in (Column L). 2. If you choose "Partial Conversion" then Column BA (AMOUNT) only will be converted based on selected currency (Column L) and Column BB (TAXES) value (INR) will be added to the converted values.
Note on K365: gepadmin: 1. If you choose "Full Conversion" then Column BA (AMOUNT) and Column BB (TAXES) BOTH values will be convert based on selected Currency in (Column L). 2. If you choose "Partial Conversion" then Column BA (AMOUNT) only will be converted based on selected currency (Column L) and Column BB (TAXES) value (INR) will be added to the converted values.
Note on K366: gepadmin: 1. If you choose "Full Conversion" then Column BA (AMOUNT) and Column BB (TAXES) BOTH values will be convert based on selected Currency in (Column L). 2. If you choose "Partial Conversion" then Column BA (AMOUNT) only will be converted based on selected currency (Column L) and Column BB (TAXES) value (INR) will be added to the converted values.
Note on K367: gepadmin: 1. If you choose "Full Conversion" then Column BA (AMOUNT) and Column BB (TAXES) BOTH values will be convert based on selected Currency in (Column L). 2. If you choose "Partial Conversion" then Column BA (AMOUNT) only will be converted based on selected currency (Column L) and Column BB (TAXES) value (INR) will be added to the converted values.
Note on K368: gepadmin: 1. If you choose "Full Conversion" then Column BA (AMOUNT) and Column BB (TAXES) BOTH values will be convert based on selected Currency in (Column L). 2. If you choose "Partial Conversion" then Column BA (AMOUNT) only will be converted based on selected currency (Column L) and Column BB (TAXES) value (INR) will be added to the converted values.
Note on K369: gepadmin: 1. If you choose "Full Conversion" then Column BA (AMOUNT) and Column BB (TAXES) BOTH values will be convert based on selected Currency in (Column L). 2. If you choose "Partial Conversion" then Column BA (AMOUNT) only will be converted based on selected currency (Column L) and Column BB (TAXES) value (INR) will be added to the converted values.
Note on K370: gepadmin: 1. If you choose "Full Conversion" then Column BA (AMOUNT) and Column BB (TAXES) BOTH values will be convert based on selected Currency in (Column L). 2. If you choose "Partial Conversion" then Column BA (AMOUNT) only will be converted based on selected currency (Column L) and Column BB (TAXES) value (INR) will be added to the converted values.
Note on K371: gepadmin: 1. If you choose "Full Conversion" then Column BA (AMOUNT) and Column BB (TAXES) BOTH values will be convert based on selected Currency in (Column L). 2. If you choose "Partial Conversion" then Column BA (AMOUNT) only will be converted based on selected currency (Column L) and Column BB (TAXES) value (INR) will be added to the converted values.
Note on K372: gepadmin: 1. If you choose "Full Conversion" then Column BA (AMOUNT) and Column BB (TAXES) BOTH values will be convert based on selected Currency in (Column L). 2. If you choose "Partial Conversion" then Column BA (AMOUNT) only will be converted based on selected currency (Column L) and Column BB (TAXES) value (INR) will be added to the converted values.
Note on K373: gepadmin: 1. If you choose "Full Conversion" then Column BA (AMOUNT) and Column BB (TAXES) BOTH values will be convert based on selected Currency in (Column L). 2. If you choose "Partial Conversion" then Column BA (AMOUNT) only will be converted based on selected currency (Column L) and Column BB (TAXES) value (INR) will be added to the converted values.
Note on K374: gepadmin: 1. If you choose "Full Conversion" then Column BA (AMOUNT) and Column BB (TAXES) BOTH values will be convert based on selected Currency in (Column L). 2. If you choose "Partial Conversion" then Column BA (AMOUNT) only will be converted based on selected currency (Column L) and Column BB (TAXES) value (INR) will be added to the converted values.
Note on K375: gepadmin: 1. If you choose "Full Conversion" then Column BA (AMOUNT) and Column BB (TAXES) BOTH values will be convert based on selected Currency in (Column L). 2. If you choose "Partial Conversion" then Column BA (AMOUNT) only will be converted based on selected currency (Column L) and Column BB (TAXES) value (INR) will be added to the converted values.
Note on K376: gepadmin: 1. If you choose "Full Conversion" then Column BA (AMOUNT) and Column BB (TAXES) BOTH values will be convert based on selected Currency in (Column L). 2. If you choose "Partial Conversion" then Column BA (AMOUNT) only will be converted based on selected currency (Column L) and Column BB (TAXES) value (INR) will be added to the converted values.
Note on K377: gepadmin: 1. If you choose "Full Conversion" then Column BA (AMOUNT) and Column BB (TAXES) BOTH values will be convert based on selected Currency in (Column L). 2. If you choose "Partial Conversion" then Column BA (AMOUNT) only will be converted based on selected currency (Column L) and Column BB (TAXES) value (INR) will be added to the converted values.
Note on K378: gepadmin: 1. If you choose "Full Conversion" then Column BA (AMOUNT) and Column BB (TAXES) BOTH values will be convert based on selected Currency in (Column L). 2. If you choose "Partial Conversion" then Column BA (AMOUNT) only will be converted based on selected currency (Column L) and Column BB (TAXES) value (INR) will be added to the converted values.
Note on K379: gepadmin: 1. If you choose "Full Conversion" then Column BA (AMOUNT) and Column BB (TAXES) BOTH values will be convert based on selected Currency in (Column L). 2. If you choose "Partial Conversion" then Column BA (AMOUNT) only will be converted based on selected currency (Column L) and Column BB (TAXES) value (INR) will be added to the converted values.
Note on K380: gepadmin: 1. If you choose "Full Conversion" then Column BA (AMOUNT) and Column BB (TAXES) BOTH values will be convert based on selected Currency in (Column L). 2. If you choose "Partial Conversion" then Column BA (AMOUNT) only will be converted based on selected currency (Column L) and Column BB (TAXES) value (INR) will be added to the converted values.
Note on K381: gepadmin: 1. If you choose "Full Conversion" then Column BA (AMOUNT) and Column BB (TAXES) BOTH values will be convert based on selected Currency in (Column L). 2. If you choose "Partial Conversion" then Column BA (AMOUNT) only will be converted based on selected currency (Column L) and Column BB (TAXES) value (INR) will be added to the converted values.
Note on K382: gepadmin: 1. If you choose "Full Conversion" then Column BA (AMOUNT) and Column BB (TAXES) BOTH values will be convert based on selected Currency in (Column L). 2. If you choose "Partial Conversion" then Column BA (AMOUNT) only will be converted based on selected currency (Column L) and Column BB (TAXES) value (INR) will be added to the converted values.
Note on K383: gepadmin: 1. If you choose "Full Conversion" then Column BA (AMOUNT) and Column BB (TAXES) BOTH values will be convert based on selected Currency in (Column L). 2. If you choose "Partial Conversion" then Column BA (AMOUNT) only will be converted based on selected currency (Column L) and Column BB (TAXES) value (INR) will be added to the converted values.
Note on K384: gepadmin: 1. If you choose "Full Conversion" then Column BA (AMOUNT) and Column BB (TAXES) BOTH values will be convert based on selected Currency in (Column L). 2. If you choose "Partial Conversion" then Column BA (AMOUNT) only will be converted based on selected currency (Column L) and Column BB (TAXES) value (INR) will be added to the converted values.
Note on K385: gepadmin: 1. If you choose "Full Conversion" then Column BA (AMOUNT) and Column BB (TAXES) BOTH values will be convert based on selected Currency in (Column L). 2. If you choose "Partial Conversion" then Column BA (AMOUNT) only will be converted based on selected currency (Column L) and Column BB (TAXES) value (INR) will be added to the converted values.
Note on K386: gepadmin: 1. If you choose "Full Conversion" then Column BA (AMOUNT) and Column BB (TAXES) BOTH values will be convert based on selected Currency in (Column L). 2. If you choose "Partial Conversion" then Column BA (AMOUNT) only will be converted based on selected currency (Column L) and Column BB (TAXES) value (INR) will be added to the converted values.
Note on K387: gepadmin: 1. If you choose "Full Conversion" then Column BA (AMOUNT) and Column BB (TAXES) BOTH values will be convert based on selected Currency in (Column L). 2. If you choose "Partial Conversion" then Column BA (AMOUNT) only will be converted based on selected currency (Column L) and Column BB (TAXES) value (INR) will be added to the converted values.
Note on K388: gepadmin: 1. If you choose "Full Conversion" then Column BA (AMOUNT) and Column BB (TAXES) BOTH values will be convert based on selected Currency in (Column L). 2. If you choose "Partial Conversion" then Column BA (AMOUNT) only will be converted based on selected currency (Column L) and Column BB (TAXES) value (INR) will be added to the converted values.
Note on K389: gepadmin: 1. If you choose "Full Conversion" then Column BA (AMOUNT) and Column BB (TAXES) BOTH values will be convert based on selected Currency in (Column L). 2. If you choose "Partial Conversion" then Column BA (AMOUNT) only will be converted based on selected currency (Column L) and Column BB (TAXES) value (INR) will be added to the converted values.
Note on K390: gepadmin: 1. If you choose "Full Conversion" then Column BA (AMOUNT) and Column BB (TAXES) BOTH values will be convert based on selected Currency in (Column L). 2. If you choose "Partial Conversion" then Column BA (AMOUNT) only will be converted based on selected currency (Column L) and Column BB (TAXES) value (INR) will be added to the converted values.
Note on K391: gepadmin: 1. If you choose "Full Conversion" then Column BA (AMOUNT) and Column BB (TAXES) BOTH values will be convert based on selected Currency in (Column L). 2. If you choose "Partial Conversion" then Column BA (AMOUNT) only will be converted based on selected currency (Column L) and Column BB (TAXES) value (INR) will be added to the converted values.
Note on K392: gepadmin: 1. If you choose "Full Conversion" then Column BA (AMOUNT) and Column BB (TAXES) BOTH values will be convert based on selected Currency in (Column L). 2. If you choose "Partial Conversion" then Column BA (AMOUNT) only will be converted based on selected currency (Column L) and Column BB (TAXES) value (INR) will be added to the converted values.
Note on K393: gepadmin: 1. If you choose "Full Conversion" then Column BA (AMOUNT) and Column BB (TAXES) BOTH values will be convert based on selected Currency in (Column L). 2. If you choose "Partial Conversion" then Column BA (AMOUNT) only will be converted based on selected currency (Column L) and Column BB (TAXES) value (INR) will be added to the converted values.
Note on K394: gepadmin: 1. If you choose "Full Conversion" then Column BA (AMOUNT) and Column BB (TAXES) BOTH values will be convert based on selected Currency in (Column L). 2. If you choose "Partial Conversion" then Column BA (AMOUNT) only will be converted based on selected currency (Column L) and Column BB (TAXES) value (INR) will be added to the converted values.
Note on K395: gepadmin: 1. If you choose "Full Conversion" then Column BA (AMOUNT) and Column BB (TAXES) BOTH values will be convert based on selected Currency in (Column L). 2. If you choose "Partial Conversion" then Column BA (AMOUNT) only will be converted based on selected currency (Column L) and Column BB (TAXES) value (INR) will be added to the converted values.
Note on K396: gepadmin: 1. If you choose "Full Conversion" then Column BA (AMOUNT) and Column BB (TAXES) BOTH values will be convert based on selected Currency in (Column L). 2. If you choose "Partial Conversion" then Column BA (AMOUNT) only will be converted based on selected currency (Column L) and Column BB (TAXES) value (INR) will be added to the converted values.
Note on K397: gepadmin: 1. If you choose "Full Conversion" then Column BA (AMOUNT) and Column BB (TAXES) BOTH values will be convert based on selected Currency in (Column L). 2. If you choose "Partial Conversion" then Column BA (AMOUNT) only will be converted based on selected currency (Column L) and Column BB (TAXES) value (INR) will be added to the converted values.
Note on K398: gepadmin: 1. If you choose "Full Conversion" then Column BA (AMOUNT) and Column BB (TAXES) BOTH values will be convert based on selected Currency in (Column L). 2. If you choose "Partial Conversion" then Column BA (AMOUNT) only will be converted based on selected currency (Column L) and Column BB (TAXES) value (INR) will be added to the converted values.
Note on K399: gepadmin: 1. If you choose "Full Conversion" then Column BA (AMOUNT) and Column BB (TAXES) BOTH values will be convert based on selected Currency in (Column L). 2. If you choose "Partial Conversion" then Column BA (AMOUNT) only will be converted based on selected currency (Column L) and Column BB (TAXES) value (INR) will be added to the converted values.
Note on K400: gepadmin: 1. If you choose "Full Conversion" then Column BA (AMOUNT) and Column BB (TAXES) BOTH values will be convert based on selected Currency in (Column L). 2. If you choose "Partial Conversion" then Column BA (AMOUNT) only will be converted based on selected currency (Column L) and Column BB (TAXES) value (INR) will be added to the converted values.
Note on K401: gepadmin: 1. If you choose "Full Conversion" then Column BA (AMOUNT) and Column BB (TAXES) BOTH values will be convert based on selected Currency in (Column L). 2. If you choose "Partial Conversion" then Column BA (AMOUNT) only will be converted based on selected currency (Column L) and Column BB (TAXES) value (INR) will be added to the converted values.
Note on K402: gepadmin: 1. If you choose "Full Conversion" then Column BA (AMOUNT) and Column BB (TAXES) BOTH values will be convert based on selected Currency in (Column L). 2. If you choose "Partial Conversion" then Column BA (AMOUNT) only will be converted based on selected currency (Column L) and Column BB (TAXES) value (INR) will be added to the converted values.
Note on K403: gepadmin: 1. If you choose "Full Conversion" then Column BA (AMOUNT) and Column BB (TAXES) BOTH values will be convert based on selected Currency in (Column L). 2. If you choose "Partial Conversion" then Column BA (AMOUNT) only will be converted based on selected currency (Column L) and Column BB (TAXES) value (INR) will be added to the converted values.
Note on K404: gepadmin: 1. If you choose "Full Conversion" then Column BA (AMOUNT) and Column BB (TAXES) BOTH values will be convert based on selected Currency in (Column L). 2. If you choose "Partial Conversion" then Column BA (AMOUNT) only will be converted based on selected currency (Column L) and Column BB (TAXES) value (INR) will be added to the converted values.
Note on K405: gepadmin: 1. If you choose "Full Conversion" then Column BA (AMOUNT) and Column BB (TAXES) BOTH values will be convert based on selected Currency in (Column L). 2. If you choose "Partial Conversion" then Column BA (AMOUNT) only will be converted based on selected currency (Column L) and Column BB (TAXES) value (INR) will be added to the converted values.
Note on K406: gepadmin: 1. If you choose "Full Conversion" then Column BA (AMOUNT) and Column BB (TAXES) BOTH values will be convert based on selected Currency in (Column L). 2. If you choose "Partial Conversion" then Column BA (AMOUNT) only will be converted based on selected currency (Column L) and Column BB (TAXES) value (INR) will be added to the converted values.
Note on K407: gepadmin: 1. If you choose "Full Conversion" then Column BA (AMOUNT) and Column BB (TAXES) BOTH values will be convert based on selected Currency in (Column L). 2. If you choose "Partial Conversion" then Column BA (AMOUNT) only will be converted based on selected currency (Column L) and Column BB (TAXES) value (INR) will be added to the converted values.
Note on K408: gepadmin: 1. If you choose "Full Conversion" then Column BA (AMOUNT) and Column BB (TAXES) BOTH values will be convert based on selected Currency in (Column L). 2. If you choose "Partial Conversion" then Column BA (AMOUNT) only will be converted based on selected currency (Column L) and Column BB (TAXES) value (INR) will be added to the converted values.
Note on K409: gepadmin: 1. If you choose "Full Conversion" then Column BA (AMOUNT) and Column BB (TAXES) BOTH values will be convert based on selected Currency in (Column L). 2. If you choose "Partial Conversion" then Column BA (AMOUNT) only will be converted based on selected currency (Column L) and Column BB (TAXES) value (INR) will be added to the converted values.
Note on K410: gepadmin: 1. If you choose "Full Conversion" then Column BA (AMOUNT) and Column BB (TAXES) BOTH values will be convert based on selected Currency in (Column L). 2. If you choose "Partial Conversion" then Column BA (AMOUNT) only will be converted based on selected currency (Column L) and Column BB (TAXES) value (INR) will be added to the converted values.
Note on K411: gepadmin: 1. If you choose "Full Conversion" then Column BA (AMOUNT) and Column BB (TAXES) BOTH values will be convert based on selected Currency in (Column L). 2. If you choose "Partial Conversion" then Column BA (AMOUNT) only will be converted based on selected currency (Column L) and Column BB (TAXES) value (INR) will be added to the converted values.
Note on K412: gepadmin: 1. If you choose "Full Conversion" then Column BA (AMOUNT) and Column BB (TAXES) BOTH values will be convert based on selected Currency in (Column L). 2. If you choose "Partial Conversion" then Column BA (AMOUNT) only will be converted based on selected currency (Column L) and Column BB (TAXES) value (INR) will be added to the converted values.
Note on K413: gepadmin: 1. If you choose "Full Conversion" then Column BA (AMOUNT) and Column BB (TAXES) BOTH values will be convert based on selected Currency in (Column L). 2. If you choose "Partial Conversion" then Column BA (AMOUNT) only will be converted based on selected currency (Column L) and Column BB (TAXES) value (INR) will be added to the converted values.
Note on K414: gepadmin: 1. If you choose "Full Conversion" then Column BA (AMOUNT) and Column BB (TAXES) BOTH values will be convert based on selected Currency in (Column L). 2. If you choose "Partial Conversion" then Column BA (AMOUNT) only will be converted based on selected currency (Column L) and Column BB (TAXES) value (INR) will be added to the converted values.
Note on K415: gepadmin: 1. If you choose "Full Conversion" then Column BA (AMOUNT) and Column BB (TAXES) BOTH values will be convert based on selected Currency in (Column L). 2. If you choose "Partial Conversion" then Column BA (AMOUNT) only will be converted based on selected currency (Column L) and Column BB (TAXES) value (INR) will be added to the converted values.
Note on K416: gepadmin: 1. If you choose "Full Conversion" then Column BA (AMOUNT) and Column BB (TAXES) BOTH values will be convert based on selected Currency in (Column L). 2. If you choose "Partial Conversion" then Column BA (AMOUNT) only will be converted based on selected currency (Column L) and Column BB (TAXES) value (INR) will be added to the converted values.
Note on K417: gepadmin: 1. If you choose "Full Conversion" then Column BA (AMOUNT) and Column BB (TAXES) BOTH values will be convert based on selected Currency in (Column L). 2. If you choose "Partial Conversion" then Column BA (AMOUNT) only will be converted based on selected currency (Column L) and Column BB (TAXES) value (INR) will be added to the converted values.
Note on K418: gepadmin: 1. If you choose "Full Conversion" then Column BA (AMOUNT) and Column BB (TAXES) BOTH values will be convert based on selected Currency in (Column L). 2. If you choose "Partial Conversion" then Column BA (AMOUNT) only will be converted based on selected currency (Column L) and Column BB (TAXES) value (INR) will be added to the converted values.
Note on K419: gepadmin: 1. If you choose "Full Conversion" then Column BA (AMOUNT) and Column BB (TAXES) BOTH values will be convert based on selected Currency in (Column L). 2. If you choose "Partial Conversion" then Column BA (AMOUNT) only will be converted based on selected currency (Column L) and Column BB (TAXES) value (INR) will be added to the converted values.
Note on K420: gepadmin: 1. If you choose "Full Conversion" then Column BA (AMOUNT) and Column BB (TAXES) BOTH values will be convert based on selected Currency in (Column L). 2. If you choose "Partial Conversion" then Column BA (AMOUNT) only will be converted based on selected currency (Column L) and Column BB (TAXES) value (INR) will be added to the converted values.
Note on K421: gepadmin: 1. If you choose "Full Conversion" then Column BA (AMOUNT) and Column BB (TAXES) BOTH values will be convert based on selected Currency in (Column L). 2. If you choose "Partial Conversion" then Column BA (AMOUNT) only will be converted based on selected currency (Column L) and Column BB (TAXES) value (INR) will be added to the converted values.
Note on K422: gepadmin: 1. If you choose "Full Conversion" then Column BA (AMOUNT) and Column BB (TAXES) BOTH values will be convert based on selected Currency in (Column L). 2. If you choose "Partial Conversion" then Column BA (AMOUNT) only will be converted based on selected currency (Column L) and Column BB (TAXES) value (INR) will be added to the converted values.
Note on K423: gepadmin: 1. If you choose "Full Conversion" then Column BA (AMOUNT) and Column BB (TAXES) BOTH values will be convert based on selected Currency in (Column L). 2. If you choose "Partial Conversion" then Column BA (AMOUNT) only will be converted based on selected currency (Column L) and Column BB (TAXES) value (INR) will be added to the converted values.
Note on K424: gepadmin: 1. If you choose "Full Conversion" then Column BA (AMOUNT) and Column BB (TAXES) BOTH values will be convert based on selected Currency in (Column L). 2. If you choose "Partial Conversion" then Column BA (AMOUNT) only will be converted based on selected currency (Column L) and Column BB (TAXES) value (INR) will be added to the converted values.
Note on K425: gepadmin: 1. If you choose "Full Conversion" then Column BA (AMOUNT) and Column BB (TAXES) BOTH values will be convert based on selected Currency in (Column L). 2. If you choose "Partial Conversion" then Column BA (AMOUNT) only will be converted based on selected currency (Column L) and Column BB (TAXES) value (INR) will be added to the converted values.
Note on K426: gepadmin: 1. If you choose "Full Conversion" then Column BA (AMOUNT) and Column BB (TAXES) BOTH values will be convert based on selected Currency in (Column L). 2. If you choose "Partial Conversion" then Column BA (AMOUNT) only will be converted based on selected currency (Column L) and Column BB (TAXES) value (INR) will be added to the converted values.
Note on K427: gepadmin: 1. If you choose "Full Conversion" then Column BA (AMOUNT) and Column BB (TAXES) BOTH values will be convert based on selected Currency in (Column L). 2. If you choose "Partial Conversion" then Column BA (AMOUNT) only will be converted based on selected currency (Column L) and Column BB (TAXES) value (INR) will be added to the converted values.
Note on K428: gepadmin: 1. If you choose "Full Conversion" then Column BA (AMOUNT) and Column BB (TAXES) BOTH values will be convert based on selected Currency in (Column L). 2. If you choose "Partial Conversion" then Column BA (AMOUNT) only will be converted based on selected currency (Column L) and Column BB (TAXES) value (INR) will be added to the converted values.
Note on K429: gepadmin: 1. If you choose "Full Conversion" then Column BA (AMOUNT) and Column BB (TAXES) BOTH values will be convert based on selected Currency in (Column L). 2. If you choose "Partial Conversion" then Column BA (AMOUNT) only will be converted based on selected currency (Column L) and Column BB (TAXES) value (INR) will be added to the converted values.
Note on K430: gepadmin: 1. If you choose "Full Conversion" then Column BA (AMOUNT) and Column BB (TAXES) BOTH values will be convert based on selected Currency in (Column L). 2. If you choose "Partial Conversion" then Column BA (AMOUNT) only will be converted based on selected currency (Column L) and Column BB (TAXES) value (INR) will be added to the converted values.
Note on K431: gepadmin: 1. If you choose "Full Conversion" then Column BA (AMOUNT) and Column BB (TAXES) BOTH values will be convert based on selected Currency in (Column L). 2. If you choose "Partial Conversion" then Column BA (AMOUNT) only will be converted based on selected currency (Column L) and Column BB (TAXES) value (INR) will be added to the converted values.
Note on K432: gepadmin: 1. If you choose "Full Conversion" then Column BA (AMOUNT) and Column BB (TAXES) BOTH values will be convert based on selected Currency in (Column L). 2. If you choose "Partial Conversion" then Column BA (AMOUNT) only will be converted based on selected currency (Column L) and Column BB (TAXES) value (INR) will be added to the converted values.
Note on K433: gepadmin: 1. If you choose "Full Conversion" then Column BA (AMOUNT) and Column BB (TAXES) BOTH values will be convert based on selected Currency in (Column L). 2. If you choose "Partial Conversion" then Column BA (AMOUNT) only will be converted based on selected currency (Column L) and Column BB (TAXES) value (INR) will be added to the converted values.
Note on K434: gepadmin: 1. If you choose "Full Conversion" then Column BA (AMOUNT) and Column BB (TAXES) BOTH values will be convert based on selected Currency in (Column L). 2. If you choose "Partial Conversion" then Column BA (AMOUNT) only will be converted based on selected currency (Column L) and Column BB (TAXES) value (INR) will be added to the converted values.
Note on K435: gepadmin: 1. If you choose "Full Conversion" then Column BA (AMOUNT) and Column BB (TAXES) BOTH values will be convert based on selected Currency in (Column L). 2. If you choose "Partial Conversion" then Column BA (AMOUNT) only will be converted based on selected currency (Column L) and Column BB (TAXES) value (INR) will be added to the converted values.
Note on K436: gepadmin: 1. If you choose "Full Conversion" then Column BA (AMOUNT) and Column BB (TAXES) BOTH values will be convert based on selected Currency in (Column L). 2. If you choose "Partial Conversion" then Column BA (AMOUNT) only will be converted based on selected currency (Column L) and Column BB (TAXES) value (INR) will be added to the converted values.
Note on K437: gepadmin: 1. If you choose "Full Conversion" then Column BA (AMOUNT) and Column BB (TAXES) BOTH values will be convert based on selected Currency in (Column L). 2. If you choose "Partial Conversion" then Column BA (AMOUNT) only will be converted based on selected currency (Column L) and Column BB (TAXES) value (INR) will be added to the converted values.
Note on K438: gepadmin: 1. If you choose "Full Conversion" then Column BA (AMOUNT) and Column BB (TAXES) BOTH values will be convert based on selected Currency in (Column L). 2. If you choose "Partial Conversion" then Column BA (AMOUNT) only will be converted based on selected currency (Column L) and Column BB (TAXES) value (INR) will be added to the converted values.
Note on K439: gepadmin: 1. If you choose "Full Conversion" then Column BA (AMOUNT) and Column BB (TAXES) BOTH values will be convert based on selected Currency in (Column L). 2. If you choose "Partial Conversion" then Column BA (AMOUNT) only will be converted based on selected currency (Column L) and Column BB (TAXES) value (INR) will be added to the converted values.
Note on K440: gepadmin: 1. If you choose "Full Conversion" then Column BA (AMOUNT) and Column BB (TAXES) BOTH values will be convert based on selected Currency in (Column L). 2. If you choose "Partial Conversion" then Column BA (AMOUNT) only will be converted based on selected currency (Column L) and Column BB (TAXES) value (INR) will be added to the converted values.
Note on K441: gepadmin: 1. If you choose "Full Conversion" then Column BA (AMOUNT) and Column BB (TAXES) BOTH values will be convert based on selected Currency in (Column L). 2. If you choose "Partial Conversion" then Column BA (AMOUNT) only will be converted based on selected currency (Column L) and Column BB (TAXES) value (INR) will be added to the converted values.
Note on K442: gepadmin: 1. If you choose "Full Conversion" then Column BA (AMOUNT) and Column BB (TAXES) BOTH values will be convert based on selected Currency in (Column L). 2. If you choose "Partial Conversion" then Column BA (AMOUNT) only will be converted based on selected currency (Column L) and Column BB (TAXES) value (INR) will be added to the converted values.
Note on K443: gepadmin: 1. If you choose "Full Conversion" then Column BA (AMOUNT) and Column BB (TAXES) BOTH values will be convert based on selected Currency in (Column L). 2. If you choose "Partial Conversion" then Column BA (AMOUNT) only will be converted based on selected currency (Column L) and Column BB (TAXES) value (INR) will be added to the converted values.
Note on K444: gepadmin: 1. If you choose "Full Conversion" then Column BA (AMOUNT) and Column BB (TAXES) BOTH values will be convert based on selected Currency in (Column L). 2. If you choose "Partial Conversion" then Column BA (AMOUNT) only will be converted based on selected currency (Column L) and Column BB (TAXES) value (INR) will be added to the converted values.
Note on K445: gepadmin: 1. If you choose "Full Conversion" then Column BA (AMOUNT) and Column BB (TAXES) BOTH values will be convert based on selected Currency in (Column L). 2. If you choose "Partial Conversion" then Column BA (AMOUNT) only will be converted based on selected currency (Column L) and Column BB (TAXES) value (INR) will be added to the converted values.
Note on K446: gepadmin: 1. If you choose "Full Conversion" then Column BA (AMOUNT) and Column BB (TAXES) BOTH values will be convert based on selected Currency in (Column L). 2. If you choose "Partial Conversion" then Column BA (AMOUNT) only will be converted based on selected currency (Column L) and Column BB (TAXES) value (INR) will be added to the converted values.
Note on K447: gepadmin: 1. If you choose "Full Conversion" then Column BA (AMOUNT) and Column BB (TAXES) BOTH values will be convert based on selected Currency in (Column L). 2. If you choose "Partial Conversion" then Column BA (AMOUNT) only will be converted based on selected currency (Column L) and Column BB (TAXES) value (INR) will be added to the converted values.
Note on K448: gepadmin: 1. If you choose "Full Conversion" then Column BA (AMOUNT) and Column BB (TAXES) BOTH values will be convert based on selected Currency in (Column L). 2. If you choose "Partial Conversion" then Column BA (AMOUNT) only will be converted based on selected currency (Column L) and Column BB (TAXES) value (INR) will be added to the converted values.
Note on K449: gepadmin: 1. If you choose "Full Conversion" then Column BA (AMOUNT) and Column BB (TAXES) BOTH values will be convert based on selected Currency in (Column L). 2. If you choose "Partial Conversion" then Column BA (AMOUNT) only will be converted based on selected currency (Column L) and Column BB (TAXES) value (INR) will be added to the converted values.
Note on K450: gepadmin: 1. If you choose "Full Conversion" then Column BA (AMOUNT) and Column BB (TAXES) BOTH values will be convert based on selected Currency in (Column L). 2. If you choose "Partial Conversion" then Column BA (AMOUNT) only will be converted based on selected currency (Column L) and Column BB (TAXES) value (INR) will be added to the converted values.
Note on K451: gepadmin: 1. If you choose "Full Conversion" then Column BA (AMOUNT) and Column BB (TAXES) BOTH values will be convert based on selected Currency in (Column L). 2. If you choose "Partial Conversion" then Column BA (AMOUNT) only will be converted based on selected currency (Column L) and Column BB (TAXES) value (INR) will be added to the converted values.
Note on K452: gepadmin: 1. If you choose "Full Conversion" then Column BA (AMOUNT) and Column BB (TAXES) BOTH values will be convert based on selected Currency in (Column L). 2. If you choose "Partial Conversion" then Column BA (AMOUNT) only will be converted based on selected currency (Column L) and Column BB (TAXES) value (INR) will be added to the converted values.
Note on K453: gepadmin: 1. If you choose "Full Conversion" then Column BA (AMOUNT) and Column BB (TAXES) BOTH values will be convert based on selected Currency in (Column L). 2. If you choose "Partial Conversion" then Column BA (AMOUNT) only will be converted based on selected currency (Column L) and Column BB (TAXES) value (INR) will be added to the converted values.
Note on K454: gepadmin: 1. If you choose "Full Conversion" then Column BA (AMOUNT) and Column BB (TAXES) BOTH values will be convert based on selected Currency in (Column L). 2. If you choose "Partial Conversion" then Column BA (AMOUNT) only will be converted based on selected currency (Column L) and Column BB (TAXES) value (INR) will be added to the converted values.
Note on K455: gepadmin: 1. If you choose "Full Conversion" then Column BA (AMOUNT) and Column BB (TAXES) BOTH values will be convert based on selected Currency in (Column L). 2. If you choose "Partial Conversion" then Column BA (AMOUNT) only will be converted based on selected currency (Column L) and Column BB (TAXES) value (INR) will be added to the converted values.
Note on K456: gepadmin: 1. If you choose "Full Conversion" then Column BA (AMOUNT) and Column BB (TAXES) BOTH values will be convert based on selected Currency in (Column L). 2. If you choose "Partial Conversion" then Column BA (AMOUNT) only will be converted based on selected currency (Column L) and Column BB (TAXES) value (INR) will be added to the converted values.
Note on K457: gepadmin: 1. If you choose "Full Conversion" then Column BA (AMOUNT) and Column BB (TAXES) BOTH values will be convert based on selected Currency in (Column L). 2. If you choose "Partial Conversion" then Column BA (AMOUNT) only will be converted based on selected currency (Column L) and Column BB (TAXES) value (INR) will be added to the converted values.
Note on K458: gepadmin: 1. If you choose "Full Conversion" then Column BA (AMOUNT) and Column BB (TAXES) BOTH values will be convert based on selected Currency in (Column L). 2. If you choose "Partial Conversion" then Column BA (AMOUNT) only will be converted based on selected currency (Column L) and Column BB (TAXES) value (INR) will be added to the converted values.
Note on K459: gepadmin: 1. If you choose "Full Conversion" then Column BA (AMOUNT) and Column BB (TAXES) BOTH values will be convert based on selected Currency in (Column L). 2. If you choose "Partial Conversion" then Column BA (AMOUNT) only will be converted based on selected currency (Column L) and Column BB (TAXES) value (INR) will be added to the converted values.
Note on K460: gepadmin: 1. If you choose "Full Conversion" then Column BA (AMOUNT) and Column BB (TAXES) BOTH values will be convert based on selected Currency in (Column L). 2. If you choose "Partial Conversion" then Column BA (AMOUNT) only will be converted based on selected currency (Column L) and Column BB (TAXES) value (INR) will be added to the converted values.
Note on K461: gepadmin: 1. If you choose "Full Conversion" then Column BA (AMOUNT) and Column BB (TAXES) BOTH values will be convert based on selected Currency in (Column L). 2. If you choose "Partial Conversion" then Column BA (AMOUNT) only will be converted based on selected currency (Column L) and Column BB (TAXES) value (INR) will be added to the converted values.
Note on K462: gepadmin: 1. If you choose "Full Conversion" then Column BA (AMOUNT) and Column BB (TAXES) BOTH values will be convert based on selected Currency in (Column L). 2. If you choose "Partial Conversion" then Column BA (AMOUNT) only will be converted based on selected currency (Column L) and Column BB (TAXES) value (INR) will be added to the converted values.
Note on K463: gepadmin: 1. If you choose "Full Conversion" then Column BA (AMOUNT) and Column BB (TAXES) BOTH values will be convert based on selected Currency in (Column L). 2. If you choose "Partial Conversion" then Column BA (AMOUNT) only will be converted based on selected currency (Column L) and Column BB (TAXES) value (INR) will be added to the converted values.
Note on K464: gepadmin: 1. If you choose "Full Conversion" then Column BA (AMOUNT) and Column BB (TAXES) BOTH values will be convert based on selected Currency in (Column L). 2. If you choose "Partial Conversion" then Column BA (AMOUNT) only will be converted based on selected currency (Column L) and Column BB (TAXES) value (INR) will be added to the converted values.
Note on K465: gepadmin: 1. If you choose "Full Conversion" then Column BA (AMOUNT) and Column BB (TAXES) BOTH values will be convert based on selected Currency in (Column L). 2. If you choose "Partial Conversion" then Column BA (AMOUNT) only will be converted based on selected currency (Column L) and Column BB (TAXES) value (INR) will be added to the converted values.
Note on K466: gepadmin: 1. If you choose "Full Conversion" then Column BA (AMOUNT) and Column BB (TAXES) BOTH values will be convert based on selected Currency in (Column L). 2. If you choose "Partial Conversion" then Column BA (AMOUNT) only will be converted based on selected currency (Column L) and Column BB (TAXES) value (INR) will be added to the converted values.
Note on K467: gepadmin: 1. If you choose "Full Conversion" then Column BA (AMOUNT) and Column BB (TAXES) BOTH values will be convert based on selected Currency in (Column L). 2. If you choose "Partial Conversion" then Column BA (AMOUNT) only will be converted based on selected currency (Column L) and Column BB (TAXES) value (INR) will be added to the converted values.
Note on K468: gepadmin: 1. If you choose "Full Conversion" then Column BA (AMOUNT) and Column BB (TAXES) BOTH values will be convert based on selected Currency in (Column L). 2. If you choose "Partial Conversion" then Column BA (AMOUNT) only will be converted based on selected currency (Column L) and Column BB (TAXES) value (INR) will be added to the converted values.
Note on K469: gepadmin: 1. If you choose "Full Conversion" then Column BA (AMOUNT) and Column BB (TAXES) BOTH values will be convert based on selected Currency in (Column L). 2. If you choose "Partial Conversion" then Column BA (AMOUNT) only will be converted based on selected currency (Column L) and Column BB (TAXES) value (INR) will be added to the converted values.
Note on K470: gepadmin: 1. If you choose "Full Conversion" then Column BA (AMOUNT) and Column BB (TAXES) BOTH values will be convert based on selected Currency in (Column L). 2. If you choose "Partial Conversion" then Column BA (AMOUNT) only will be converted based on selected currency (Column L) and Column BB (TAXES) value (INR) will be added to the converted values.
Note on K471: gepadmin: 1. If you choose "Full Conversion" then Column BA (AMOUNT) and Column BB (TAXES) BOTH values will be convert based on selected Currency in (Column L). 2. If you choose "Partial Conversion" then Column BA (AMOUNT) only will be converted based on selected currency (Column L) and Column BB (TAXES) value (INR) will be added to the converted values.
Note on K472: gepadmin: 1. If you choose "Full Conversion" then Column BA (AMOUNT) and Column BB (TAXES) BOTH values will be convert based on selected Currency in (Column L). 2. If you choose "Partial Conversion" then Column BA (AMOUNT) only will be converted based on selected currency (Column L) and Column BB (TAXES) value (INR) will be added to the converted values.
Note on K473: gepadmin: 1. If you choose "Full Conversion" then Column BA (AMOUNT) and Column BB (TAXES) BOTH values will be convert based on selected Currency in (Column L). 2. If you choose "Partial Conversion" then Column BA (AMOUNT) only will be converted based on selected currency (Column L) and Column BB (TAXES) value (INR) will be added to the converted values.
Note on K474: gepadmin: 1. If you choose "Full Conversion" then Column BA (AMOUNT) and Column BB (TAXES) BOTH values will be convert based on selected Currency in (Column L). 2. If you choose "Partial Conversion" then Column BA (AMOUNT) only will be converted based on selected currency (Column L) and Column BB (TAXES) value (INR) will be added to the converted values.
Note on K475: gepadmin: 1. If you choose "Full Conversion" then Column BA (AMOUNT) and Column BB (TAXES) BOTH values will be convert based on selected Currency in (Column L). 2. If you choose "Partial Conversion" then Column BA (AMOUNT) only will be converted based on selected currency (Column L) and Column BB (TAXES) value (INR) will be added to the converted values.
Note on K476: gepadmin: 1. If you choose "Full Conversion" then Column BA (AMOUNT) and Column BB (TAXES) BOTH values will be convert based on selected Currency in (Column L). 2. If you choose "Partial Conversion" then Column BA (AMOUNT) only will be converted based on selected currency (Column L) and Column BB (TAXES) value (INR) will be added to the converted values.
Note on K477: gepadmin: 1. If you choose "Full Conversion" then Column BA (AMOUNT) and Column BB (TAXES) BOTH values will be convert based on selected Currency in (Column L). 2. If you choose "Partial Conversion" then Column BA (AMOUNT) only will be converted based on selected currency (Column L) and Column BB (TAXES) value (INR) will be added to the converted values.
Note on K478: gepadmin: 1. If you choose "Full Conversion" then Column BA (AMOUNT) and Column BB (TAXES) BOTH values will be convert based on selected Currency in (Column L). 2. If you choose "Partial Conversion" then Column BA (AMOUNT) only will be converted based on selected currency (Column L) and Column BB (TAXES) value (INR) will be added to the converted values.
Note on K479: gepadmin: 1. If you choose "Full Conversion" then Column BA (AMOUNT) and Column BB (TAXES) BOTH values will be convert based on selected Currency in (Column L). 2. If you choose "Partial Conversion" then Column BA (AMOUNT) only will be converted based on selected currency (Column L) and Column BB (TAXES) value (INR) will be added to the converted values.
Note on K480: gepadmin: 1. If you choose "Full Conversion" then Column BA (AMOUNT) and Column BB (TAXES) BOTH values will be convert based on selected Currency in (Column L). 2. If you choose "Partial Conversion" then Column BA (AMOUNT) only will be converted based on selected currency (Column L) and Column BB (TAXES) value (INR) will be added to the converted values.
Note on K481: gepadmin: 1. If you choose "Full Conversion" then Column BA (AMOUNT) and Column BB (TAXES) BOTH values will be convert based on selected Currency in (Column L). 2. If you choose "Partial Conversion" then Column BA (AMOUNT) only will be converted based on selected currency (Column L) and Column BB (TAXES) value (INR) will be added to the converted values.
Note on K482: gepadmin: 1. If you choose "Full Conversion" then Column BA (AMOUNT) and Column BB (TAXES) BOTH values will be convert based on selected Currency in (Column L). 2. If you choose "Partial Conversion" then Column BA (AMOUNT) only will be converted based on selected currency (Column L) and Column BB (TAXES) value (INR) will be added to the converted values.
Note on K483: gepadmin: 1. If you choose "Full Conversion" then Column BA (AMOUNT) and Column BB (TAXES) BOTH values will be convert based on selected Currency in (Column L). 2. If you choose "Partial Conversion" then Column BA (AMOUNT) only will be converted based on selected currency (Column L) and Column BB (TAXES) value (INR) will be added to the converted values.
Note on K484: gepadmin: 1. If you choose "Full Conversion" then Column BA (AMOUNT) and Column BB (TAXES) BOTH values will be convert based on selected Currency in (Column L). 2. If you choose "Partial Conversion" then Column BA (AMOUNT) only will be converted based on selected currency (Column L) and Column BB (TAXES) value (INR) will be added to the converted values.
Note on K485: gepadmin: 1. If you choose "Full Conversion" then Column BA (AMOUNT) and Column BB (TAXES) BOTH values will be convert based on selected Currency in (Column L). 2. If you choose "Partial Conversion" then Column BA (AMOUNT) only will be converted based on selected currency (Column L) and Column BB (TAXES) value (INR) will be added to the converted values.
Note on K486: gepadmin: 1. If you choose "Full Conversion" then Column BA (AMOUNT) and Column BB (TAXES) BOTH values will be convert based on selected Currency in (Column L). 2. If you choose "Partial Conversion" then Column BA (AMOUNT) only will be converted based on selected currency (Column L) and Column BB (TAXES) value (INR) will be added to the converted values.
Note on K487: gepadmin: 1. If you choose "Full Conversion" then Column BA (AMOUNT) and Column BB (TAXES) BOTH values will be convert based on selected Currency in (Column L). 2. If you choose "Partial Conversion" then Column BA (AMOUNT) only will be converted based on selected currency (Column L) and Column BB (TAXES) value (INR) will be added to the converted values.
Note on K488: gepadmin: 1. If you choose "Full Conversion" then Column BA (AMOUNT) and Column BB (TAXES) BOTH values will be convert based on selected Currency in (Column L). 2. If you choose "Partial Conversion" then Column BA (AMOUNT) only will be converted based on selected currency (Column L) and Column BB (TAXES) value (INR) will be added to the converted values.
Note on K489: gepadmin: 1. If you choose "Full Conversion" then Column BA (AMOUNT) and Column BB (TAXES) BOTH values will be convert based on selected Currency in (Column L). 2. If you choose "Partial Conversion" then Column BA (AMOUNT) only will be converted based on selected currency (Column L) and Column BB (TAXES) value (INR) will be added to the converted values.
Note on K490: gepadmin: 1. If you choose "Full Conversion" then Column BA (AMOUNT) and Column BB (TAXES) BOTH values will be convert based on selected Currency in (Column L). 2. If you choose "Partial Conversion" then Column BA (AMOUNT) only will be converted based on selected currency (Column L) and Column BB (TAXES) value (INR) will be added to the converted values.
Note on K491: gepadmin: 1. If you choose "Full Conversion" then Column BA (AMOUNT) and Column BB (TAXES) BOTH values will be convert based on selected Currency in (Column L). 2. If you choose "Partial Conversion" then Column BA (AMOUNT) only will be converted based on selected currency (Column L) and Column BB (TAXES) value (INR) will be added to the converted values.
Note on K492: gepadmin: 1. If you choose "Full Conversion" then Column BA (AMOUNT) and Column BB (TAXES) BOTH values will be convert based on selected Currency in (Column L). 2. If you choose "Partial Conversion" then Column BA (AMOUNT) only will be converted based on selected currency (Column L) and Column BB (TAXES) value (INR) will be added to the converted values.
Note on K493: gepadmin: 1. If you choose "Full Conversion" then Column BA (AMOUNT) and Column BB (TAXES) BOTH values will be convert based on selected Currency in (Column L). 2. If you choose "Partial Conversion" then Column BA (AMOUNT) only will be converted based on selected currency (Column L) and Column BB (TAXES) value (INR) will be added to the converted values.
Note on K494: gepadmin: 1. If you choose "Full Conversion" then Column BA (AMOUNT) and Column BB (TAXES) BOTH values will be convert based on selected Currency in (Column L). 2. If you choose "Partial Conversion" then Column BA (AMOUNT) only will be converted based on selected currency (Column L) and Column BB (TAXES) value (INR) will be added to the converted values.
Note on K495: gepadmin: 1. If you choose "Full Conversion" then Column BA (AMOUNT) and Column BB (TAXES) BOTH values will be convert based on selected Currency in (Column L). 2. If you choose "Partial Conversion" then Column BA (AMOUNT) only will be converted based on selected currency (Column L) and Column BB (TAXES) value (INR) will be added to the converted values.
Note on K496: gepadmin: 1. If you choose "Full Conversion" then Column BA (AMOUNT) and Column BB (TAXES) BOTH values will be convert based on selected Currency in (Column L). 2. If you choose "Partial Conversion" then Column BA (AMOUNT) only will be converted based on selected currency (Column L) and Column BB (TAXES) value (INR) will be added to the converted values.
Note on K497: gepadmin: 1. If you choose "Full Conversion" then Column BA (AMOUNT) and Column BB (TAXES) BOTH values will be convert based on selected Currency in (Column L). 2. If you choose "Partial Conversion" then Column BA (AMOUNT) only will be converted based on selected currency (Column L) and Column BB (TAXES) value (INR) will be added to the converted values.
Note on K498: gepadmin: 1. If you choose "Full Conversion" then Column BA (AMOUNT) and Column BB (TAXES) BOTH values will be convert based on selected Currency in (Column L). 2. If you choose "Partial Conversion" then Column BA (AMOUNT) only will be converted based on selected currency (Column L) and Column BB (TAXES) value (INR) will be added to the converted values.
Note on K499: gepadmin: 1. If you choose "Full Conversion" then Column BA (AMOUNT) and Column BB (TAXES) BOTH values will be convert based on selected Currency in (Column L). 2. If you choose "Partial Conversion" then Column BA (AMOUNT) only will be converted based on selected currency (Column L) and Column BB (TAXES) value (INR) will be added to the converted values.
Note on K500: gepadmin: 1. If you choose "Full Conversion" then Column BA (AMOUNT) and Column BB (TAXES) BOTH values will be convert based on selected Currency in (Column L). 2. If you choose "Partial Conversion" then Column BA (AMOUNT) only will be converted based on selected currency (Column L) and Column BB (TAXES) value (INR) will be added to the converted values.
Note on K501: gepadmin: 1. If you choose "Full Conversion" then Column BA (AMOUNT) and Column BB (TAXES) BOTH values will be convert based on selected Currency in (Column L). 2. If you choose "Partial Conversion" then Column BA (AMOUNT) only will be converted based on selected currency (Column L) and Column BB (TAXES) value (INR) will be added to the converted values.
Note on K502: gepadmin: 1. If you choose "Full Conversion" then Column BA (AMOUNT) and Column BB (TAXES) BOTH values will be convert based on selected Currency in (Column L). 2. If you choose "Partial Conversion" then Column BA (AMOUNT) only will be converted based on selected currency (Column L) and Column BB (TAXES) value (INR) will be added to the converted values.
Note on K503: gepadmin: 1. If you choose "Full Conversion" then Column BA (AMOUNT) and Column BB (TAXES) BOTH values will be convert based on selected Currency in (Column L). 2. If you choose "Partial Conversion" then Column BA (AMOUNT) only will be converted based on selected currency (Column L) and Column BB (TAXES) value (INR) will be added to the converted values.
Note on K504: gepadmin: 1. If you choose "Full Conversion" then Column BA (AMOUNT) and Column BB (TAXES) BOTH values will be convert based on selected Currency in (Column L). 2. If you choose "Partial Conversion" then Column BA (AMOUNT) only will be converted based on selected currency (Column L) and Column BB (TAXES) value (INR) will be added to the converted values.
Note on K505: gepadmin: 1. If you choose "Full Conversion" then Column BA (AMOUNT) and Column BB (TAXES) BOTH values will be convert based on selected Currency in (Column L). 2. If you choose "Partial Conversion" then Column BA (AMOUNT) only will be converted based on selected currency (Column L) and Column BB (TAXES) value (INR) will be added to the converted values.
Note on K506: gepadmin: 1. If you choose "Full Conversion" then Column BA (AMOUNT) and Column BB (TAXES) BOTH values will be convert based on selected Currency in (Column L). 2. If you choose "Partial Conversion" then Column BA (AMOUNT) only will be converted based on selected currency (Column L) and Column BB (TAXES) value (INR) will be added to the converted values.
Note on K507: gepadmin: 1. If you choose "Full Conversion" then Column BA (AMOUNT) and Column BB (TAXES) BOTH values will be convert based on selected Currency in (Column L). 2. If you choose "Partial Conversion" then Column BA (AMOUNT) only will be converted based on selected currency (Column L) and Column BB (TAXES) value (INR) will be added to the converted values.
Note on K508: gepadmin: 1. If you choose "Full Conversion" then Column BA (AMOUNT) and Column BB (TAXES) BOTH values will be convert based on selected Currency in (Column L). 2. If you choose "Partial Conversion" then Column BA (AMOUNT) only will be converted based on selected currency (Column L) and Column BB (TAXES) value (INR) will be added to the converted values.
Validate
Print
Help

## Macros
Please Enable Macros to View BoQ information