## BoQ1 (hidden)
Percentage BoQ
BoQ_Ver3.0 | Percentage | Normal | INR Only | INR
Select, At Par, Excess (+), Less (-) |  | IOCL
Tender Inviting Authority: Executive Engineer,IWD,IIT Kanpur
Name of Work: Setting right of vacant house no 643 with Sq and Garage.
Contract No: 44/Civil/D2/2024-25
Name of the Bidder/ Bidding Firm / Company :
PRICE SCHEDULE (This BOQ template must not be modified/replaced by the bidder and the same should be uploaded after filling the relevent columns, else the bidder is liable to be rejected for this tender. Bidders are allowed to enter the Bidder Name and Values only )
NUMBER # | TEXT # | TEXT # | NUMBER # | TEXT # | NUMBER | NUMBER | TEXT | TEXT # | NUMBER # | TEXT# | TEXT # | NUMBER # | NUMBER | NUMBER | NUMBER | NUMBER | TEXT | TEXT | NUMBER | NUMBER | NUMBER | NUMBER | TEXT | TEXT | NUMBER | NUMBER | NUMBER | NUMBER | TEXT | TEXT | NUMBER | NUMBER | NUMBER | NUMBER | TEXT | TEXT | NUMBER | NUMBER | NUMBER | NUMBER | TEXT | TEXT | NUMBER | NUMBER | NUMBER # | NUMBER # | TEXT | TEXT | NUMBER # | NUMBER # | DATE | NUMBER # | NUMBER # | TEXT #
Sl. No. | Item Description | Item Code / Make | Quantity | Units | Estimated Rate in Rs. P |  |  | Addition / Deduction | Addition / Deduction Values | Currency Convertion against each Item | Quoted Currency in INR / Other Currency | BASIC RATE In Figures To be entered by the Bidder Rs. P | Excise Duty | VAT | Freight Charges ( Unloading & Stacking) | Any Other Taxes/Duties/Levies |  |  | Other Taxes 2 | IIIrd Party i.e DGS&D / RITES etc Inspection Charges @0.34%+Service Tax | Less for Cenvat Credit,if any respect of Supplies Under full Excise Duty Category | [30 empty] | TOTAL AMOUNT Without Taxes in Rs. P | TOTAL AMOUNT With Taxes | TOTAL AMOUNT In Words
1 | 2 | 3 | 3 | 4 | 5 | 7 | 8 | 9 | 10 | 11 | 12 | 13 | 14 | 15 | 16 | 17 | 18 | 19 | 20 | 21 | 22 | 23 | 24 | 25 | 26 | 27 | 28 | 29 | 30 | 31 | 32 | 33 | 34 | 35 | 36 | 37 | 38 | 39 | 40 | 41 | 42 | 43 | 44 | 45 | 46 | 47 | 48 | 49 | 50 | 51 | 52 | 6 | 54 | 7
1 | Carriage of Materials | BI01010001010000000000000515BI0100001112 | [52 empty] | 1 | Construction of chamber for 100mm sluices valve | item1 | 10 | 1 Nos
1.01 | By Mechanical Transport including loading,unloading and stacking | BI01010001010000000000000515BI0100001113 | [52 empty] | 1.02 | Construction of chamber for 100mm sluice plates | item2 | 213 | Nos
1.02 | Lime, moorum, building rubbish Lead - 2 | BI01010001010000000000000515BI0100001114 | 9.5 | cum | 162.16 |  |  | Excess(+) | 1 | Full Conversion | INR | [40 empty] | #VALUE! | #VALUE! | #VALUE! | 2 | Construction of chamber for 100mm sluices valve | item3 | 10 | Nos
2 | EARTH WORK | BI01010001010000000000000515BI0100001115 | [52 empty] | 3 | Supplying, Conveying and fixing spls. Including ea | item4 | 10 | Nos
2.01 | Earth work in excavation by mechanical means (Hydraulic excavator) / manual means in foundation trenches or drains (not exceeding 1.5 m in width or 10 sqm on plan), including dressing of sides and ramming of bottoms, for all lift, including getting out the excavated soil and disposal of surplus excavated soil as directed, within a lead of 50 m. | BI01010001010000000000000515BI0100001116 | [52 empty] | 1.01 | Supplying, Conveying and fixing spls. Including eart | item1 | 123.223 | Nos
2.02 | All kinds of soil. | BI01010001010000000000000515BI0100001117 | 1.95 | cum | 214.64 |  |  | Excess(+) | 1 | Full Conversion | INR | [40 empty] | #VALUE! | #VALUE! | #VALUE! | 1.02 | Construction of chamber for 100mm sluice plates | item2 | 213 | Nos
2.03 | Excavating trenches by mechinical / manual means of required width for pipes, cables, etc including excavation for sockets, and dressing of sides, ramming of bottoms, for all depth, including getting out the excavated soil, and then returning the soil as required, in layers not exceeding 20 cm in depth, including consolidating each deposited layer by ramming, watering, etc. and disposing of surplus excavated soil as directed, within a lead of 50 m: | BI01010001010000000000000515BI0100001118 | [52 empty] | 2 | Construction of chamber for 100mm sluices valve | item3 | 10 | Nos
2.04 | All kinds of soil | BI01010001010000000000000515BI0100001119 | [52 empty] | 3 | Supplying, Conveying and fixing spls. Including ea | item4 | 10 | Nos
2.05 | Pipes, cables etc. exceeding 80 mm dia. but not exceeding 300 mm dia | BI01010001010000000000000515BI0100001120 | 6 | metre | 290.38 |  |  | Excess(+) | 1 | Full Conversion | INR | [40 empty] | #VALUE! | #VALUE! | #VALUE! | 1.01 | Supplying, Conveying and fixing spls. Including eart | item1 | 123.223 | Nos
2.06 | Supplying and filling in plinth with sand under floors, including watering, ramming, consolidating and dressing complete. | BI01010001010000000000000515BI0100001121 | 0.3 | cum | 1751.25 |  |  | Excess(+) | 1 | Full Conversion | INR | [40 empty] | #VALUE! | #VALUE! | #VALUE! | 1.02 | Construction of chamber for 100mm sluice plates | item2 | 213 | Nos
2.07 | Supplying chemical emulsion in sealed containers including delivery as specified. | BI01010001010000000000000515BI0100001122 | [52 empty] | 2 | Construction of chamber for 100mm sluices valve | item3 | 10 | Nos
2.08 | Chlorpyriphos/ Lindane emulsifiable concentrate of 20% | BI01010001010000000000000515BI0100001123 | 20 | litre | 193.57 |  |  | Excess(+) | 1 | Full Conversion | INR | [40 empty] | #VALUE! | #VALUE! | #VALUE! | 1.01 | Supplying, Conveying and fixing spls. Including eart | item1 | 123.223 | Nos
3 | CEMENT CONCRETE (CAST IN SITU) | BI01010001010000000000000515BI0100001124 | [52 empty] | 1.02 | Construction of chamber for 100mm sluice plates | item2 | 213 | Nos
3.01 | Providing and laying in position excluding cement concrete of level: specified grade the cost of centering and shuttering - All work up to plinth | BI01010001010000000000000515BI0100001125 | [52 empty] | 2 | Construction of chamber for 100mm sluices valve | item3 | 10 | Nos
3.02 | 1:2:4 (1 Cement : 2 coarse sand (zone-Ill) derived from natural sources : 4 graded stone aggregate 40 mm nominal size derived from natural sources) | BI01010001010000000000000515BI0100001126 | 1.65 | cum | 6415.68 |  |  | Excess(+) | 1 | Full Conversion | INR | [40 empty] | #VALUE! | #VALUE! | #VALUE! | 1.01 | Supplying, Conveying and fixing spls. Including eart | item1 | 123.223 | Nos
3.03 | Making plinth protection 50 mm thick of cement concrete 1:3:6 (1 cement : 3 coarse sand (zone-Ill) derived from natural sources : 6 graded stone aggregate 20 mm nominal size derived from natural sources) over 75 mm thick bed of dry brick ballast 40 mm nominal size, well rammed and consolidated and grouted with fine sand, including necessary excavation, levelling & dressing & finishing the top smooth. | BI01010001010000000000000515BI0100001127 | 10 | sqm | 617.87 |  |  | Excess(+) | 1 | Full Conversion | INR | [40 empty] | #VALUE! | #VALUE! | #VALUE! | 1.02 | Construction of chamber for 100mm sluice plates | item2 | 213 | Nos
4 | REINFORCED CEMENT CONCRETE | BI01010001010000000000000515BI0100001128 | [52 empty] | 2 | Construction of chamber for 100mm sluices valve | item3 | 10 | Nos
4.01 | Reinforced cement concrete work in walls (any thickness), including attached pilasters, buttresses, plinth and string courses, fillets, columns, pillars, piers, abutments, posts and struts etc. above plinth level up to floor five level, excluding cost of centering, shuttering, finishing and reinforcement: | BI01010001010000000000000515BI0100001129 | [52 empty] | 3 | Supplying, Conveying and fixing spls. Including ea | item4 | 10 | Nos
4.02 | 1:1.5:3 (1 cement : 1.5 coarse sand(zone-III) derived from natural sources : 3 graded stone aggregate 20 mm nominal size derived from natural sources) | BI01010001010000000000000515BI0100001130 | 0.11 | cum | 8949.41 |  |  | Excess(+) | 1 | Full Conversion | INR | [40 empty] | #VALUE! | #VALUE! | #VALUE! | 1.01 | Supplying, Conveying and fixing spls. Including eart | item1 | 123.223 | Nos
4.03 | Reinforced cement concrete work in beams, suspended floors, roofs having slope up to 15 degree landings, balconies, shelves, chajjas, lintels, bands, plain window sills, staircases and spiral stair cases above plinth level up to floor five level, excluding the cost of centering, shuttering, finishing and reinforcement with 1:1.5:3 (1 cement : 1.5 coarse sand (zone-III) derived from natural sources : 3 graded stone aggregate 20 mm nominal size derived from natural sources). | BI01010001010000000000000515BI0100001131 | 2.95 | cum | 9487.5 |  |  | Excess(+) | 1 | Full Conversion | INR | [40 empty] | #VALUE! | #VALUE! | #VALUE! | 1.02 | Construction of chamber for 100mm sluice plates | item2 | 213 | Nos
4.04 | Centering and shuttering including strutting, propping etc. and removal of form for | BI01010001010000000000000515BI0100001132 | [52 empty] | 2 | Construction of chamber for 100mm sluices valve | item3 | 10 | Nos
4.05 | Foundations, footings, bases of columns, etc. for mass concrete | BI01010001010000000000000515BI0100001133 | 0.52 | sqm | 323.36 |  |  | Excess(+) | 1 | Full Conversion | INR | [40 empty] | #VALUE! | #VALUE! | #VALUE! | 3 | Supplying, Conveying and fixing spls. Including ea | item4 | 10 | Nos
4.06 | Walls (any thickness) including attached pilasters, butteresses, plinth and string courses etc. | BI01010001010000000000000515BI0100001134 | 1.1 | sqm | 694.73 |  |  | Excess(+) | 1 | Full Conversion | INR | [40 empty] | #VALUE! | #VALUE! | #VALUE! | 1.01 | Supplying, Conveying and fixing spls. Including eart | item1 | 123.223 | Nos
4.07 | Suspended floors, roofs, landings, balconies and access platform | BI01010001010000000000000515BI0100001135 | 2.95 | sqm | 764.61 |  |  | Excess(+) | 1 | Full Conversion | INR | [40 empty] | #VALUE! | #VALUE! | #VALUE! | 1.02 | Construction of chamber for 100mm sluice plates | item2 | 213 | Nos
4.08 | Shelves (Cast in situ) | BI01010001010000000000000515BI0100001136 | 6.7 | sqm | 764.61 |  |  | Excess(+) | 1 | Full Conversion | INR | [40 empty] | #VALUE! | #VALUE! | #VALUE! | 2 | Construction of chamber for 100mm sluices valve | item3 | 10 | Nos
4.09 | Stairs, (excluding landings) except spiral-staircases | BI01010001010000000000000515BI0100001137 | 12.5 | sqm | 630.78 |  |  | Excess(+) | 1 | Full Conversion | INR | [40 empty] | #VALUE! | #VALUE! | #VALUE! | 1.01 | Supplying, Conveying and fixing spls. Including eart | item1 | 123.223 | Nos
4.1 | Small lintels not exceeding 1.5 m clear span, moulding as in cornices, window sills, string courses, bands, copings, bed plates, anchor blocks and the like | BI01010001010000000000000515BI0100001138 | 1 | sqm | 323.36 |  |  | Excess(+) | 1 | Full Conversion | INR | [40 empty] | #VALUE! | #VALUE! | #VALUE! | 1.02 | Construction of chamber for 100mm sluice plates | item2 | 213 | Nos
4.11 | Steel reinforcement for R.C.C. work including straightening, cutting, bending, placing in position and binding all complete above plinth level. | BI01010001010000000000000515BI0100001139 | [52 empty] | 2 | Construction of chamber for 100mm sluices valve | item3 | 10 | Nos
4.12 | Thermo-Mechanically Treated bars of grade Fe-500D or more. | BI01010001010000000000000515BI0100001140 | 470 | kg | 88.93 |  |  | Excess(+) | 1 | Full Conversion | INR | [40 empty] | #VALUE! | #VALUE! | #VALUE! | 1.01 | Supplying, Conveying and fixing spls. Including eart | item1 | 123.223 | Nos
4.13 | Add for plaster drip course/ groove in plastered surface or moulding to R.C.C. projections. | BI01010001010000000000000515BI0100001141 | 5 | metre | 64.64 |  |  | Excess(+) | 1 | Full Conversion | INR | [40 empty] | #VALUE! | #VALUE! | #VALUE! | 1.02 | Construction of chamber for 100mm sluice plates | item2 | 213 | Nos
5 | MASONRY WORK | BI01010001010000000000000515BI0100001142 | [52 empty] | 2 | Construction of chamber for 100mm sluices valve | item3 | 10 | Nos
5.01 | Brick work with common burnt clay F.P.S. (non modular) bricks of class designation 7.5 in foundation and plinth in: | BI01010001010000000000000515BI0100001143 | [52 empty] | 3 | Supplying, Conveying and fixing spls. Including ea | item4 | 10 | Nos
5.02 | Cement mortar 1:6(1 cement :6 coarse sand) | BI01010001010000000000000515BI0100001144 | 1.85 | cum | 5881.29 |  |  | Excess(+) | 1 | Full Conversion | INR | [40 empty] | #VALUE! | #VALUE! | #VALUE! | 1.01 | Supplying, Conveying and fixing spls. Including eart | item1 | 123.223 | Nos
5.03 | Brick work with common burnt clay F.P.S. (non modular) bricks of class designation 7.5 in superstructure above plinth level up to floor V level in all shapes and sizes in : | BI01010001010000000000000515BI0100001145 | [52 empty] | 1.02 | Construction of chamber for 100mm sluice plates | item2 | 213 | Nos
5.04 | Cement mortar 1:6(1 cement : 6 coarse sand) | BI01010001010000000000000515BI0100001146 | 9.1 | cum | 7508.82 |  |  | Excess(+) | 1 | Full Conversion | INR | [40 empty] | #VALUE! | #VALUE! | #VALUE! | 2 | Construction of chamber for 100mm sluices valve | item3 | 10 | Nos
5.05 | Half brick masonry with common burnt clay F.P.S. (non modular) bricks of class designation 7.5 in foundations and plinth in : | BI01010001010000000000000515BI0100001147 | [52 empty] | 3 | Supplying, Conveying and fixing spls. Including ea | item4 | 10 | Nos
5.06 | cement mortar 1:4(1 cement :4 coarse sand) | BI01010001010000000000000515BI0100001148 | 5.9 | sqm | 746.3 |  |  | Excess(+) | 1 | Full Conversion | INR | [40 empty] | #VALUE! | #VALUE! | #VALUE! | 1.01 | Supplying, Conveying and fixing spls. Including eart | item1 | 123.223 | Nos
5.07 | Brick edging 7cm wide 11.4 cm deep to plinth protection with common burnt clay F.P.S. (non modular) bricks of class designation 7.5 including grouting with cement mortar 1:4 (1 cement : 4 fine sand). | BI01010001010000000000000515BI0100001149 | 10 | metre | 50.17 |  |  | Excess(+) | 1 | Full Conversion | INR | [40 empty] | #VALUE! | #VALUE! | #VALUE! | 1.02 | Construction of chamber for 100mm sluice plates | item2 | 213 | Nos
6 | CLADDING WORK | BI01010001010000000000000515BI0100001150 | [52 empty] | 2 | Construction of chamber for 100mm sluices valve | item3 | 10 | Nos
6.01 | Providing and fixing 18 mm thick gang saw cut, mirror polished, premoulded and prepolished, machine cut for kitchen platforms, vanity counters, window sills, facias and similar locations of required size, approved shade, colour and texture laid over 20 mm thick base cement mortar 1:4 (1 cement : 4 coarse sand), joints treated with white cement, mixed with matching pigment, epoxy touch ups, including rubbing, curing, moulding and polishing of edges to give high gloss finish etc. complete at all levels. | BI01010001010000000000000515BI0100001151 | [52 empty] | 1.01 | Supplying, Conveying and fixing spls. Including eart | item1 | 123.223 | Nos
6.02 | Granite stone slab of colour black, Cherry/Ruby red | BI01010001010000000000000515BI0100001152 | [52 empty] | 1.02 | Construction of chamber for 100mm sluice plates | item2 | 213 | Nos
6.03 | Area of slab over 0.50 sqm | BI01010001010000000000000515BI0100001153 | 5.01 | sqm | 4235.42 |  |  | Excess(+) | 1 | Full Conversion | INR | [40 empty] | #VALUE! | #VALUE! | #VALUE! | 2 | Construction of chamber for 100mm sluices valve | item3 | 10 | Nos
6.04 | Providing and fixing 1st quality ceramic glazed wall tiles conforming to IS: 15622 (thickness to be specified by the manufacturer), of approved make, in all colours, shades except burgundy, bottle green, black of any size as approved by Engineer-in-Charge, in skirting, risers of steps and dados, over 12 mm thick bed of cement mortar 1:3(1 cement : 3 coarse sand) and jointing with grey cement slurry @ 3.3kg per sqm, including pointing in white cement mixed with pigment of matching shade complete. | BI01010001010000000000000515BI0100001154 | 51 | sqm | 1045.55 |  |  | Excess(+) | 1 | Full Conversion | INR | [40 empty] | #VALUE! | #VALUE! | #VALUE! | 1.01 | Supplying, Conveying and fixing spls. Including eart | item1 | 123.223 | Nos
7 | WOOD AND P. V. C. WORK | BI01010001010000000000000515BI0100001155 | [52 empty] | 1.02 | Construction of chamber for 100mm sluice plates | item2 | 213 | Nos
7.01 | Providing wood work in frames of doors, windows, clerestory windows and other frames, wrought framed and fixed in position with hold fast lugs or with dash fasteners of required dia & length (hold fast lugs or dash fastener shall be paid for separately). | BI01010001010000000000000515BI0100001156 | [52 empty] | 2 | Construction of chamber for 100mm sluices valve | item3 | 10 | Nos
7.02 | Second class teak wood | BI01010001010000000000000515BI0100001157 | 0.19 | cum | 117877.21 |  |  | Excess(+) | 1 | Full Conversion | INR | [40 empty] | #VALUE! | #VALUE! | #VALUE! | 3 | Supplying, Conveying and fixing spls. Including ea | item4 | 10 | Nos
7.03 | Providing and fixing glazed shutters for doors, windows and clerestory windows using 4 mm thick float glass panes (weight not less than 10 kg per sqm) fixing with ISI marked M.S. pressed butt hinges bright finished of required size with necessary screws. | BI01010001010000000000000515BI0100001158 | [52 empty] | 1.01 | Supplying, Conveying and fixing spls. Including eart | item1 | 123.223 | Nos
7.04 | Second class teak wood | BI01010001010000000000000515BI0100001159 | [52 empty] | 1.02 | Construction of chamber for 100mm sluice plates | item2 | 213 | Nos
7.05 | 35 mm thick | BI01010001010000000000000515BI0100001160 | 5.5 | sqm | 4073.71 |  |  | Excess(+) | 1 | Full Conversion | INR | [40 empty] | #VALUE! | #VALUE! | #VALUE! | 3 | Supplying, Conveying and fixing spls. Including ea | item4 | 10 | Nos
7.06 | Extra for providing frosted glass panes 4 mm thick (weight not less than 10 kg per sqm) instead of ordinary float glass panes 4 mm thick (weight not less than 10 kg per sqm) in doors, windows and clerestory window shutters. (Area of opening for glass panes excluding portion inside rebate shall be measured). | BI01010001010000000000000515BI0100001161 | 2.65 | sqm | 145.46 |  |  | Excess(+) | 1 | Full Conversion | INR | [40 empty] | #VALUE! | #VALUE! | #VALUE! | 1.01 | Supplying, Conveying and fixing spls. Including eart | item1 | 123.223 | Nos
7.07 | Extra for cutting rebate in flush door shutters (Total area of the shutter to be measured). | BI01010001010000000000000515BI0100001162 | 4 | sqm | 87.98 |  |  | Excess(+) | 1 | Full Conversion | INR | [40 empty] | #VALUE! | #VALUE! | #VALUE! | 1.02 | Construction of chamber for 100mm sluice plates | item2 | 213 | Nos
7.08 | Providing and fixing M.S. grills of required pattern in frames of windows etc. with M.S. flats, square or round bars etc. including priming coat with approved steel primer all complete. | BI01010001010000000000000515BI0100001163 | [52 empty] | 2 | Construction of chamber for 100mm sluices valve | item3 | 10 | Nos
7.09 | Fixed to openings /wooden frames with rawl plugs screws etc. | BI01010001010000000000000515BI0100001164 | 35 | kg | 196.54 |  |  | Excess(+) | 1 | Full Conversion | INR | [40 empty] | #VALUE! | #VALUE! | #VALUE! | 3 | Supplying, Conveying and fixing spls. Including ea | item4 | 10 | Nos
7.1 | Providing and fixing ISI marked oxidised M.S. sliding door bolts with nuts and screws etc. complete (Copper oxidised as per IS 1378) | BI01010001010000000000000515BI0100001165 | [52 empty] | 1.01 | Supplying, Conveying and fixing spls. Including eart | item1 | 123.223 | Nos
7.11 | 250x16 mm | BI01010001010000000000000515BI0100001166 | 6 | each | 159.72 |  |  | Excess(+) | 1 | Full Conversion | INR | [40 empty] | #VALUE! | #VALUE! | #VALUE! | 1.02 | Construction of chamber for 100mm sluice plates | item2 | 213 | Nos
7.12 | Providing and fixing ISI marked oxidised M.S. tower bolt black finish, (Barrel type) with necessary screws etc. complete (Copper oxidised as per IS 1378) | BI01010001010000000000000515BI0100001167 | [52 empty] | 2 | Construction of chamber for 100mm sluices valve | item3 | 10 | Nos
7.13 | 150x10 mm | BI01010001010000000000000515BI0100001168 | 11 | each | 49.02 |  |  | Excess(+) | 1 | Full Conversion | INR | [40 empty] | #VALUE! | #VALUE! | #VALUE! | 1.01 | Supplying, Conveying and fixing spls. Including eart | item1 | 123.223 | Nos
7.14 | 100x10 mm | BI01010001010000000000000515BI0100001169 | 11 | each | 36.53 |  |  | Excess(+) | 1 | Full Conversion | INR | [40 empty] | #VALUE! | #VALUE! | #VALUE! | 1.02 | Construction of chamber for 100mm sluice plates | item2 | 213 | Nos
7.15 | Providing and fixing ISI marked oxidised M.S. handles conforming to IS:4992 with necessary screws etc. complete (Copper oxidised as per IS 1378) | BI01010001010000000000000515BI0100001170 | [52 empty] | 2 | Construction of chamber for 100mm sluices valve | item3 | 10 | Nos
7.16 | 125 mm | BI01010001010000000000000515BI0100001171 | 6 | each | 32.94 |  |  | Excess(+) | 1 | Full Conversion | INR | [40 empty] | #VALUE! | #VALUE! | #VALUE! | 1.01 | Supplying, Conveying and fixing spls. Including eart | item1 | 123.223 | Nos
7.17 | 100 mm | BI01010001010000000000000515BI0100001172 | 12 | each | 26.84 |  |  | Excess(+) | 1 | Full Conversion | INR | [40 empty] | #VALUE! | #VALUE! | #VALUE! | 1.02 | Construction of chamber for 100mm sluice plates | item2 | 213 | Nos
7.18 | Providing and fixing aluminium sliding door bolts, ISI marked anodised (anodic coating not less than grade AC 10 as per IS: 1868), transparent or dyed to required colour or shade, with nuts and screws etc. complete : | BI01010001010000000000000515BI0100001173 | [52 empty] | 2 | Construction of chamber for 100mm sluices valve | item3 | 10 | Nos
7.19 | 250x16 mm | BI01010001010000000000000515BI0100001174 | 2 | each | 214.89 |  |  | Excess(+) | 1 | Full Conversion | INR | [40 empty] | #VALUE! | #VALUE! | #VALUE! | 3 | Supplying, Conveying and fixing spls. Including ea | item4 | 10 | Nos
7.2 | Providing and fixing aluminium tower bolts, ISI marked, anodised (anodic coating not less than grade AC 10 as per IS : 1868 ) transparent or dyed to required colour or shade, with necessary screws etc. complete : | BI01010001010000000000000515BI0100001175 | [52 empty] | 1.01 | Supplying, Conveying and fixing spls. Including eart | item1 | 123.223 | Nos
7.21 | 200x10 mm | BI01010001010000000000000515BI0100001176 | 5 | each | 82.21 |  |  | Excess(+) | 1 | Full Conversion | INR | [40 empty] | #VALUE! | #VALUE! | #VALUE! | 1.02 | Construction of chamber for 100mm sluice plates | item2 | 213 | Nos
7.22 | 150x10 mm | BI01010001010000000000000515BI0100001177 | 2 | each | 68.07 |  |  | Excess(+) | 1 | Full Conversion | INR | [40 empty] | #VALUE! | #VALUE! | #VALUE! | 2 | Construction of chamber for 100mm sluices valve | item3 | 10 | Nos
7.23 | 100x10 mm | BI01010001010000000000000515BI0100001178 | 62 | each | 53.35 |  |  | Excess(+) | 1 | Full Conversion | INR | [40 empty] | #VALUE! | #VALUE! | #VALUE! | 3 | Supplying, Conveying and fixing spls. Including ea | item4 | 10 | Nos
7.24 | Providing and fixing aluminium handles, ISI marked, anodised (anodic coating not less than grade AC 10 as per IS : 1868) transparent or dyed to required colour or shade, with necessary screws etc. complete : | BI01010001010000000000000515BI0100001179 | [52 empty] | 1.01 | Supplying, Conveying and fixing spls. Including eart | item1 | 123.223 | Nos
7.25 | 125 mm | BI01010001010000000000000515BI0100001180 | 2 | each | 54.63 |  |  | Excess(+) | 1 | Full Conversion | INR | [40 empty] | #VALUE! | #VALUE! | #VALUE! | 1.02 | Construction of chamber for 100mm sluice plates | item2 | 213 | Nos
7.26 | 100 mm | BI01010001010000000000000515BI0100001181 | 45 | each | 49.1 |  |  | Excess(+) | 1 | Full Conversion | INR | [40 empty] | #VALUE! | #VALUE! | #VALUE! | 2 | Construction of chamber for 100mm sluices valve | item3 | 10 | Nos
7.27 | Providing and fixing aluminium hanging floor door stopper, ISI marked, anodised (anodic coating not less than grade AC 10 as per IS : 1868) transparent or dyed to required colour and shade, with necessary screws etc. complete. | BI01010001010000000000000515BI0100001182 | [52 empty] | 1.01 | Supplying, Conveying and fixing spls. Including eart | item1 | 123.223 | Nos
7.28 | Twin rubber stopper | BI01010001010000000000000515BI0100001183 | 28 | each | 59.66 |  |  | Excess(+) | 1 | Full Conversion | INR | [40 empty] | #VALUE! | #VALUE! | #VALUE! | 1.02 | Construction of chamber for 100mm sluice plates | item2 | 213 | Nos
7.29 | Providing and fixing wire gauge shutters using stainless steel grade 304 wire gauge with wire of dia 0.5 mm and average width of aperture 1.4 mm in both directions for doors, windows and clerestory windows with necessary screws: | BI01010001010000000000000515BI0100001184 | [52 empty] | 2 | Construction of chamber for 100mm sluices valve | item3 | 10 | Nos
7.3 | 35 mm thick shutters | BI01010001010000000000000515BI0100001185 | [52 empty] | 1.01 | Supplying, Conveying and fixing spls. Including eart | item1 | 123.223 | Nos
7.31 | with ISI marked M.S. pressed butt hinges bright finished of required size | BI01010001010000000000000515BI0100001186 | [52 empty] | 1.02 | Construction of chamber for 100mm sluice plates | item2 | 213 | Nos
7.32 | Second class teak wood | BI01010001010000000000000515BI0100001187 | 4.5 | sqm | 4142.94 |  |  | Excess(+) | 1 | Full Conversion | INR | [40 empty] | #VALUE! | #VALUE! | #VALUE! | 2 | Construction of chamber for 100mm sluices valve | item3 | 10 | Nos
8 | STEEL WORK | BI01010001010000000000000515BI0100001188 | [52 empty] | 3 | Supplying, Conveying and fixing spls. Including ea | item4 | 10 | Nos
8.01 | Structural steel work riveted, bolted or welded in built up sections, trusses and framed work, including cutting, hoisting, fixing in position and applying a priming coat of approved steel primer all complete. | BI01010001010000000000000515BI0100001189 | 54 | kg | 110.24 |  |  | Excess(+) | 1 | Full Conversion | INR | [40 empty] | #VALUE! | #VALUE! | #VALUE! | 1.01 | Supplying, Conveying and fixing spls. Including eart | item1 | 123.223 | Nos
8.02 | Providing and fixing 1 mm thick M.S. sheet door with frame of 40x40x6 mm angle iron and 3 mm M.S. gusset plates at the junctions and corners, all necessary fittings complete, including applying a priming coat of approved steel primer. | BI01010001010000000000000515BI0100001190 | [52 empty] | 1.02 | Construction of chamber for 100mm sluice plates | item2 | 213 | Nos
8.03 | Using M.S. angels 40x40x6 mm for diagonal braces | BI01010001010000000000000515BI0100001191 | 6.07 | sqm | 4786.3 |  |  | Excess(+) | 1 | Full Conversion | INR | [40 empty] | #VALUE! | #VALUE! | #VALUE! | 2 | Construction of chamber for 100mm sluices valve | item3 | 10 | Nos
8.04 | Steel work welded in built up sections/ framed work, including cutting, hoisting, fixing in position and applying a priming coat of approved steel primer using structural steel etc. as required. | BI01010001010000000000000515BI0100001192 | [52 empty] | 3 | Supplying, Conveying and fixing spls. Including ea | item4 | 10 | Nos
8.05 | In gratings, frames, guard bar, ladder, railings, brackets, gates and similar works | BI01010001010000000000000515BI0100001193 | 515 | kg | 142.32 |  |  | Excess(+) | 1 | Full Conversion | INR | [40 empty] | #VALUE! | #VALUE! | #VALUE! | 1.01 | Supplying, Conveying and fixing spls. Including eart | item1 | 123.223 | Nos
8.06 | Providing and fixing hand rail of approved size by welding etc. to steel ladder railing, balcony railing, staircase railing and similar works, including applying priming coat of approved steel primer. | BI01010001010000000000000515BI0100001194 | [52 empty] | 1.02 | Construction of chamber for 100mm sluice plates | item2 | 213 | Nos
8.07 | M.S. tube | BI01010001010000000000000515BI0100001195 | 155 | kg | 162.28 |  |  | Excess(+) | 1 | Full Conversion | INR | [40 empty] | #VALUE! | #VALUE! | #VALUE! | 2 | Construction of chamber for 100mm sluices valve | item3 | 10 | Nos
8.08 | Providing and fixing carbon steel galvanised ( minimum coating 5 micron) dash fastener of 10 mm dia double threaded 6.8 grade (yield strength 480 N/mm2), counter sunk head, comprising of 10 mm dia polyamide PA 6 grade sleeve, including drilling of hole in frame , concrete/ masonry, etc. as per direction of Engineer-in-charge. | BI01010001010000000000000515BI0100001196 | [52 empty] | 1.01 | Supplying, Conveying and fixing spls. Including eart | item1 | 123.223 | Nos
8.09 | 10 x 120 mm | BI01010001010000000000000515BI0100001197 | 2 | each | 140.96 |  |  | Excess(+) | 1 | Full Conversion | INR | [40 empty] | #VALUE! | #VALUE! | #VALUE! | 1.02 | Construction of chamber for 100mm sluice plates | item2 | 213 | Nos
8.1 | Providing and fixing stainless steel ( Grade 304) railing made of Hollow tubes, channels, plates etc., including welding, grinding, bufing, polishing and making curvature (wherever required) and fitting the same with necessary stainless steel nuts and bolts complete, i/c fixing the railing with necessary accessories & stainless steel dash fasteners , stainless steel bolts etc., of required size, on the top of the floor or the side of waist slab with suitable arrangement as per approval of Engineer-in-charge, (for payment purpose only weight of stainless steel members shall be considered excluding fixing accessories such as nuts, bolts, fasteners etc.). | BI01010001010000000000000515BI0100001198 | 1.2 | kg | 636.92 |  |  | Excess(+) | 1 | Full Conversion | INR | [40 empty] | #VALUE! | #VALUE! | #VALUE! | 2 | Construction of chamber for 100mm sluices valve | item3 | 10 | Nos
9 | FLOORING | BI01010001010000000000000515BI0100001199 | [52 empty] | 1.01 | Supplying, Conveying and fixing spls. Including eart | item1 | 123.223 | Nos
9.01 | Brick on edge flooring with bricks of class designation 7.5 on a bed of 12 mm cement mortar, including filling the joints with same mortar, with common burnt clay non modular bricks: | BI01010001010000000000000515BI0100001200 | [52 empty] | 1.02 | Construction of chamber for 100mm sluice plates | item2 | 213 | Nos
9.02 | 1:6 (1cement :6 coarse sand) | BI01010001010000000000000515BI0100001201 | 0.9 | sqm | 796.19 |  |  | Excess(+) | 1 | Full Conversion | INR | [40 empty] | #VALUE! | #VALUE! | #VALUE! | 2 | Construction of chamber for 100mm sluices valve | item3 | 10 | Nos
9.03 | Cement concrete flooring 1:2:4 (1 cement : 2 coarse sand : 4 graded stone aggregate) finished with a floating coat of neat cement, including cement slurry, but excluding the cost of nosing of steps etc. complete. | BI01010001010000000000000515BI0100001202 | [52 empty] | 3 | Supplying, Conveying and fixing spls. Including ea | item4 | 10 | Nos
9.04 | 40 mm thick with 20 mm nominal size stone aggregate | BI01010001010000000000000515BI0100001203 | 40 | sqm | 506.47 |  |  | Excess(+) | 1 | Full Conversion | INR | [40 empty] | #VALUE! | #VALUE! | #VALUE! | 1.01 | Supplying, Conveying and fixing spls. Including eart | item1 | 123.223 | Nos
9.05 | Providing and fixing glass strips in joints of terrazo/ cement concrete floors. | BI01010001010000000000000515BI0100001204 | [52 empty] | 1.02 | Construction of chamber for 100mm sluice plates | item2 | 213 | Nos
9.06 | 40 mm wide and 4 mm thick | BI01010001010000000000000515BI0100001205 | 67 | metre | 75.65 |  |  | Excess(+) | 1 | Full Conversion | INR | [40 empty] | #VALUE! | #VALUE! | #VALUE! | 2 | Construction of chamber for 100mm sluices valve | item3 | 10 | Nos
9.07 | Providing and laying Ceramic glazed floor tiles of size 300x300 mm (thickness to be specified by the manufacturer) of 1st quality conforming to IS : 15622 of approved make in colours such as White, Ivory, Grey, Fume Red Brown, laid on 20 mm thick cement mortar 1:4 (1 Cement :4 Coarse sand), Jointing with grey cement slurry @ 3.3 kg/sqm including pointing the joints with white cement and matching pigment etc., complete. | BI01010001010000000000000515BI0100001206 | 14.5 | sqm | 904.22 |  |  | Excess(+) | 1 | Full Conversion | INR | [40 empty] | #VALUE! | #VALUE! | #VALUE! | 3 | Supplying, Conveying and fixing spls. Including ea | item4 | 10 | Nos
9.08 | Providing and laying vitrified floor tiles in diferent sizes (thickness to be specified by the manufacturer) with water absorption less than 0.08% and conforming to IS: 15622, of approved make, in all colours and shades, laid on 20 mm thick cement mortar 1:4 (1 cement : 4 coarse sand), jointing with grey cement slurry @ 3.3 kg/ sqm including grouting the joints with white cement and matching pigments etc., complete. | BI01010001010000000000000515BI0100001207 | [52 empty] | 2 | Construction of chamber for 100mm sluices valve | item3 | 10 | Nos
9.09 | Size of Tile 600x600 mm | BI01010001010000000000000515BI0100001208 | 162 | sqm | 1280.98 |  |  | Excess(+) | 1 | Full Conversion | INR | [40 empty] | #VALUE! | #VALUE! | #VALUE! | 3 | Supplying, Conveying and fixing spls. Including ea | item4 | 10 | Nos
9.1 | Providing and laying Vitrified tiles in floor in diferent sizes (thickness to be specified by the manufacturer) with water absorption less than 0.08% and conforming to IS:15622, of approved brand & manufacturer, in all colours and shade, laid on 20 mm thick cement mortar 1:4 (1 cement: 4 coarse sand) jointing with grey cement slurry @3.3 kg/sqm including grouting the joints with white cement and matching pigments etc. The tiles must be cut with the zero chipping diamond cutter only . Laying of tiles will be done with the notch trowel, plier, wedge, clips of required thickness, leveling system and rubber mallet for placing the tiles gently and easily. | BI01010001010000000000000515BI0100001209 | [52 empty] | 1.01 | Supplying, Conveying and fixing spls. Including eart | item1 | 123.223 | Nos
9.11 | Double charge vitrified tile polished finish of size | BI01010001010000000000000515BI0100001210 | [52 empty] | 1.02 | Construction of chamber for 100mm sluice plates | item2 | 213 | Nos
9.12 | Size of Tile 600 x 600 mm | BI01010001010000000000000515BI0100001211 | 41 | sqm | 1198.68 |  |  | Excess(+) | 1 | Full Conversion | INR | [40 empty] | #VALUE! | #VALUE! | #VALUE! | 2 | Construction of chamber for 100mm sluices valve | item3 | 10 | Nos
9.13 | Glazed vitrified floor tiles polished finish of size | BI01010001010000000000000515BI0100001212 | [52 empty] | 3 | Supplying, Conveying and fixing spls. Including ea | item4 | 10 | Nos
9.14 | Size of Tile 600 x 600 mm | BI01010001010000000000000515BI0100001213 | 14.25 | sqm | 1239.17 |  |  | Excess(+) | 1 | Full Conversion | INR | [40 empty] | #VALUE! | #VALUE! | #VALUE! | 1.01 | Supplying, Conveying and fixing spls. Including eart | item1 | 123.223 | Nos
10 | ROOFING | BI01010001010000000000000515BI0100001214 | [52 empty] | 1.02 | Construction of chamber for 100mm sluice plates | item2 | 213 | Nos
10.01 | Providing and fixing on wall face unplasticised Rigid PVC rain water pipes conforming to IS : 13592 Type A, including jointing with seal ring conforming to IS : 5382, leaving 10 mm gap for thermal expansion, (i) Single socketed pipes. | BI01010001010000000000000515BI0100001215 | [52 empty] | 2 | Construction of chamber for 100mm sluices valve | item3 | 10 | Nos
10.02 | 75 mm diameter | BI01010001010000000000000515BI0100001216 | 1 | metre | 205.16 |  |  | Excess(+) | 1 | Full Conversion | INR | [40 empty] | #VALUE! | #VALUE! | #VALUE! | 1.01 | Supplying, Conveying and fixing spls. Including eart | item1 | 123.223 | Nos
11 | FINISHING | BI01010001010000000000000515BI0100001217 | [52 empty] | 1.02 | Construction of chamber for 100mm sluice plates | item2 | 213 | Nos
11.01 | 12 mm cement plaster of mix: | BI01010001010000000000000515BI0100001218 | [52 empty] | 2 | Construction of chamber for 100mm sluices valve | item3 | 10 | Nos
11.02 | 1:6 (1 cement: 6 coarse sand) | BI01010001010000000000000515BI0100001219 | 80 | sqm | 283.37 |  |  | Excess(+) | 1 | Full Conversion | INR | [40 empty] | #VALUE! | #VALUE! | #VALUE! | 1.01 | Supplying, Conveying and fixing spls. Including eart | item1 | 123.223 | Nos
11.03 | 15 mm cement plaster on rough side of single or half brick wall of mix: | BI01010001010000000000000515BI0100001220 | [52 empty] | 1.02 | Construction of chamber for 100mm sluice plates | item2 | 213 | Nos
11.04 | 1:6(1 cement: 6 coarse sand) | BI01010001010000000000000515BI0100001221 | 50 | sqm | 326 |  |  | Excess(+) | 1 | Full Conversion | INR | [40 empty] | #VALUE! | #VALUE! | #VALUE! | 2 | Construction of chamber for 100mm sluices valve | item3 | 10 | Nos
11.05 | 15 mm cement plaster on rough side of single or half brick wall finished with a floating coat of neat cement of mix: | BI01010001010000000000000515BI0100001222 | [52 empty] | 3 | Supplying, Conveying and fixing spls. Including ea | item4 | 10 | Nos
11.06 | 1:4(1 cement: 4 fine sand) | BI01010001010000000000000515BI0100001223 | 40 | sqm | 394.07 |  |  | Excess(+) | 1 | Full Conversion | INR | [40 empty] | #VALUE! | #VALUE! | #VALUE! | 1.01 | Supplying, Conveying and fixing spls. Including eart | item1 | 123.223 | Nos
11.07 | 6 mm cement plaster of mix: | BI01010001010000000000000515BI0100001224 | [52 empty] | 1.02 | Construction of chamber for 100mm sluice plates | item2 | 213 | Nos
11.08 | 1:3(1 cement :3 fine sand) | BI01010001010000000000000515BI0100001225 | 15 | sqm | 247.75 |  |  | Excess(+) | 1 | Full Conversion | INR | [40 empty] | #VALUE! | #VALUE! | #VALUE! | 2 | Construction of chamber for 100mm sluices valve | item3 | 10 | Nos
11.09 | Pointing on brick work or brick flooring with cement mortar 1:3 (1 cement : 3 fine sand): | BI01010001010000000000000515BI0100001226 | [52 empty] | 3 | Supplying, Conveying and fixing spls. Including ea | item4 | 10 | Nos
11.1 | Flush / Ruled/ Struck or weathered pointing | BI01010001010000000000000515BI0100001227 | 0.9 | sqm | 212.21 |  |  | Excess(+) | 1 | Full Conversion | INR | [40 empty] | #VALUE! | #VALUE! | #VALUE! | 1.01 | Supplying, Conveying and fixing spls. Including eart | item1 | 123.223 | Nos
11.11 | Finishing walls with Premium Acrylic Smooth exterior paint with Silicone additives of required shade: | BI01010001010000000000000515BI0100001228 | [52 empty] | 1.02 | Construction of chamber for 100mm sluice plates | item2 | 213 | Nos
11.12 | New work (Two or more coats applied @ 1.43 Itr/10 sqm over and including priming coat of exterior primer applied @ 0.90 litre/10 sqm) | BI01010001010000000000000515BI0100001229 | 145 | sqm | 141.09 |  |  | Excess(+) | 1 | Full Conversion | INR | [40 empty] | #VALUE! | #VALUE! | #VALUE! | 2 | Construction of chamber for 100mm sluices valve | item3 | 10 | Nos
11.13 | Painting with synthetic enamel paint of approved brand and manufacture to give an even shade : | BI01010001010000000000000515BI0100001230 | [52 empty] | 1.01 | Supplying, Conveying and fixing spls. Including eart | item1 | 123.223 | Nos
11.14 | Two or more coats on new work | BI01010001010000000000000515BI0100001231 | 54 | sqm | 128.55 |  |  | Excess(+) | 1 | Full Conversion | INR | [40 empty] | #VALUE! | #VALUE! | #VALUE! | 1.02 | Construction of chamber for 100mm sluice plates | item2 | 213 | Nos
11.15 | Painting with synthetic enamel paint of approved brand and manufacture of required colour to give an even shade: | BI01010001010000000000000515BI0100001232 | [52 empty] | 2 | Construction of chamber for 100mm sluices valve | item3 | 10 | Nos
11.16 | Two or more coats on new work over an under coat of suitable shade with ordinary paint of approved brand and manufacture | BI01010001010000000000000515BI0100001233 | 65 | sqm | 186.56 |  |  | Excess(+) | 1 | Full Conversion | INR | [40 empty] | #VALUE! | #VALUE! | #VALUE! | 1.01 | Supplying, Conveying and fixing spls. Including eart | item1 | 123.223 | Nos
11.17 | Providing and applying white cement based putty of average thickness 1 mm, of approved brand and manufacturer, over the plastered wall surface to prepare the surface even and smooth complete. | BI01010001010000000000000515BI0100001234 | 175 | sqm | 128.67 |  |  | Excess(+) | 1 | Full Conversion | INR | [40 empty] | #VALUE! | #VALUE! | #VALUE! | 1.02 | Construction of chamber for 100mm sluice plates | item2 | 213 | Nos
11.18 | White washing with lime to give an even shade: | BI01010001010000000000000515BI0100001235 | [52 empty] | 2 | Construction of chamber for 100mm sluices valve | item3 | 10 | Nos
11.19 | Old work (two or more coats) | BI01010001010000000000000515BI0100001236 | 317 | sqm | 18.84 |  |  | Excess(+) | 1 | Full Conversion | INR | [40 empty] | #VALUE! | #VALUE! | #VALUE! | 3 | Supplying, Conveying and fixing spls. Including ea | item4 | 10 | Nos
11.2 | Removing white or colour wash by scrapping and sand papering and preparing the surface smooth including necessary repairs to scratches etc. complete | BI01010001010000000000000515BI0100001237 | 317 | sqm | 16.28 |  |  | Excess(+) | 1 | Full Conversion | INR | [40 empty] | #VALUE! | #VALUE! | #VALUE! | 1.01 | Supplying, Conveying and fixing spls. Including eart | item1 | 123.223 | Nos
11.21 | Removing dry or oil bound distemper, water proofing cement paint and the like by scrapping, sand papering and preparing the surface smooth including necessary repairs to scratches etc. complete. | BI01010001010000000000000515BI0100001238 | 175 | sqm | 20.73 |  |  | Excess(+) | 1 | Full Conversion | INR | [40 empty] | #VALUE! | #VALUE! | #VALUE! | 1.02 | Construction of chamber for 100mm sluice plates | item2 | 213 | Nos
11.22 | Painting with synthetic enamel paint of approved brand and manufacture of required colour to give an even shade: | BI01010001010000000000000515BI0100001239 | [52 empty] | 2 | Construction of chamber for 100mm sluices valve | item3 | 10 | Nos
11.23 | One or more coats on old work | BI01010001010000000000000515BI0100001240 | 270 | sqm | 84.76 |  |  | Excess(+) | 1 | Full Conversion | INR | [40 empty] | #VALUE! | #VALUE! | #VALUE! | 3 | Supplying, Conveying and fixing spls. Including ea | item4 | 10 | Nos
11.24 | Finishing walls with Premium Acrylic Smooth exterior paint with Silicone additives of required shade | BI01010001010000000000000515BI0100001241 | [52 empty] | 1.01 | Supplying, Conveying and fixing spls. Including eart | item1 | 123.223 | Nos
11.25 | Old work (one or more coats applied @ 0.83 Itr/10 sqm). | BI01010001010000000000000515BI0100001242 | 150 | sqm | 73.01 |  |  | Excess(+) | 1 | Full Conversion | INR | [40 empty] | #VALUE! | #VALUE! | #VALUE! | 1.02 | Construction of chamber for 100mm sluice plates | item2 | 213 | Nos
11.26 | Distempering with 1st quality acrylic distemper (ready mixed) having VOC content less than 50 gms/litre, of approved manufacturer, of required shade and colour complete, as per manufacturer's specification. Two or more coats on new work | BI01010001010000000000000515BI0100001243 | 501 | Sqm | 92.31 |  |  | Excess(+) | 1 | Full Conversion | INR | [40 empty] | #VALUE! | #VALUE! | #VALUE! | 2 | Construction of chamber for 100mm sluices valve | item3 | 10 | Nos
12 | REPAIRS TO BUILDING | BI01010001010000000000000515BI0100001244 | [52 empty] | 1.01 | Supplying, Conveying and fixing spls. Including eart | item1 | 123.223 | Nos
12.01 | Repairs to plaster of thickness 12 mm to 20 mm in patches of area 2.5 sq.meters and under, including cutting the patch in proper shape, raking out joints and preparing and plastering the surface of the walls complete, including disposal of rubbish to the dumping ground, all complete as per direction of Engineer-in-Charge. | BI01010001010000000000000515BI0100001245 | [52 empty] | 1.02 | Construction of chamber for 100mm sluice plates | item2 | 213 | Nos
12.02 | With cement mortar 1:4 (1cement: 4 coarse sand) | BI01010001010000000000000515BI0100001246 | 14.5 | sqm | 462.19 |  |  | Excess(+) | 1 | Full Conversion | INR | [40 empty] | #VALUE! | #VALUE! | #VALUE! | 2 | Construction of chamber for 100mm sluices valve | item3 | 10 | Nos
12.03 | Renewing glass panes, with putty and nails wherever necessary including racking out the old putty: | BI01010001010000000000000515BI0100001247 | [52 empty] | 1.01 | Supplying, Conveying and fixing spls. Including eart | item1 | 123.223 | Nos
12.04 | Float glass panes of nominal thickness 4 mm (weight not less than 10kg/sqm) | BI01010001010000000000000515BI0100001248 | 2.63 | sqm | 899.35 |  |  | Excess(+) | 1 | Full Conversion | INR | [40 empty] | #VALUE! | #VALUE! | #VALUE! | 1.02 | Construction of chamber for 100mm sluice plates | item2 | 213 | Nos
12.05 | Cutting holes of required size in brick masonry wall for fixing of exhaust fan including providing and fixing 300 mm dia PVC pipe conforming BIS-12818 and making good the same etc. complete as per direction of Engineer-in- charge. | BI01010001010000000000000515BI0100001249 | 1 | each | 237.56 |  |  | Excess(+) | 1 | Full Conversion | INR | [40 empty] | #VALUE! | #VALUE! | #VALUE! | 2 | Construction of chamber for 100mm sluices valve | item3 | 10 | Nos
12.06 | Hacking of CC flooring including cleaning for surface etc. complete as per direction of the Engineer-in-Charge. | BI01010001010000000000000515BI0100001250 | 203 | sqm | 2.84 |  |  | Excess(+) | 1 | Full Conversion | INR | [40 empty] | #VALUE! | #VALUE! | #VALUE! | 3 | Supplying, Conveying and fixing spls. Including ea | item4 | 10 | Nos
12.07 | Dismantling 15 to 40 mm dia G.I. pipe including stacking of dismantled pipes (within 50 metres lead) as per direction of Engineer-in-Charge. (a) Internal Work- Exposed on wall | BI01010001010000000000000515BI0100001251 | 25 | metre | 2.67 |  |  | Excess(+) | 1 | Full Conversion | INR | [40 empty] | #VALUE! | #VALUE! | #VALUE! | 1.01 | Supplying, Conveying and fixing spls. Including eart | item1 | 123.223 | Nos
12.08 | Taking out existing wooden door shutter, repair by cutting, painting etc. and refixing of repaired door shutters to existing door frames, including replacement of hinges with screws, etc. as required, all complete as per the direction of the Engineer-in-charge. | BI01010001010000000000000515BI0100001252 | 12 | each | 353.83 |  |  | Excess(+) | 1 | Full Conversion | INR | [40 empty] | #VALUE! | #VALUE! | #VALUE! | 1.02 | Construction of chamber for 100mm sluice plates | item2 | 213 | Nos
13 | Dismantling and Demolishing | BI01010001010000000000000515BI0100001253 | [52 empty] | 3 | Supplying, Conveying and fixing spls. Including ea | item4 | 10 | Nos
13.01 | Demolishing cement concrete manually/ by mechanical means including disposal of material within 50 metres lead as per direction of Engineer - in - charge. | BI01010001010000000000000515BI0100001254 | [52 empty] | 1.01 | Supplying, Conveying and fixing spls. Including eart | item1 | 123.223 | Nos
13.02 | Nominal concrete 1:3:6 or richer mix (including equivalent design mix) | BI01010001010000000000000515BI0100001255 | 2.45 | cum | 2007.29 |  |  | Excess(+) | 1 | Full Conversion | INR | [40 empty] | #VALUE! | #VALUE! | #VALUE! | 1.02 | Construction of chamber for 100mm sluice plates | item2 | 213 | Nos
13.03 | Nominal concrete 1:4:8 or leaner mix (including equivalent design mix) | BI01010001010000000000000515BI0100001256 | 1.5 | cum | 1239.87 |  |  | Excess(+) | 1 | Full Conversion | INR | [40 empty] | #VALUE! | #VALUE! | #VALUE! | 2 | Construction of chamber for 100mm sluices valve | item3 | 10 | Nos
13.04 | Demolishing R.C.C. work manually/ by mechanical means including stacking of steel bars and disposal of unserviceable material within 50 metres lead as per direction of Engineer - in- charge. | BI01010001010000000000000515BI0100001257 | 1.6 | cum | 2928.38 |  |  | Excess(+) | 1 | Full Conversion | INR | [40 empty] | #VALUE! | #VALUE! | #VALUE! | 3 | Supplying, Conveying and fixing spls. Including ea | item4 | 10 | Nos
13.05 | Extra for cutting reinforcement bars manually/ by mechanical means in R.C.C. or R.B. work (Payment shall be made on the cross sectional area of R.C.C. or R.B. work) as per direction of Engineer-in-charge. | BI01010001010000000000000515BI0100001258 | 1.5 | sqm | 945.98 |  |  | Excess(+) | 1 | Full Conversion | INR | [40 empty] | #VALUE! | #VALUE! | #VALUE! | 1.01 | Supplying, Conveying and fixing spls. Including eart | item1 | 123.223 | Nos
13.06 | Demolishing brick work manually/ by mechanical means including stacking of serviceable material and disposal of unserviceable material within 50 metres lead as per direction of Engineer-in-charge. | BI01010001010000000000000515BI0100001259 | [52 empty] | 1.02 | Construction of chamber for 100mm sluice plates | item2 | 213 | Nos
13.07 | In cement mortar | BI01010001010000000000000515BI0100001260 | 1.54 | cum | 1698.85 |  |  | Excess(+) | 1 | Full Conversion | INR | [40 empty] | #VALUE! | #VALUE! | #VALUE! | 2 | Construction of chamber for 100mm sluices valve | item3 | 10 | Nos
13.08 | Demolishing brick tile covering in terracing including stacking of serviceable material and disposal of unserviceable material within 50 metres lead. | BI01010001010000000000000515BI0100001261 | 1.6 | sqm | 86.87 |  |  | Excess(+) | 1 | Full Conversion | INR | [40 empty] | #VALUE! | #VALUE! | #VALUE! | 1.01 | Supplying, Conveying and fixing spls. Including eart | item1 | 123.223 | Nos
13.09 | Demolishing mud phaska in terracing and disposal of material within 50 metres lead. | BI01010001010000000000000515BI0100001262 | 0.1 | cum | 753.93 |  |  | Excess(+) | 1 | Full Conversion | INR | [40 empty] | #VALUE! | #VALUE! | #VALUE! | 1.02 | Construction of chamber for 100mm sluice plates | item2 | 213 | Nos
13.1 | Dismantling old plaster or skirting raking out joints and cleaning the surface for plaster including disposal of rubbish to the dumping ground within 50 metres lead. | BI01010001010000000000000515BI0100001263 | 90 | sqm | 45.06 |  |  | Excess(+) | 1 | Full Conversion | INR | [40 empty] | #VALUE! | #VALUE! | #VALUE! | 2 | Construction of chamber for 100mm sluices valve | item3 | 10 | Nos
14 | SANITARY INSTALLATIONS | BI01010001010000000000000515BI0100001264 | [52 empty] | 1.01 | Supplying, Conveying and fixing spls. Including eart | item1 | 123.223 | Nos
14.01 | Providing and fixing water closet squatting pan (Indian type W.C. pan ) with 100 mm sand cast Iron P or S trap, 10 litre low level white P.V.C. flushing cistern, including flush pipe, with manually controlled device (handle lever) conforming to IS : 7231, with all fittings and fixtures complete, including cutting and making good the walls and floors wherever required: | BI01010001010000000000000515BI0100001265 | [52 empty] | 1.02 | Construction of chamber for 100mm sluice plates | item2 | 213 | Nos
14.02 | White Vitreous china Orissa pattern W.C. pan of size 580x440 mm with integral type foot rests | BI01010001010000000000000515BI0100001266 | 1 | each | 5580.44 |  |  | Excess(+) | 1 | Full Conversion | INR | [40 empty] | #VALUE! | #VALUE! | #VALUE! | 2 | Construction of chamber for 100mm sluices valve | item3 | 10 | Nos
14.03 | Providing and fixing white vitreous china pedestal type water closet (European type W.C. pan) with seat and lid, 10 litre low level white P.V.C. flushing cistern, including flush pipe, with manually controlled device (handle lever), conforming to IS : 7231, with all fittings and fixtures complete, including cutting and making good the walls and floors wherever required : | BI01010001010000000000000515BI0100001267 | [52 empty] | 3 | Supplying, Conveying and fixing spls. Including ea | item4 | 10 | Nos
14.04 | W.C. pan with ISI marked white solid plastic seat and lid | BI01010001010000000000000515BI0100001268 | 2 | each | 5372.76 |  |  | Excess(+) | 1 | Full Conversion | INR | [40 empty] | #VALUE! | #VALUE! | #VALUE! | 1.01 | Supplying, Conveying and fixing spls. Including eart | item1 | 123.223 | Nos
14.05 | Providing and fixing CP Brass 32 mm size Bottle Trap of approved quality & make and as per the direction of Engineer-in-charge. | BI01010001010000000000000515BI0100001269 | 3 | each | 853.3 |  |  | Excess(+) | 1 | Full Conversion | INR | [40 empty] | #VALUE! | #VALUE! | #VALUE! | 1.02 | Construction of chamber for 100mm sluice plates | item2 | 213 | Nos
14.06 | Providing and fixing CP Brass Single lever telephonic wall mixer of quality & make as approved by Engineer in charge. (a) 15 mm nominal dia | BI01010001010000000000000515BI0100001270 | 3 | each | 5723.38 |  |  | Excess(+) | 1 | Full Conversion | INR | [40 empty] | #VALUE! | #VALUE! | #VALUE! | 2 | Construction of chamber for 100mm sluices valve | item3 | 10 | Nos
14.07 | Providing and fixing white vitreous china wash basin including making all connections but excluding the cost of fittings : | BI01010001010000000000000515BI0100001271 | [52 empty] | 3 | Supplying, Conveying and fixing spls. Including ea | item4 | 10 | Nos
14.08 | Flat back wash basin of size 550x400 mm | BI01010001010000000000000515BI0100001272 | 3 | each | 818.5 |  |  | Excess(+) | 1 | Full Conversion | INR | [40 empty] | #VALUE! | #VALUE! | #VALUE! | 1.01 | Supplying, Conveying and fixing spls. Including eart | item1 | 123.223 | Nos
14.09 | Providing and fixing 600x450 mm beveled edge mirror of superior glass (of approved quality) complete with 6 mm thick hard board ground fixed to wooden cleats with C.P. brass screws and washers complete. | BI01010001010000000000000515BI0100001273 | 3 | each | 1325.92 |  |  | Excess(+) | 1 | Full Conversion | INR | [40 empty] | #VALUE! | #VALUE! | #VALUE! | 1.02 | Construction of chamber for 100mm sluice plates | item2 | 213 | Nos
14.1 | Providing and fixing soil, waste and vent pipes : | BI01010001010000000000000515BI0100001274 | [52 empty] | 2 | Construction of chamber for 100mm sluices valve | item3 | 10 | Nos
14.11 | 100 mm dia | BI01010001010000000000000515BI0100001275 | [52 empty] | 1.01 | Supplying, Conveying and fixing spls. Including eart | item1 | 123.223 | Nos
14.12 | Centrifugally cast (spun) iron socket & spigot (S&S) pipe as per IS: 3989 | BI01010001010000000000000515BI0100001276 | 6.5 | metre | 973.65 |  |  | Excess(+) | 1 | Full Conversion | INR | [40 empty] | #VALUE! | #VALUE! | #VALUE! | 1.02 | Construction of chamber for 100mm sluice plates | item2 | 213 | Nos
14.13 | 75 mm diameter : | BI01010001010000000000000515BI0100001277 | [52 empty] | 2 | Construction of chamber for 100mm sluices valve | item3 | 10 | Nos
14.14 | Centrifugally cast (spun) iron socketed pipe as per IS: 3989 | BI01010001010000000000000515BI0100001278 | 1.8 | metre | 977.98 |  |  | Excess(+) | 1 | Full Conversion | INR | [40 empty] | #VALUE! | #VALUE! | #VALUE! | 1.01 | Supplying, Conveying and fixing spls. Including eart | item1 | 123.223 | Nos
14.15 | Providing and fixing bend of required degree with access door, insertion rubber washer 3 mm thick, bolts and nuts complete. | BI01010001010000000000000515BI0100001279 | [52 empty] | 1.02 | Construction of chamber for 100mm sluice plates | item2 | 213 | Nos
14.16 | 100 mm dia | BI01010001010000000000000515BI0100001280 | [52 empty] | 2 | Construction of chamber for 100mm sluices valve | item3 | 10 | Nos
14.17 | Sand cast iron S&S as per IS - 3989 | BI01010001010000000000000515BI0100001281 | 1 | each | 581.51 |  |  | Excess(+) | 1 | Full Conversion | INR | [40 empty] | #VALUE! | #VALUE! | #VALUE! | 3 | Supplying, Conveying and fixing spls. Including ea | item4 | 10 | Nos
14.18 | 75 mm dia | BI01010001010000000000000515BI0100001282 | [52 empty] | 1.01 | Supplying, Conveying and fixing spls. Including eart | item1 | 123.223 | Nos
14.19 | Sand cast iron S&S as per IS- 3989 | BI01010001010000000000000515BI0100001283 | 1 | each | 431.1 |  |  | Excess(+) | 1 | Full Conversion | INR | [40 empty] | #VALUE! | #VALUE! | #VALUE! | 1.02 | Construction of chamber for 100mm sluice plates | item2 | 213 | Nos
14.2 | Providing and fixing plain bend of required degree. | BI01010001010000000000000515BI0100001284 | [52 empty] | 2 | Construction of chamber for 100mm sluices valve | item3 | 10 | Nos
14.21 | 100 mm dia | BI01010001010000000000000515BI0100001285 | [52 empty] | 3 | Supplying, Conveying and fixing spls. Including ea | item4 | 10 | Nos
14.22 | Sand cast iron S&S as per IS : 3989 | BI01010001010000000000000515BI0100001286 | 2 | each | 470.06 |  |  | Excess(+) | 1 | Full Conversion | INR | [40 empty] | #VALUE! | #VALUE! | #VALUE! | 1.01 | Supplying, Conveying and fixing spls. Including eart | item1 | 123.223 | Nos
14.23 | Providing and fixing collar : | BI01010001010000000000000515BI0100001287 | [52 empty] | 1.02 | Construction of chamber for 100mm sluice plates | item2 | 213 | Nos
14.24 | 100 mm | BI01010001010000000000000515BI0100001288 | [52 empty] | 2 | Construction of chamber for 100mm sluices valve | item3 | 10 | Nos
14.25 | Sand cast iron S&S as per IS - 3989 | BI01010001010000000000000515BI0100001289 | 2 | each | 423.14 |  |  | Excess(+) | 1 | Full Conversion | INR | [40 empty] | #VALUE! | #VALUE! | #VALUE! | 1.01 | Supplying, Conveying and fixing spls. Including eart | item1 | 123.223 | Nos
14.26 | 75 mm | BI01010001010000000000000515BI0100001290 | [52 empty] | 1.02 | Construction of chamber for 100mm sluice plates | item2 | 213 | Nos
14.27 | Sand cast iron S&S as per IS - 3989 | BI01010001010000000000000515BI0100001291 | 2 | each | 298.54 |  |  | Excess(+) | 1 | Full Conversion | INR | [40 empty] | #VALUE! | #VALUE! | #VALUE! | 2 | Construction of chamber for 100mm sluices valve | item3 | 10 | Nos
14.28 | Providing lead caulked joints to sand cast iron/centrifugally cast (spun) iron pipes and fittings of diameter : | BI01010001010000000000000515BI0100001292 | [52 empty] | 1.01 | Supplying, Conveying and fixing spls. Including eart | item1 | 123.223 | Nos
14.29 | 100 mm | BI01010001010000000000000515BI0100001293 | 5 | each | 513.31 |  |  | Excess(+) | 1 | Full Conversion | INR | [40 empty] | #VALUE! | #VALUE! | #VALUE! | 1.02 | Construction of chamber for 100mm sluice plates | item2 | 213 | Nos
14.3 | 75 mm | BI01010001010000000000000515BI0100001294 | 3 | each | 433.94 |  |  | Excess(+) | 1 | Full Conversion | INR | [40 empty] | #VALUE! | #VALUE! | #VALUE! | 2 | Construction of chamber for 100mm sluices valve | item3 | 10 | Nos
14.31 | Providing and fixing trap of self cleansing design with screwed down or hinged grating with or without vent arm complete, including cost of cutting and making good the walls and floors : | BI01010001010000000000000515BI0100001295 | [52 empty] | 3 | Supplying, Conveying and fixing spls. Including ea | item4 | 10 | Nos
14.32 | 100 mm inlet and 100 mm outlet | BI01010001010000000000000515BI0100001296 | [52 empty] | 1.01 | Supplying, Conveying and fixing spls. Including eart | item1 | 123.223 | Nos
14.33 | Sand cast iron S&S as per IS: 3989 | BI01010001010000000000000515BI0100001297 | 3 | each | 1646.32 |  |  | Excess(+) | 1 | Full Conversion | INR | [40 empty] | #VALUE! | #VALUE! | #VALUE! | 1.02 | Construction of chamber for 100mm sluice plates | item2 | 213 | Nos
14.34 | 100 mm inlet and 75 mm outlet | BI01010001010000000000000515BI0100001298 | [52 empty] | 1.01 | Supplying, Conveying and fixing spls. Including eart | item1 | 123.223 | Nos
14.35 | Sand cast iron S&S as per IS - 3989 | BI01010001010000000000000515BI0100001299 | 4 | each | 1628.72 |  |  | Excess(+) | 1 | Full Conversion | INR | [40 empty] | #VALUE! | #VALUE! | #VALUE! | 1.02 | Construction of chamber for 100mm sluice plates | item2 | 213 | Nos
15 | WATER SUPPLY | BI01010001010000000000000515BI0100001300 | [52 empty] | 2 | Construction of chamber for 100mm sluices valve | item3 | 10 | Nos
15.01 | Providing and fixing Chlorinated Polyvinyl Chloride (CPVC) pipes, having thermal stability for hot & cold water supply and all CPVC plain & brass threaded fittings, including fixing the pipe with clamps at 1.00 m spacing. This includes jointing of pipes & fittings with one step CPVC solvent cement and testing of joints complete as per direction of Engineer in Charge. Internal work - Exposed on wall | BI01010001010000000000000515BI0100001301 | [52 empty] | 1.01 | Supplying, Conveying and fixing spls. Including eart | item1 | 123.223 | Nos
15.02 | 20 mm nominal dia Pipes | BI01010001010000000000000515BI0100001302 | 1 | metre | 276.24 |  |  | Excess(+) | 1 | Full Conversion | INR | [40 empty] | #VALUE! | #VALUE! | #VALUE! | 1.02 | Construction of chamber for 100mm sluice plates | item2 | 213 | Nos
15.03 | 32 mm nominal dia Pipes | BI01010001010000000000000515BI0100001303 | 2 | metre | 427.76 |  |  | Excess(+) | 1 | Full Conversion | INR | [40 empty] | #VALUE! | #VALUE! | #VALUE! | 2 | Construction of chamber for 100mm sluices valve | item3 | 10 | Nos
15.04 | Providing and fixing Chlorinated Polyvinyl Chloride (CPVC) pipes, having thermal stability for hot & cold water supply, including all CPVC plain & brass threaded fittings and fixing the pipe with clamps at 1.00 m spacing. This includes jointing of pipes & fittings with one step CPVC solvent cement and the cost of cutting chases and making good the same including testing of joints complete as per direction of Engineer in Charge. Concealed work, including cutting chases and making good the walls etc. | BI01010001010000000000000515BI0100001304 | [52 empty] | 3 | Supplying, Conveying and fixing spls. Including ea | item4 | 10 | Nos
15.05 | 20 mm nominal dia Pipes | BI01010001010000000000000515BI0100001305 | 45 | metre | 443.3 |  |  | Excess(+) | 1 | Full Conversion | INR | [40 empty] | #VALUE! | #VALUE! | #VALUE! | 4 | Construction of chamber for 100mm sluice plates | item5 | 10 | Nos
15.06 | Providing and fixing Chlorinated Polyvinyl Chloride (CPVC) pipes, having thermal stability for hot & cold water supply including all CPVC plain & brass threaded fittings This includes jointing of pipes & fittings with one step CPVC solvent cement, trenching, refilling & testing of joints complete as per direction of Engineer in Charge. External work | BI01010001010000000000000515BI0100001306 | [52 empty] | 4 | Construction of chamber for 100mm sluice plates | item5 | 10 | Nos
15.07 | 25 mm nominal dia Pipes | BI01010001010000000000000515BI0100001307 | 16 | metre | 293.06 |  |  | Excess(+) | 1 | Full Conversion | INR | [40 empty] | #VALUE! | #VALUE! | #VALUE!
15.08 | 32 mm nominal dia Pipes | BI01010001010000000000000515BI0100001308 | 48 | metre | 361.67 |  |  | Excess(+) | 1 | Full Conversion | INR | [40 empty] | #VALUE! | #VALUE! | #VALUE!
15.09 | Providing and fixing G.I. pipes complete with G.I. fittings and clamps, including cutting and making good the walls etc. Internal work - Exposed on wall | BI01010001010000000000000515BI0100001309
15.1 | 15 mm dia nominal bore | BI01010001010000000000000515BI0100001310 | 6.5 | metre | 302.13 |  |  | Excess(+) | 1 | Full Conversion | INR | [40 empty] | #VALUE! | #VALUE! | #VALUE!
15.11 | 20 mm dia nominal bore | BI01010001010000000000000515BI0100001311 | 28.2 | metre | 360.6 |  |  | Excess(+) | 1 | Full Conversion | INR | [40 empty] | #VALUE! | #VALUE! | #VALUE!
15.12 | Making connection of G.I. distribution branch with G.I. main of following sizes by providing and fixing tee, including cutting and threading the pipe etc. complete : | BI01010001010000000000000515BI0100001312
15.13 | 25 to 40 mm nominal bore | BI01010001010000000000000515BI0100001313 | 1 | each | 751.95 |  |  | Excess(+) | 1 | Full Conversion | INR | [40 empty] | #VALUE! | #VALUE! | #VALUE!
15.14 | Providing and fixing gun metal gate valve with C.I. wheel of approved quality (screwed end) : | BI01010001010000000000000515BI0100001314
15.15 | 20 mm nominal bore | BI01010001010000000000000515BI0100001315 | 2 | each | 445.24 |  |  | Excess(+) | 1 | Full Conversion | INR | [40 empty] | #VALUE! | #VALUE! | #VALUE!
15.16 | Providing and fixing ball valve (brass) of approved quality, High or low pressure, with plastic floats complete : | BI01010001010000000000000515BI0100001316
15.17 | 20 mm nominal bore | BI01010001010000000000000515BI0100001317 | 1 | each | 381.38 |  |  | Excess(+) | 1 | Full Conversion | INR | [40 empty] | #VALUE! | #VALUE! | #VALUE!
15.18 | Providing and fixing uplasticised PVC connection pipe with brass unions : | BI01010001010000000000000515BI0100001318
15.19 | 45 cm length | BI01010001010000000000000515BI0100001319
15.2 | 15 mm nominal bore | BI01010001010000000000000515BI0100001320 | 12 | each | 80.6 |  |  | Excess(+) | 1 | Full Conversion | INR | [40 empty] | #VALUE! | #VALUE! | #VALUE!
15.21 | Constructing masonry Chamber 30x30x50 cm inside, in brick work in cement mortar 1:4 (1 cement :4 coarse sand) for stop cock, with C. I. surface box 100x100 x75 mm (inside) with hinged cover fixed in reinforced cement concrete slab 1:1.5:3 mix (1 cement : 1.5 coarse sand : 3 graded stone aggregate 20 mm nominal size), including necessary excavation, foundation concrete 1:5:10 ( 1 cement : 5 fine sand : 10 graded stone aggregate 40 mm nominal size ) and inside plastering with cement mortar 1:3 (1 cement : 3 coarse sand) 12 mm thick, finished with a floating coat of neat cement complete as per standard design : | BI01010001010000000000000515BI0100001321
15.22 | With common burnt clay F.P.S.(non modular) bricks of class designation 7.5 | BI01010001010000000000000515BI0100001322 | 3 | each | 1643.11 |  |  | Excess(+) | 1 | Full Conversion | INR | [40 empty] | #VALUE! | #VALUE! | #VALUE!
15.23 | Providing and fixing G.I. Union in G.I. pipe including cutting and threading the pipe and making long screws etc. complete (New work) : | BI01010001010000000000000515BI0100001323
15.24 | 20 mm nominal bore | BI01010001010000000000000515BI0100001324 | 1 | each | 285.97 |  |  | Excess(+) | 1 | Full Conversion | INR | [40 empty] | #VALUE! | #VALUE! | #VALUE!
15.25 | Providing and placing on terrace (at all floor levels) polyethylene water storage tank, IS : 12701 marked, with cover and suitable locking arrangement and making necessary holes for inlet, outlet and overflow pipes but without fittings and the base support for tank. | BI01010001010000000000000515BI0100001325 | 750 | per litre | 9.07 |  |  | Excess(+) | 1 | Full Conversion | INR | [40 empty] | #VALUE! | #VALUE! | #VALUE!
15.26 | Providing and fixing C.P. brass bib cock of approved quality conforming to IS:8931 : | BI01010001010000000000000515BI0100001326
15.27 | 15 mm nominal bore | BI01010001010000000000000515BI0100001327 | 5 | each | 417.91 |  |  | Excess(+) | 1 | Full Conversion | INR | [40 empty] | #VALUE! | #VALUE! | #VALUE!
15.28 | Providing and fixing C.P. brass long nose bib cock of approved quality conforming to IS standards and weighing not less than 810 gms. | BI01010001010000000000000515BI0100001328
15.29 | 15 mm nominal bore | BI01010001010000000000000515BI0100001329 | 1 | each | 676.75 |  |  | Excess(+) | 1 | Full Conversion | INR | [40 empty] | #VALUE! | #VALUE! | #VALUE!
15.3 | Providing and fixing C.P. brass stop cock (concealed) of standard design and of approved make conforming to IS:8931. | BI01010001010000000000000515BI0100001330
15.31 | 15 mm nominal bore | BI01010001010000000000000515BI0100001331 | 4 | each | 552.85 |  |  | Excess(+) | 1 | Full Conversion | INR | [40 empty] | #VALUE! | #VALUE! | #VALUE!
15.32 | Providing and fixing C.P. brass angle valve for basin mixer and geyser points of approved quality conforming to IS:8931 | BI01010001010000000000000515BI0100001332
15.33 | 15 mm nominal bore | BI01010001010000000000000515BI0100001333 | 20 | each | 473.57 |  |  | Excess(+) | 1 | Full Conversion | INR | [40 empty] | #VALUE! | #VALUE! | #VALUE!
15.34 | Providing and fixing C.P. Brass extension nipple (size 15 mm x 50 mm) of approved make and quality as per direction of Engineer-in-charge. | BI01010001010000000000000515BI0100001334 | 17 | each | 61.68 |  |  | Excess(+) | 1 | Full Conversion | INR | [40 empty] | #VALUE! | #VALUE! | #VALUE!
15.35 | Cutting holes up to 30x30 cm in walls including making good the same: | BI01010001010000000000000515BI0100001335
15.36 | With common burnt clay F.P.S. (non modular) bricks | BI01010001010000000000000515BI0100001336 | 2 | each | 343.69 |  |  | Excess(+) | 1 | Full Conversion | INR | [40 empty] | #VALUE! | #VALUE! | #VALUE!
15.37 | Making chases up to 7.5x7.5 cm in walls including making good and finishing with matching surface after housing G.I. pipe etc. | BI01010001010000000000000515BI0100001337 | 12.1 | metre | 167.31 |  |  | Excess(+) | 1 | Full Conversion | INR | [40 empty] | #VALUE! | #VALUE! | #VALUE!
16 | DRAINAGE | BI01010001010000000000000515BI0100001338
16.01 | Providing and fixing square-mouth S.W. gully trap class SP-1 complete with C.I. grating brick masonry chamber with water tight C.I. cover with frame of 300 x 300 mm size (inside) the weight of cover to be not less than 4.50 kg and frame to be not less than 2.70 kg as per standard design: | BI01010001010000000000000515BI0100001339
16.02 | 100x100 mm size P type | BI01010001010000000000000515BI0100001340
16.03 | With common burnt clay F.P.S. (non modular) bricks of class designation 7.5 | BI01010001010000000000000515BI0100001341 | 2 | each | 2232.74 |  |  | Excess(+) | 1 | Full Conversion | INR | [40 empty] | #VALUE! | #VALUE! | #VALUE!
16.04 | Making connection of drain or sewer line with existing manhole including breaking into and making good the walls, floors with cement concrete 1:2:4 mix (1 cement : 2 coarse sand : 4 graded stone aggregate 20 mm nominal size) cement plastered on both sides with cement mortar 1:3 (1 cement : 3 coarse sand), finished with a floating coat of neat cement and making necessary channels for the drain etc. complete : | BI01010001010000000000000515BI0100001342
16.05 | For pipes 100 to 250 mm diameter | BI01010001010000000000000515BI0100001343 | 2 | each | 668.3 |  |  | Excess(+) | 1 | Full Conversion | INR | [40 empty] | #VALUE! | #VALUE! | #VALUE!
17 | WATER PROOFING | BI01010001010000000000000515BI0100001344
17.01 | Providing and applying fibre reinforced elastomeric liquid water proofing membrane with resilient acrylic polymers having Sun Reflectivity Index (SRI) of 105 on top of concrete roof in three coats @10.76 litre/ 10 sqm. One coat of self-priming of elastomeric waterproofing liquid (dilution with water in the ratio of 3:1) and two coats of undiluted elastomeric waterproofing liquid (dry film thickness of complete application/system not less than 500 microns). The operation shall be carried out after scrapping and properly cleaning the surface to remove loose particles with wire brushes, complete in all respect as per the direction of Engineer- in-Charge. | BI01010001010000000000000515BI0100001345 | 330 | sqm | 464.33 |  |  | Excess(+) | 1 | Full Conversion | INR | [40 empty] | #VALUE! | #VALUE! | #VALUE!
18 | NEW TECHNOLOGIES AND MATERIALS | BI01010001010000000000000515BI0100001346
18.01 | Chipping of unsound/weak concrete material from slabs, beams, columns etc. with manual Chisel and/ or by standard power driven percussion type or of approved make including tapering of all edges, making square shoulders of cavities including cleaning the exposed concrete surface and reinforcement with wire brushes etc. and disposal of debris for all lead and lifts all complete as per direction of Engineer-In-Charge | BI01010001010000000000000515BI0100001347
18.02 | 25 mm average thickness | BI01010001010000000000000515BI0100001348 | 1 | sqm | 104.51 |  |  | Excess(+) | 1 | Full Conversion | INR | [40 empty] | #VALUE! | #VALUE! | #VALUE!
18.03 | Providing, mixing and applying bonding coat of approved adhesive on chipped portion of RCC as per specifications and direction of Engineer- In-charge complete in all respect. | BI01010001010000000000000515BI0100001349
18.04 | Epoxy bonding adhesive having coverage 2.20 sqm/kg of approved make | BI01010001010000000000000515BI0100001350 | 1 | sqm | 235.17 |  |  | Excess(+) | 1 | Full Conversion | INR | [40 empty] | #VALUE! | #VALUE! | #VALUE!
18.05 | Providing, mixing and applying SBR polymer (of approved make) modified Cement mortar in proportion of 1:4 (1 cement: 4 graded coarse sand with polymer minimum 2% by wt. of cement used) as per specifications and directions of Engineer-in-charge. Note: Measurement and payment: The pre-measurement of thickness shall be done just after the surface preparation is completed and Payment under this item shall be made only after proper wet curing has been done and surface has been satisfactorily evaluated by sounding / tapping with a blunt metal instrument and/or the 75 mm size cube crushing strength at the end of 28 days to be not less than 30 N/Sqmm2). | BI01010001010000000000000515BI0100001351
18.06 | 25 mm average thickness in 2 layers. | BI01010001010000000000000515BI0100001352 | 1 | sqm | 484.33 |  |  | Excess(+) | 1 | Full Conversion | INR | [40 empty] | #VALUE! | #VALUE! | #VALUE!
19 | Minor Civil Maintenance Work | BI01010001010000000000000515BI0100001353
19.01 | "Providing and laying in position cement concrete of specified grade excluding the cost of centering and shuttering - All work up to plinth level : 1:5:10 (1 cement : 5 coarse sand (zone-III) derived from natural sources: 10 graded brick aggregate 40 mm nominal size derived from natural sources) | BI01010001010000000000000515BI0100001354 | 4.5 | Cum | 4637.37 |  |  | Excess(+) | 1 | Full Conversion | INR | [40 empty] | #VALUE! | #VALUE! | #VALUE!
19.02 | "P/F C.P brass towel rod complete with two C.P.brass brackets fixed to wooden cleats with C.P. brass screws of approved quality size of 600 x 20 mm. | BI01010001010000000000000515BI0100001355 | 3 | Each | 442.85 |  |  | Excess(+) | 1 | Full Conversion | INR | [40 empty] | #VALUE! | #VALUE! | #VALUE!
19.03 | "Providing and fixing C.P. grating with or without hole for waste pipe for floor/ nahani trap 100 mm dia. weight not less than 100 grams. | BI01010001010000000000000515BI0100001356 | 10 | Each | 82.13 |  |  | Excess(+) | 1 | Full Conversion | INR | [40 empty] | #VALUE! | #VALUE! | #VALUE!
19.04 | "Providing and fixing C.P flange for C.P bib cock/C.P angle stop cock. | BI01010001010000000000000515BI0100001357 | 26 | Each | 30.51 |  |  | Excess(+) | 1 | Full Conversion | INR | [40 empty] | #VALUE! | #VALUE! | #VALUE!
19.05 | "Providing and fixing C.P Brass shower rose 15 mm or 20 mm inlet with shower arm (a) 75 mm dia fancy type. | BI01010001010000000000000515BI0100001358 | 3 | Each | 739.05 |  |  | Excess(+) | 1 | Full Conversion | INR | [40 empty] | #VALUE! | #VALUE! | #VALUE!
19.06 | "Providing and fixing C.P. waste 32 mm dia of make L&K for wash basin / sink. | BI01010001010000000000000515BI0100001359 | 3 | Each | 371.89 |  |  | Excess(+) | 1 | Full Conversion | INR | [40 empty] | #VALUE! | #VALUE! | #VALUE!
19.07 | "Providing and fixing ISI marked flush door shutter non decorative type, core of block board construction with frame of first class hard wood and well matched commercial 3 ply veneering with vertical grains or cross bands and face veneers on both faces of shutters. 35 mm thick including ISI marked M.S butt hinges with necessary screw complete." | BI01010001010000000000000515BI0100001360 | 5.4 | Sqm | 1833.8 |  |  | Excess(+) | 1 | Full Conversion | INR | [40 empty] | #VALUE! | #VALUE! | #VALUE!
19.08 | Providing and fixing fly proof stainless steel grade 304 wire gauge, to Aluminum windows and Aluminum clerestory windows using wire gauge with average width of aperture 1.4 mm in both directions with wire of dia. 0.50 mm, with all necessary complete. | BI01010001010000000000000515BI0100001361 | 10.2 | SQM | 739.67 |  |  | Excess(+) | 1 | Full Conversion | INR | [40 empty] | #VALUE! | #VALUE! | #VALUE!
19.09 | "Providing and fixing C.P waste 40 mm nominal bore for china sink or wash basin (L&K) make. | BI01010001010000000000000515BI0100001362 | 1 | Each | 316.73 |  |  | Excess(+) | 1 | Full Conversion | INR | [40 empty] | #VALUE! | #VALUE! | #VALUE!
19.1 | Providing and fixing C.P basin mixer of 15 mm nominal bore (L&K) make etc. complete | BI01010001010000000000000515BI0100001363 | 3 | Each | 2140.92 |  |  | Excess(+) | 1 | Full Conversion | INR | [40 empty] | #VALUE! | #VALUE! | #VALUE!
19.11 | "Providind and fixing C.P. hand spray (heath faucet) jaquar make or equivalant with push button control and flexible hose connection with C.P hook complete in all respects. " | BI01010001010000000000000515BI0100001364 | 3 | Each | 1355.19 |  |  | Excess(+) | 1 | Full Conversion | INR | [40 empty] | #VALUE! | #VALUE! | #VALUE!
19.12 | """Providing and fixing aluminum door seal in door i/c necessary screw etc complete. "" " | BI01010001010000000000000515BI0100001365 | 8 | Metre | 175.97 |  |  | Excess(+) | 1 | Full Conversion | INR | [40 empty] | #VALUE! | #VALUE! | #VALUE!
19.13 | Providing and fixing CPVC ball valve 32 mm dia i/c all fittings complete of Approved make. For one piece only | BI01010001010000000000000515BI0100001366 | 2 | Each | 703.88 |  |  | Excess(+) | 1 | Full Conversion | INR | [40 empty] | #VALUE! | #VALUE! | #VALUE!
19.14 | Providing and fixing CPVC ball valve 25 mm dia i/c all fittings complete of Approved make. For one piece only | BI01010001010000000000000515BI0100001367 | 2 | Each | 351.94 |  |  | Excess(+) | 1 | Full Conversion | INR | [40 empty] | #VALUE! | #VALUE! | #VALUE!
19.15 | Providing and fixing Single point locking handles "PULSE" (aluminium & zamak) ( PL205H / Model) of LGF Sysmac ( I ) Pvt. Ltd. or equivalent make as approved powder coated to required colour or shade including the cost of screw and other incidental charges complete as per manufacturers specification. | BI01010001010000000000000515BI0100001368 | 1 | Each | 325.22 |  |  | Excess(+) | 1 | Full Conversion | INR | [40 empty] | #VALUE! | #VALUE! | #VALUE!
19.16 | Construction of modular kitchen as per approved design in type VI.SL. No Items Nos Dia Size1. Drawer Basket 2 Each 500 mm 420*485*140 mm2. Meta Drawer 1 Each 665 mm 530*500*86 mm3. Grain Trolly Basket with porter 1 Each 520*485*190 mm4. Perforated Cutlery 1 Each 500 mm 420*485*100 mm5. Drawer Basket 1 Each 420*485*100 mm6. Thali Basket 1 Each 420*485*140 mm7. Drawer Basket 2 Each 775 mm 712*485*140 mm8. Corner Carrousel 1 Each 900 mm 700 mm9. Rack 1 Each 765 mm 310*110*110 mm10. Vegetable P. O. 3Shelf 1Each 300 mm 254*485*533 mm11. Corner 1 Each 900 mm 12. Perforated Cutlery 1 Each 500 mm 470*485*100 mm13. Thali Basket 1 Each 470*485*140 mm14. Drawer Basket 2Each 500 mm 470*485*140 mm15. Bottle P. O. 2 S 1 Each 200 mm 100*485*420 mm16. Marble Partition 28 Each As per site 17. Full extention ball bearing sliding telescopic 15 Set 18. Marine Carcase 2Each 900*300*600 19. Glass Shutters 1.2 Sqm 20. Solid Shutters 5.5 Sqm 21. Auto Closing Concealed Hinges 6 One job 22. Auto Closing Concealed Special Corner Hinges 4 Each 23. Handles 23 Each 24. Hardware (Screws counter sunk, Connect Fastners, Tags) As per site requirement 25. Fixing & Installation of the complete modular kitchen including the chimney. "With Below Specifications (1)"Everyday/Hettich/Steel Art" Brand Baskets of AISI 304(18/8) in combination of 6mm, 3mm thick wires with bended and raised base wire base in Chrome/Nickel Stainless Steel with Test Certificate for salt spray, resistance to corrosion, stain, scratch and loading capability, Rust Free, Non Magnetic, Extremely Durable (2) Baskets to be used with full extension ball bearing sliding "Hettich/Hafele" Brand telescopic 45 kg capacity. (3) Shutters to be mounted on "Hettich/Hafele" Brand Auto Closing Concealed Hinges . (4) "DMS/ Dynasty/ Indoline" Brand Shutters of 19 mm Mica based Marine Ply Post Form Finished with German Qtr Round Edge and PVC Tape at top and bottom. | BI01010001010000000000000515BI0100001369 | 1 | One Job | 146175.47 |  |  | Excess(+) | 1 | Full Conversion | INR | [40 empty] | #VALUE! | #VALUE! | #VALUE!
Total in Figures | [51 empty] | #VALUE! | #VALUE! | #VALUE!
Quoted Rate in Figures |  |  |  | Select | [47 empty] | 0 | 0 | #VALUE!
Quoted Rate in Words |  | #VALUE!
Note on K15: gepadmin: 1. If you choose "Full Conversion" then Column BA (AMOUNT) and Column BB (TAXES) BOTH values will be convert based on selected Currency in (Column L). 2. If you choose "Partial Conversion" then Column BA (AMOUNT) only will be converted based on selected currency (Column L) and Column BB (TAXES) value (INR) will be added to the converted values.
Note on K18: gepadmin: 1. If you choose "Full Conversion" then Column BA (AMOUNT) and Column BB (TAXES) BOTH values will be convert based on selected Currency in (Column L). 2. If you choose "Partial Conversion" then Column BA (AMOUNT) only will be converted based on selected currency (Column L) and Column BB (TAXES) value (INR) will be added to the converted values.
Note on K21: gepadmin: 1. If you choose "Full Conversion" then Column BA (AMOUNT) and Column BB (TAXES) BOTH values will be convert based on selected Currency in (Column L). 2. If you choose "Partial Conversion" then Column BA (AMOUNT) only will be converted based on selected currency (Column L) and Column BB (TAXES) value (INR) will be added to the converted values.
Note on K22: gepadmin: 1. If you choose "Full Conversion" then Column BA (AMOUNT) and Column BB (TAXES) BOTH values will be convert based on selected Currency in (Column L). 2. If you choose "Partial Conversion" then Column BA (AMOUNT) only will be converted based on selected currency (Column L) and Column BB (TAXES) value (INR) will be added to the converted values.
Note on K24: gepadmin: 1. If you choose "Full Conversion" then Column BA (AMOUNT) and Column BB (TAXES) BOTH values will be convert based on selected Currency in (Column L). 2. If you choose "Partial Conversion" then Column BA (AMOUNT) only will be converted based on selected currency (Column L) and Column BB (TAXES) value (INR) will be added to the converted values.
Note on K27: gepadmin: 1. If you choose "Full Conversion" then Column BA (AMOUNT) and Column BB (TAXES) BOTH values will be convert based on selected Currency in (Column L). 2. If you choose "Partial Conversion" then Column BA (AMOUNT) only will be converted based on selected currency (Column L) and Column BB (TAXES) value (INR) will be added to the converted values.
Note on K28: gepadmin: 1. If you choose "Full Conversion" then Column BA (AMOUNT) and Column BB (TAXES) BOTH values will be convert based on selected Currency in (Column L). 2. If you choose "Partial Conversion" then Column BA (AMOUNT) only will be converted based on selected currency (Column L) and Column BB (TAXES) value (INR) will be added to the converted values.
Note on K31: gepadmin: 1. If you choose "Full Conversion" then Column BA (AMOUNT) and Column BB (TAXES) BOTH values will be convert based on selected Currency in (Column L). 2. If you choose "Partial Conversion" then Column BA (AMOUNT) only will be converted based on selected currency (Column L) and Column BB (TAXES) value (INR) will be added to the converted values.
Note on K32: gepadmin: 1. If you choose "Full Conversion" then Column BA (AMOUNT) and Column BB (TAXES) BOTH values will be convert based on selected Currency in (Column L). 2. If you choose "Partial Conversion" then Column BA (AMOUNT) only will be converted based on selected currency (Column L) and Column BB (TAXES) value (INR) will be added to the converted values.
Note on K34: gepadmin: 1. If you choose "Full Conversion" then Column BA (AMOUNT) and Column BB (TAXES) BOTH values will be convert based on selected Currency in (Column L). 2. If you choose "Partial Conversion" then Column BA (AMOUNT) only will be converted based on selected currency (Column L) and Column BB (TAXES) value (INR) will be added to the converted values.
Note on K35: gepadmin: 1. If you choose "Full Conversion" then Column BA (AMOUNT) and Column BB (TAXES) BOTH values will be convert based on selected Currency in (Column L). 2. If you choose "Partial Conversion" then Column BA (AMOUNT) only will be converted based on selected currency (Column L) and Column BB (TAXES) value (INR) will be added to the converted values.
Note on K36: gepadmin: 1. If you choose "Full Conversion" then Column BA (AMOUNT) and Column BB (TAXES) BOTH values will be convert based on selected Currency in (Column L). 2. If you choose "Partial Conversion" then Column BA (AMOUNT) only will be converted based on selected currency (Column L) and Column BB (TAXES) value (INR) will be added to the converted values.
Note on K37: gepadmin: 1. If you choose "Full Conversion" then Column BA (AMOUNT) and Column BB (TAXES) BOTH values will be convert based on selected Currency in (Column L). 2. If you choose "Partial Conversion" then Column BA (AMOUNT) only will be converted based on selected currency (Column L) and Column BB (TAXES) value (INR) will be added to the converted values.
Note on K38: gepadmin: 1. If you choose "Full Conversion" then Column BA (AMOUNT) and Column BB (TAXES) BOTH values will be convert based on selected Currency in (Column L). 2. If you choose "Partial Conversion" then Column BA (AMOUNT) only will be converted based on selected currency (Column L) and Column BB (TAXES) value (INR) will be added to the converted values.
Note on K39: gepadmin: 1. If you choose "Full Conversion" then Column BA (AMOUNT) and Column BB (TAXES) BOTH values will be convert based on selected Currency in (Column L). 2. If you choose "Partial Conversion" then Column BA (AMOUNT) only will be converted based on selected currency (Column L) and Column BB (TAXES) value (INR) will be added to the converted values.
Note on K41: gepadmin: 1. If you choose "Full Conversion" then Column BA (AMOUNT) and Column BB (TAXES) BOTH values will be convert based on selected Currency in (Column L). 2. If you choose "Partial Conversion" then Column BA (AMOUNT) only will be converted based on selected currency (Column L) and Column BB (TAXES) value (INR) will be added to the converted values.
Note on K42: gepadmin: 1. If you choose "Full Conversion" then Column BA (AMOUNT) and Column BB (TAXES) BOTH values will be convert based on selected Currency in (Column L). 2. If you choose "Partial Conversion" then Column BA (AMOUNT) only will be converted based on selected currency (Column L) and Column BB (TAXES) value (INR) will be added to the converted values.
Note on K45: gepadmin: 1. If you choose "Full Conversion" then Column BA (AMOUNT) and Column BB (TAXES) BOTH values will be convert based on selected Currency in (Column L). 2. If you choose "Partial Conversion" then Column BA (AMOUNT) only will be converted based on selected currency (Column L) and Column BB (TAXES) value (INR) will be added to the converted values.
Note on K47: gepadmin: 1. If you choose "Full Conversion" then Column BA (AMOUNT) and Column BB (TAXES) BOTH values will be convert based on selected Currency in (Column L). 2. If you choose "Partial Conversion" then Column BA (AMOUNT) only will be converted based on selected currency (Column L) and Column BB (TAXES) value (INR) will be added to the converted values.
Note on K49: gepadmin: 1. If you choose "Full Conversion" then Column BA (AMOUNT) and Column BB (TAXES) BOTH values will be convert based on selected Currency in (Column L). 2. If you choose "Partial Conversion" then Column BA (AMOUNT) only will be converted based on selected currency (Column L) and Column BB (TAXES) value (INR) will be added to the converted values.
Note on K50: gepadmin: 1. If you choose "Full Conversion" then Column BA (AMOUNT) and Column BB (TAXES) BOTH values will be convert based on selected Currency in (Column L). 2. If you choose "Partial Conversion" then Column BA (AMOUNT) only will be converted based on selected currency (Column L) and Column BB (TAXES) value (INR) will be added to the converted values.
Note on K54: gepadmin: 1. If you choose "Full Conversion" then Column BA (AMOUNT) and Column BB (TAXES) BOTH values will be convert based on selected Currency in (Column L). 2. If you choose "Partial Conversion" then Column BA (AMOUNT) only will be converted based on selected currency (Column L) and Column BB (TAXES) value (INR) will be added to the converted values.
Note on K55: gepadmin: 1. If you choose "Full Conversion" then Column BA (AMOUNT) and Column BB (TAXES) BOTH values will be convert based on selected Currency in (Column L). 2. If you choose "Partial Conversion" then Column BA (AMOUNT) only will be converted based on selected currency (Column L) and Column BB (TAXES) value (INR) will be added to the converted values.
Note on K58: gepadmin: 1. If you choose "Full Conversion" then Column BA (AMOUNT) and Column BB (TAXES) BOTH values will be convert based on selected Currency in (Column L). 2. If you choose "Partial Conversion" then Column BA (AMOUNT) only will be converted based on selected currency (Column L) and Column BB (TAXES) value (INR) will be added to the converted values.
Note on K61: gepadmin: 1. If you choose "Full Conversion" then Column BA (AMOUNT) and Column BB (TAXES) BOTH values will be convert based on selected Currency in (Column L). 2. If you choose "Partial Conversion" then Column BA (AMOUNT) only will be converted based on selected currency (Column L) and Column BB (TAXES) value (INR) will be added to the converted values.
Note on K62: gepadmin: 1. If you choose "Full Conversion" then Column BA (AMOUNT) and Column BB (TAXES) BOTH values will be convert based on selected Currency in (Column L). 2. If you choose "Partial Conversion" then Column BA (AMOUNT) only will be converted based on selected currency (Column L) and Column BB (TAXES) value (INR) will be added to the converted values.
Note on K63: gepadmin: 1. If you choose "Full Conversion" then Column BA (AMOUNT) and Column BB (TAXES) BOTH values will be convert based on selected Currency in (Column L). 2. If you choose "Partial Conversion" then Column BA (AMOUNT) only will be converted based on selected currency (Column L) and Column BB (TAXES) value (INR) will be added to the converted values.
Note on K65: gepadmin: 1. If you choose "Full Conversion" then Column BA (AMOUNT) and Column BB (TAXES) BOTH values will be convert based on selected Currency in (Column L). 2. If you choose "Partial Conversion" then Column BA (AMOUNT) only will be converted based on selected currency (Column L) and Column BB (TAXES) value (INR) will be added to the converted values.
Note on K67: gepadmin: 1. If you choose "Full Conversion" then Column BA (AMOUNT) and Column BB (TAXES) BOTH values will be convert based on selected Currency in (Column L). 2. If you choose "Partial Conversion" then Column BA (AMOUNT) only will be converted based on selected currency (Column L) and Column BB (TAXES) value (INR) will be added to the converted values.
Note on K69: gepadmin: 1. If you choose "Full Conversion" then Column BA (AMOUNT) and Column BB (TAXES) BOTH values will be convert based on selected Currency in (Column L). 2. If you choose "Partial Conversion" then Column BA (AMOUNT) only will be converted based on selected currency (Column L) and Column BB (TAXES) value (INR) will be added to the converted values.
Note on K70: gepadmin: 1. If you choose "Full Conversion" then Column BA (AMOUNT) and Column BB (TAXES) BOTH values will be convert based on selected Currency in (Column L). 2. If you choose "Partial Conversion" then Column BA (AMOUNT) only will be converted based on selected currency (Column L) and Column BB (TAXES) value (INR) will be added to the converted values.
Note on K72: gepadmin: 1. If you choose "Full Conversion" then Column BA (AMOUNT) and Column BB (TAXES) BOTH values will be convert based on selected Currency in (Column L). 2. If you choose "Partial Conversion" then Column BA (AMOUNT) only will be converted based on selected currency (Column L) and Column BB (TAXES) value (INR) will be added to the converted values.
Note on K73: gepadmin: 1. If you choose "Full Conversion" then Column BA (AMOUNT) and Column BB (TAXES) BOTH values will be convert based on selected Currency in (Column L). 2. If you choose "Partial Conversion" then Column BA (AMOUNT) only will be converted based on selected currency (Column L) and Column BB (TAXES) value (INR) will be added to the converted values.
Note on K75: gepadmin: 1. If you choose "Full Conversion" then Column BA (AMOUNT) and Column BB (TAXES) BOTH values will be convert based on selected Currency in (Column L). 2. If you choose "Partial Conversion" then Column BA (AMOUNT) only will be converted based on selected currency (Column L) and Column BB (TAXES) value (INR) will be added to the converted values.
Note on K77: gepadmin: 1. If you choose "Full Conversion" then Column BA (AMOUNT) and Column BB (TAXES) BOTH values will be convert based on selected Currency in (Column L). 2. If you choose "Partial Conversion" then Column BA (AMOUNT) only will be converted based on selected currency (Column L) and Column BB (TAXES) value (INR) will be added to the converted values.
Note on K78: gepadmin: 1. If you choose "Full Conversion" then Column BA (AMOUNT) and Column BB (TAXES) BOTH values will be convert based on selected Currency in (Column L). 2. If you choose "Partial Conversion" then Column BA (AMOUNT) only will be converted based on selected currency (Column L) and Column BB (TAXES) value (INR) will be added to the converted values.
Note on K79: gepadmin: 1. If you choose "Full Conversion" then Column BA (AMOUNT) and Column BB (TAXES) BOTH values will be convert based on selected Currency in (Column L). 2. If you choose "Partial Conversion" then Column BA (AMOUNT) only will be converted based on selected currency (Column L) and Column BB (TAXES) value (INR) will be added to the converted values.
Note on K81: gepadmin: 1. If you choose "Full Conversion" then Column BA (AMOUNT) and Column BB (TAXES) BOTH values will be convert based on selected Currency in (Column L). 2. If you choose "Partial Conversion" then Column BA (AMOUNT) only will be converted based on selected currency (Column L) and Column BB (TAXES) value (INR) will be added to the converted values.
Note on K82: gepadmin: 1. If you choose "Full Conversion" then Column BA (AMOUNT) and Column BB (TAXES) BOTH values will be convert based on selected Currency in (Column L). 2. If you choose "Partial Conversion" then Column BA (AMOUNT) only will be converted based on selected currency (Column L) and Column BB (TAXES) value (INR) will be added to the converted values.
Note on K84: gepadmin: 1. If you choose "Full Conversion" then Column BA (AMOUNT) and Column BB (TAXES) BOTH values will be convert based on selected Currency in (Column L). 2. If you choose "Partial Conversion" then Column BA (AMOUNT) only will be converted based on selected currency (Column L) and Column BB (TAXES) value (INR) will be added to the converted values.
Note on K88: gepadmin: 1. If you choose "Full Conversion" then Column BA (AMOUNT) and Column BB (TAXES) BOTH values will be convert based on selected Currency in (Column L). 2. If you choose "Partial Conversion" then Column BA (AMOUNT) only will be converted based on selected currency (Column L) and Column BB (TAXES) value (INR) will be added to the converted values.
Note on K90: gepadmin: 1. If you choose "Full Conversion" then Column BA (AMOUNT) and Column BB (TAXES) BOTH values will be convert based on selected Currency in (Column L). 2. If you choose "Partial Conversion" then Column BA (AMOUNT) only will be converted based on selected currency (Column L) and Column BB (TAXES) value (INR) will be added to the converted values.
Note on K92: gepadmin: 1. If you choose "Full Conversion" then Column BA (AMOUNT) and Column BB (TAXES) BOTH values will be convert based on selected Currency in (Column L). 2. If you choose "Partial Conversion" then Column BA (AMOUNT) only will be converted based on selected currency (Column L) and Column BB (TAXES) value (INR) will be added to the converted values.
Note on K94: gepadmin: 1. If you choose "Full Conversion" then Column BA (AMOUNT) and Column BB (TAXES) BOTH values will be convert based on selected Currency in (Column L). 2. If you choose "Partial Conversion" then Column BA (AMOUNT) only will be converted based on selected currency (Column L) and Column BB (TAXES) value (INR) will be added to the converted values.
Note on K96: gepadmin: 1. If you choose "Full Conversion" then Column BA (AMOUNT) and Column BB (TAXES) BOTH values will be convert based on selected Currency in (Column L). 2. If you choose "Partial Conversion" then Column BA (AMOUNT) only will be converted based on selected currency (Column L) and Column BB (TAXES) value (INR) will be added to the converted values.
Note on K98: gepadmin: 1. If you choose "Full Conversion" then Column BA (AMOUNT) and Column BB (TAXES) BOTH values will be convert based on selected Currency in (Column L). 2. If you choose "Partial Conversion" then Column BA (AMOUNT) only will be converted based on selected currency (Column L) and Column BB (TAXES) value (INR) will be added to the converted values.
Note on K99: gepadmin: 1. If you choose "Full Conversion" then Column BA (AMOUNT) and Column BB (TAXES) BOTH values will be convert based on selected Currency in (Column L). 2. If you choose "Partial Conversion" then Column BA (AMOUNT) only will be converted based on selected currency (Column L) and Column BB (TAXES) value (INR) will be added to the converted values.
Note on K102: gepadmin: 1. If you choose "Full Conversion" then Column BA (AMOUNT) and Column BB (TAXES) BOTH values will be convert based on selected Currency in (Column L). 2. If you choose "Partial Conversion" then Column BA (AMOUNT) only will be converted based on selected currency (Column L) and Column BB (TAXES) value (INR) will be added to the converted values.
Note on K104: gepadmin: 1. If you choose "Full Conversion" then Column BA (AMOUNT) and Column BB (TAXES) BOTH values will be convert based on selected Currency in (Column L). 2. If you choose "Partial Conversion" then Column BA (AMOUNT) only will be converted based on selected currency (Column L) and Column BB (TAXES) value (INR) will be added to the converted values.
Note on K106: gepadmin: 1. If you choose "Full Conversion" then Column BA (AMOUNT) and Column BB (TAXES) BOTH values will be convert based on selected Currency in (Column L). 2. If you choose "Partial Conversion" then Column BA (AMOUNT) only will be converted based on selected currency (Column L) and Column BB (TAXES) value (INR) will be added to the converted values.
Note on K107: gepadmin: 1. If you choose "Full Conversion" then Column BA (AMOUNT) and Column BB (TAXES) BOTH values will be convert based on selected Currency in (Column L). 2. If you choose "Partial Conversion" then Column BA (AMOUNT) only will be converted based on selected currency (Column L) and Column BB (TAXES) value (INR) will be added to the converted values.
Note on K109: gepadmin: 1. If you choose "Full Conversion" then Column BA (AMOUNT) and Column BB (TAXES) BOTH values will be convert based on selected Currency in (Column L). 2. If you choose "Partial Conversion" then Column BA (AMOUNT) only will be converted based on selected currency (Column L) and Column BB (TAXES) value (INR) will be added to the converted values.
Note on K112: gepadmin: 1. If you choose "Full Conversion" then Column BA (AMOUNT) and Column BB (TAXES) BOTH values will be convert based on selected Currency in (Column L). 2. If you choose "Partial Conversion" then Column BA (AMOUNT) only will be converted based on selected currency (Column L) and Column BB (TAXES) value (INR) will be added to the converted values.
Note on K114: gepadmin: 1. If you choose "Full Conversion" then Column BA (AMOUNT) and Column BB (TAXES) BOTH values will be convert based on selected Currency in (Column L). 2. If you choose "Partial Conversion" then Column BA (AMOUNT) only will be converted based on selected currency (Column L) and Column BB (TAXES) value (INR) will be added to the converted values.
Note on K117: gepadmin: 1. If you choose "Full Conversion" then Column BA (AMOUNT) and Column BB (TAXES) BOTH values will be convert based on selected Currency in (Column L). 2. If you choose "Partial Conversion" then Column BA (AMOUNT) only will be converted based on selected currency (Column L) and Column BB (TAXES) value (INR) will be added to the converted values.
Note on K120: gepadmin: 1. If you choose "Full Conversion" then Column BA (AMOUNT) and Column BB (TAXES) BOTH values will be convert based on selected Currency in (Column L). 2. If you choose "Partial Conversion" then Column BA (AMOUNT) only will be converted based on selected currency (Column L) and Column BB (TAXES) value (INR) will be added to the converted values.
Note on K122: gepadmin: 1. If you choose "Full Conversion" then Column BA (AMOUNT) and Column BB (TAXES) BOTH values will be convert based on selected Currency in (Column L). 2. If you choose "Partial Conversion" then Column BA (AMOUNT) only will be converted based on selected currency (Column L) and Column BB (TAXES) value (INR) will be added to the converted values.
Note on K124: gepadmin: 1. If you choose "Full Conversion" then Column BA (AMOUNT) and Column BB (TAXES) BOTH values will be convert based on selected Currency in (Column L). 2. If you choose "Partial Conversion" then Column BA (AMOUNT) only will be converted based on selected currency (Column L) and Column BB (TAXES) value (INR) will be added to the converted values.
Note on K126: gepadmin: 1. If you choose "Full Conversion" then Column BA (AMOUNT) and Column BB (TAXES) BOTH values will be convert based on selected Currency in (Column L). 2. If you choose "Partial Conversion" then Column BA (AMOUNT) only will be converted based on selected currency (Column L) and Column BB (TAXES) value (INR) will be added to the converted values.
Note on K128: gepadmin: 1. If you choose "Full Conversion" then Column BA (AMOUNT) and Column BB (TAXES) BOTH values will be convert based on selected Currency in (Column L). 2. If you choose "Partial Conversion" then Column BA (AMOUNT) only will be converted based on selected currency (Column L) and Column BB (TAXES) value (INR) will be added to the converted values.
Note on K130: gepadmin: 1. If you choose "Full Conversion" then Column BA (AMOUNT) and Column BB (TAXES) BOTH values will be convert based on selected Currency in (Column L). 2. If you choose "Partial Conversion" then Column BA (AMOUNT) only will be converted based on selected currency (Column L) and Column BB (TAXES) value (INR) will be added to the converted values.
Note on K132: gepadmin: 1. If you choose "Full Conversion" then Column BA (AMOUNT) and Column BB (TAXES) BOTH values will be convert based on selected Currency in (Column L). 2. If you choose "Partial Conversion" then Column BA (AMOUNT) only will be converted based on selected currency (Column L) and Column BB (TAXES) value (INR) will be added to the converted values.
Note on K134: gepadmin: 1. If you choose "Full Conversion" then Column BA (AMOUNT) and Column BB (TAXES) BOTH values will be convert based on selected Currency in (Column L). 2. If you choose "Partial Conversion" then Column BA (AMOUNT) only will be converted based on selected currency (Column L) and Column BB (TAXES) value (INR) will be added to the converted values.
Note on K135: gepadmin: 1. If you choose "Full Conversion" then Column BA (AMOUNT) and Column BB (TAXES) BOTH values will be convert based on selected Currency in (Column L). 2. If you choose "Partial Conversion" then Column BA (AMOUNT) only will be converted based on selected currency (Column L) and Column BB (TAXES) value (INR) will be added to the converted values.
Note on K137: gepadmin: 1. If you choose "Full Conversion" then Column BA (AMOUNT) and Column BB (TAXES) BOTH values will be convert based on selected Currency in (Column L). 2. If you choose "Partial Conversion" then Column BA (AMOUNT) only will be converted based on selected currency (Column L) and Column BB (TAXES) value (INR) will be added to the converted values.
Note on K138: gepadmin: 1. If you choose "Full Conversion" then Column BA (AMOUNT) and Column BB (TAXES) BOTH values will be convert based on selected Currency in (Column L). 2. If you choose "Partial Conversion" then Column BA (AMOUNT) only will be converted based on selected currency (Column L) and Column BB (TAXES) value (INR) will be added to the converted values.
Note on K139: gepadmin: 1. If you choose "Full Conversion" then Column BA (AMOUNT) and Column BB (TAXES) BOTH values will be convert based on selected Currency in (Column L). 2. If you choose "Partial Conversion" then Column BA (AMOUNT) only will be converted based on selected currency (Column L) and Column BB (TAXES) value (INR) will be added to the converted values.
Note on K141: gepadmin: 1. If you choose "Full Conversion" then Column BA (AMOUNT) and Column BB (TAXES) BOTH values will be convert based on selected Currency in (Column L). 2. If you choose "Partial Conversion" then Column BA (AMOUNT) only will be converted based on selected currency (Column L) and Column BB (TAXES) value (INR) will be added to the converted values.
Note on K143: gepadmin: 1. If you choose "Full Conversion" then Column BA (AMOUNT) and Column BB (TAXES) BOTH values will be convert based on selected Currency in (Column L). 2. If you choose "Partial Conversion" then Column BA (AMOUNT) only will be converted based on selected currency (Column L) and Column BB (TAXES) value (INR) will be added to the converted values.
Note on K144: gepadmin: 1. If you choose "Full Conversion" then Column BA (AMOUNT) and Column BB (TAXES) BOTH values will be convert based on selected Currency in (Column L). 2. If you choose "Partial Conversion" then Column BA (AMOUNT) only will be converted based on selected currency (Column L) and Column BB (TAXES) value (INR) will be added to the converted values.
Note on K147: gepadmin: 1. If you choose "Full Conversion" then Column BA (AMOUNT) and Column BB (TAXES) BOTH values will be convert based on selected Currency in (Column L). 2. If you choose "Partial Conversion" then Column BA (AMOUNT) only will be converted based on selected currency (Column L) and Column BB (TAXES) value (INR) will be added to the converted values.
Note on K149: gepadmin: 1. If you choose "Full Conversion" then Column BA (AMOUNT) and Column BB (TAXES) BOTH values will be convert based on selected Currency in (Column L). 2. If you choose "Partial Conversion" then Column BA (AMOUNT) only will be converted based on selected currency (Column L) and Column BB (TAXES) value (INR) will be added to the converted values.
Note on K150: gepadmin: 1. If you choose "Full Conversion" then Column BA (AMOUNT) and Column BB (TAXES) BOTH values will be convert based on selected Currency in (Column L). 2. If you choose "Partial Conversion" then Column BA (AMOUNT) only will be converted based on selected currency (Column L) and Column BB (TAXES) value (INR) will be added to the converted values.
Note on K151: gepadmin: 1. If you choose "Full Conversion" then Column BA (AMOUNT) and Column BB (TAXES) BOTH values will be convert based on selected Currency in (Column L). 2. If you choose "Partial Conversion" then Column BA (AMOUNT) only will be converted based on selected currency (Column L) and Column BB (TAXES) value (INR) will be added to the converted values.
Note on K152: gepadmin: 1. If you choose "Full Conversion" then Column BA (AMOUNT) and Column BB (TAXES) BOTH values will be convert based on selected Currency in (Column L). 2. If you choose "Partial Conversion" then Column BA (AMOUNT) only will be converted based on selected currency (Column L) and Column BB (TAXES) value (INR) will be added to the converted values.
Note on K153: gepadmin: 1. If you choose "Full Conversion" then Column BA (AMOUNT) and Column BB (TAXES) BOTH values will be convert based on selected Currency in (Column L). 2. If you choose "Partial Conversion" then Column BA (AMOUNT) only will be converted based on selected currency (Column L) and Column BB (TAXES) value (INR) will be added to the converted values.
Note on K156: gepadmin: 1. If you choose "Full Conversion" then Column BA (AMOUNT) and Column BB (TAXES) BOTH values will be convert based on selected Currency in (Column L). 2. If you choose "Partial Conversion" then Column BA (AMOUNT) only will be converted based on selected currency (Column L) and Column BB (TAXES) value (INR) will be added to the converted values.
Note on K157: gepadmin: 1. If you choose "Full Conversion" then Column BA (AMOUNT) and Column BB (TAXES) BOTH values will be convert based on selected Currency in (Column L). 2. If you choose "Partial Conversion" then Column BA (AMOUNT) only will be converted based on selected currency (Column L) and Column BB (TAXES) value (INR) will be added to the converted values.
Note on K158: gepadmin: 1. If you choose "Full Conversion" then Column BA (AMOUNT) and Column BB (TAXES) BOTH values will be convert based on selected Currency in (Column L). 2. If you choose "Partial Conversion" then Column BA (AMOUNT) only will be converted based on selected currency (Column L) and Column BB (TAXES) value (INR) will be added to the converted values.
Note on K159: gepadmin: 1. If you choose "Full Conversion" then Column BA (AMOUNT) and Column BB (TAXES) BOTH values will be convert based on selected Currency in (Column L). 2. If you choose "Partial Conversion" then Column BA (AMOUNT) only will be converted based on selected currency (Column L) and Column BB (TAXES) value (INR) will be added to the converted values.
Note on K161: gepadmin: 1. If you choose "Full Conversion" then Column BA (AMOUNT) and Column BB (TAXES) BOTH values will be convert based on selected Currency in (Column L). 2. If you choose "Partial Conversion" then Column BA (AMOUNT) only will be converted based on selected currency (Column L) and Column BB (TAXES) value (INR) will be added to the converted values.
Note on K162: gepadmin: 1. If you choose "Full Conversion" then Column BA (AMOUNT) and Column BB (TAXES) BOTH values will be convert based on selected Currency in (Column L). 2. If you choose "Partial Conversion" then Column BA (AMOUNT) only will be converted based on selected currency (Column L) and Column BB (TAXES) value (INR) will be added to the converted values.
Note on K163: gepadmin: 1. If you choose "Full Conversion" then Column BA (AMOUNT) and Column BB (TAXES) BOTH values will be convert based on selected Currency in (Column L). 2. If you choose "Partial Conversion" then Column BA (AMOUNT) only will be converted based on selected currency (Column L) and Column BB (TAXES) value (INR) will be added to the converted values.
Note on K164: gepadmin: 1. If you choose "Full Conversion" then Column BA (AMOUNT) and Column BB (TAXES) BOTH values will be convert based on selected Currency in (Column L). 2. If you choose "Partial Conversion" then Column BA (AMOUNT) only will be converted based on selected currency (Column L) and Column BB (TAXES) value (INR) will be added to the converted values.
Note on K167: gepadmin: 1. If you choose "Full Conversion" then Column BA (AMOUNT) and Column BB (TAXES) BOTH values will be convert based on selected Currency in (Column L). 2. If you choose "Partial Conversion" then Column BA (AMOUNT) only will be converted based on selected currency (Column L) and Column BB (TAXES) value (INR) will be added to the converted values.
Note on K169: gepadmin: 1. If you choose "Full Conversion" then Column BA (AMOUNT) and Column BB (TAXES) BOTH values will be convert based on selected Currency in (Column L). 2. If you choose "Partial Conversion" then Column BA (AMOUNT) only will be converted based on selected currency (Column L) and Column BB (TAXES) value (INR) will be added to the converted values.
Note on K170: gepadmin: 1. If you choose "Full Conversion" then Column BA (AMOUNT) and Column BB (TAXES) BOTH values will be convert based on selected Currency in (Column L). 2. If you choose "Partial Conversion" then Column BA (AMOUNT) only will be converted based on selected currency (Column L) and Column BB (TAXES) value (INR) will be added to the converted values.
Note on K171: gepadmin: 1. If you choose "Full Conversion" then Column BA (AMOUNT) and Column BB (TAXES) BOTH values will be convert based on selected Currency in (Column L). 2. If you choose "Partial Conversion" then Column BA (AMOUNT) only will be converted based on selected currency (Column L) and Column BB (TAXES) value (INR) will be added to the converted values.
Note on K173: gepadmin: 1. If you choose "Full Conversion" then Column BA (AMOUNT) and Column BB (TAXES) BOTH values will be convert based on selected Currency in (Column L). 2. If you choose "Partial Conversion" then Column BA (AMOUNT) only will be converted based on selected currency (Column L) and Column BB (TAXES) value (INR) will be added to the converted values.
Note on K174: gepadmin: 1. If you choose "Full Conversion" then Column BA (AMOUNT) and Column BB (TAXES) BOTH values will be convert based on selected Currency in (Column L). 2. If you choose "Partial Conversion" then Column BA (AMOUNT) only will be converted based on selected currency (Column L) and Column BB (TAXES) value (INR) will be added to the converted values.
Note on K177: gepadmin: 1. If you choose "Full Conversion" then Column BA (AMOUNT) and Column BB (TAXES) BOTH values will be convert based on selected Currency in (Column L). 2. If you choose "Partial Conversion" then Column BA (AMOUNT) only will be converted based on selected currency (Column L) and Column BB (TAXES) value (INR) will be added to the converted values.
Note on K179: gepadmin: 1. If you choose "Full Conversion" then Column BA (AMOUNT) and Column BB (TAXES) BOTH values will be convert based on selected Currency in (Column L). 2. If you choose "Partial Conversion" then Column BA (AMOUNT) only will be converted based on selected currency (Column L) and Column BB (TAXES) value (INR) will be added to the converted values.
Note on K182: gepadmin: 1. If you choose "Full Conversion" then Column BA (AMOUNT) and Column BB (TAXES) BOTH values will be convert based on selected Currency in (Column L). 2. If you choose "Partial Conversion" then Column BA (AMOUNT) only will be converted based on selected currency (Column L) and Column BB (TAXES) value (INR) will be added to the converted values.
Note on K184: gepadmin: 1. If you choose "Full Conversion" then Column BA (AMOUNT) and Column BB (TAXES) BOTH values will be convert based on selected Currency in (Column L). 2. If you choose "Partial Conversion" then Column BA (AMOUNT) only will be converted based on selected currency (Column L) and Column BB (TAXES) value (INR) will be added to the converted values.
Note on K187: gepadmin: 1. If you choose "Full Conversion" then Column BA (AMOUNT) and Column BB (TAXES) BOTH values will be convert based on selected Currency in (Column L). 2. If you choose "Partial Conversion" then Column BA (AMOUNT) only will be converted based on selected currency (Column L) and Column BB (TAXES) value (INR) will be added to the converted values.
Note on K190: gepadmin: 1. If you choose "Full Conversion" then Column BA (AMOUNT) and Column BB (TAXES) BOTH values will be convert based on selected Currency in (Column L). 2. If you choose "Partial Conversion" then Column BA (AMOUNT) only will be converted based on selected currency (Column L) and Column BB (TAXES) value (INR) will be added to the converted values.
Note on K192: gepadmin: 1. If you choose "Full Conversion" then Column BA (AMOUNT) and Column BB (TAXES) BOTH values will be convert based on selected Currency in (Column L). 2. If you choose "Partial Conversion" then Column BA (AMOUNT) only will be converted based on selected currency (Column L) and Column BB (TAXES) value (INR) will be added to the converted values.
Note on K194: gepadmin: 1. If you choose "Full Conversion" then Column BA (AMOUNT) and Column BB (TAXES) BOTH values will be convert based on selected Currency in (Column L). 2. If you choose "Partial Conversion" then Column BA (AMOUNT) only will be converted based on selected currency (Column L) and Column BB (TAXES) value (INR) will be added to the converted values.
Note on K195: gepadmin: 1. If you choose "Full Conversion" then Column BA (AMOUNT) and Column BB (TAXES) BOTH values will be convert based on selected Currency in (Column L). 2. If you choose "Partial Conversion" then Column BA (AMOUNT) only will be converted based on selected currency (Column L) and Column BB (TAXES) value (INR) will be added to the converted values.
Note on K198: gepadmin: 1. If you choose "Full Conversion" then Column BA (AMOUNT) and Column BB (TAXES) BOTH values will be convert based on selected Currency in (Column L). 2. If you choose "Partial Conversion" then Column BA (AMOUNT) only will be converted based on selected currency (Column L) and Column BB (TAXES) value (INR) will be added to the converted values.
Note on K200: gepadmin: 1. If you choose "Full Conversion" then Column BA (AMOUNT) and Column BB (TAXES) BOTH values will be convert based on selected Currency in (Column L). 2. If you choose "Partial Conversion" then Column BA (AMOUNT) only will be converted based on selected currency (Column L) and Column BB (TAXES) value (INR) will be added to the converted values.
Note on K203: gepadmin: 1. If you choose "Full Conversion" then Column BA (AMOUNT) and Column BB (TAXES) BOTH values will be convert based on selected Currency in (Column L). 2. If you choose "Partial Conversion" then Column BA (AMOUNT) only will be converted based on selected currency (Column L) and Column BB (TAXES) value (INR) will be added to the converted values.
Note on K204: gepadmin: 1. If you choose "Full Conversion" then Column BA (AMOUNT) and Column BB (TAXES) BOTH values will be convert based on selected Currency in (Column L). 2. If you choose "Partial Conversion" then Column BA (AMOUNT) only will be converted based on selected currency (Column L) and Column BB (TAXES) value (INR) will be added to the converted values.
Note on K206: gepadmin: 1. If you choose "Full Conversion" then Column BA (AMOUNT) and Column BB (TAXES) BOTH values will be convert based on selected Currency in (Column L). 2. If you choose "Partial Conversion" then Column BA (AMOUNT) only will be converted based on selected currency (Column L) and Column BB (TAXES) value (INR) will be added to the converted values.
Note on K208: gepadmin: 1. If you choose "Full Conversion" then Column BA (AMOUNT) and Column BB (TAXES) BOTH values will be convert based on selected Currency in (Column L). 2. If you choose "Partial Conversion" then Column BA (AMOUNT) only will be converted based on selected currency (Column L) and Column BB (TAXES) value (INR) will be added to the converted values.
Note on K209: gepadmin: 1. If you choose "Full Conversion" then Column BA (AMOUNT) and Column BB (TAXES) BOTH values will be convert based on selected Currency in (Column L). 2. If you choose "Partial Conversion" then Column BA (AMOUNT) only will be converted based on selected currency (Column L) and Column BB (TAXES) value (INR) will be added to the converted values.
Note on K211: gepadmin: 1. If you choose "Full Conversion" then Column BA (AMOUNT) and Column BB (TAXES) BOTH values will be convert based on selected Currency in (Column L). 2. If you choose "Partial Conversion" then Column BA (AMOUNT) only will be converted based on selected currency (Column L) and Column BB (TAXES) value (INR) will be added to the converted values.
Note on K212: gepadmin: 1. If you choose "Full Conversion" then Column BA (AMOUNT) and Column BB (TAXES) BOTH values will be convert based on selected Currency in (Column L). 2. If you choose "Partial Conversion" then Column BA (AMOUNT) only will be converted based on selected currency (Column L) and Column BB (TAXES) value (INR) will be added to the converted values.
Note on K214: gepadmin: 1. If you choose "Full Conversion" then Column BA (AMOUNT) and Column BB (TAXES) BOTH values will be convert based on selected Currency in (Column L). 2. If you choose "Partial Conversion" then Column BA (AMOUNT) only will be converted based on selected currency (Column L) and Column BB (TAXES) value (INR) will be added to the converted values.
Note on K216: gepadmin: 1. If you choose "Full Conversion" then Column BA (AMOUNT) and Column BB (TAXES) BOTH values will be convert based on selected Currency in (Column L). 2. If you choose "Partial Conversion" then Column BA (AMOUNT) only will be converted based on selected currency (Column L) and Column BB (TAXES) value (INR) will be added to the converted values.
Note on K218: gepadmin: 1. If you choose "Full Conversion" then Column BA (AMOUNT) and Column BB (TAXES) BOTH values will be convert based on selected Currency in (Column L). 2. If you choose "Partial Conversion" then Column BA (AMOUNT) only will be converted based on selected currency (Column L) and Column BB (TAXES) value (INR) will be added to the converted values.
Note on K221: gepadmin: 1. If you choose "Full Conversion" then Column BA (AMOUNT) and Column BB (TAXES) BOTH values will be convert based on selected Currency in (Column L). 2. If you choose "Partial Conversion" then Column BA (AMOUNT) only will be converted based on selected currency (Column L) and Column BB (TAXES) value (INR) will be added to the converted values.
Note on K223: gepadmin: 1. If you choose "Full Conversion" then Column BA (AMOUNT) and Column BB (TAXES) BOTH values will be convert based on selected Currency in (Column L). 2. If you choose "Partial Conversion" then Column BA (AMOUNT) only will be converted based on selected currency (Column L) and Column BB (TAXES) value (INR) will be added to the converted values.
Note on K225: gepadmin: 1. If you choose "Full Conversion" then Column BA (AMOUNT) and Column BB (TAXES) BOTH values will be convert based on selected Currency in (Column L). 2. If you choose "Partial Conversion" then Column BA (AMOUNT) only will be converted based on selected currency (Column L) and Column BB (TAXES) value (INR) will be added to the converted values.
Note on K226: gepadmin: 1. If you choose "Full Conversion" then Column BA (AMOUNT) and Column BB (TAXES) BOTH values will be convert based on selected Currency in (Column L). 2. If you choose "Partial Conversion" then Column BA (AMOUNT) only will be converted based on selected currency (Column L) and Column BB (TAXES) value (INR) will be added to the converted values.
Note on K228: gepadmin: 1. If you choose "Full Conversion" then Column BA (AMOUNT) and Column BB (TAXES) BOTH values will be convert based on selected Currency in (Column L). 2. If you choose "Partial Conversion" then Column BA (AMOUNT) only will be converted based on selected currency (Column L) and Column BB (TAXES) value (INR) will be added to the converted values.
Note on K230: gepadmin: 1. If you choose "Full Conversion" then Column BA (AMOUNT) and Column BB (TAXES) BOTH values will be convert based on selected Currency in (Column L). 2. If you choose "Partial Conversion" then Column BA (AMOUNT) only will be converted based on selected currency (Column L) and Column BB (TAXES) value (INR) will be added to the converted values.
Note on K232: gepadmin: 1. If you choose "Full Conversion" then Column BA (AMOUNT) and Column BB (TAXES) BOTH values will be convert based on selected Currency in (Column L). 2. If you choose "Partial Conversion" then Column BA (AMOUNT) only will be converted based on selected currency (Column L) and Column BB (TAXES) value (INR) will be added to the converted values.
Note on K234: gepadmin: 1. If you choose "Full Conversion" then Column BA (AMOUNT) and Column BB (TAXES) BOTH values will be convert based on selected Currency in (Column L). 2. If you choose "Partial Conversion" then Column BA (AMOUNT) only will be converted based on selected currency (Column L) and Column BB (TAXES) value (INR) will be added to the converted values.
Note on K235: gepadmin: 1. If you choose "Full Conversion" then Column BA (AMOUNT) and Column BB (TAXES) BOTH values will be convert based on selected Currency in (Column L). 2. If you choose "Partial Conversion" then Column BA (AMOUNT) only will be converted based on selected currency (Column L) and Column BB (TAXES) value (INR) will be added to the converted values.
Note on K237: gepadmin: 1. If you choose "Full Conversion" then Column BA (AMOUNT) and Column BB (TAXES) BOTH values will be convert based on selected Currency in (Column L). 2. If you choose "Partial Conversion" then Column BA (AMOUNT) only will be converted based on selected currency (Column L) and Column BB (TAXES) value (INR) will be added to the converted values.
Note on K238: gepadmin: 1. If you choose "Full Conversion" then Column BA (AMOUNT) and Column BB (TAXES) BOTH values will be convert based on selected Currency in (Column L). 2. If you choose "Partial Conversion" then Column BA (AMOUNT) only will be converted based on selected currency (Column L) and Column BB (TAXES) value (INR) will be added to the converted values.
Note on K242: gepadmin: 1. If you choose "Full Conversion" then Column BA (AMOUNT) and Column BB (TAXES) BOTH values will be convert based on selected Currency in (Column L). 2. If you choose "Partial Conversion" then Column BA (AMOUNT) only will be converted based on selected currency (Column L) and Column BB (TAXES) value (INR) will be added to the converted values.
Note on K244: gepadmin: 1. If you choose "Full Conversion" then Column BA (AMOUNT) and Column BB (TAXES) BOTH values will be convert based on selected Currency in (Column L). 2. If you choose "Partial Conversion" then Column BA (AMOUNT) only will be converted based on selected currency (Column L) and Column BB (TAXES) value (INR) will be added to the converted values.
Note on K246: gepadmin: 1. If you choose "Full Conversion" then Column BA (AMOUNT) and Column BB (TAXES) BOTH values will be convert based on selected Currency in (Column L). 2. If you choose "Partial Conversion" then Column BA (AMOUNT) only will be converted based on selected currency (Column L) and Column BB (TAXES) value (INR) will be added to the converted values.
Note on K249: gepadmin: 1. If you choose "Full Conversion" then Column BA (AMOUNT) and Column BB (TAXES) BOTH values will be convert based on selected Currency in (Column L). 2. If you choose "Partial Conversion" then Column BA (AMOUNT) only will be converted based on selected currency (Column L) and Column BB (TAXES) value (INR) will be added to the converted values.
Note on K251: gepadmin: 1. If you choose "Full Conversion" then Column BA (AMOUNT) and Column BB (TAXES) BOTH values will be convert based on selected Currency in (Column L). 2. If you choose "Partial Conversion" then Column BA (AMOUNT) only will be converted based on selected currency (Column L) and Column BB (TAXES) value (INR) will be added to the converted values.
Note on K253: gepadmin: 1. If you choose "Full Conversion" then Column BA (AMOUNT) and Column BB (TAXES) BOTH values will be convert based on selected Currency in (Column L). 2. If you choose "Partial Conversion" then Column BA (AMOUNT) only will be converted based on selected currency (Column L) and Column BB (TAXES) value (INR) will be added to the converted values.
Note on K255: gepadmin: 1. If you choose "Full Conversion" then Column BA (AMOUNT) and Column BB (TAXES) BOTH values will be convert based on selected Currency in (Column L). 2. If you choose "Partial Conversion" then Column BA (AMOUNT) only will be converted based on selected currency (Column L) and Column BB (TAXES) value (INR) will be added to the converted values.
Note on K256: gepadmin: 1. If you choose "Full Conversion" then Column BA (AMOUNT) and Column BB (TAXES) BOTH values will be convert based on selected Currency in (Column L). 2. If you choose "Partial Conversion" then Column BA (AMOUNT) only will be converted based on selected currency (Column L) and Column BB (TAXES) value (INR) will be added to the converted values.
Note on K257: gepadmin: 1. If you choose "Full Conversion" then Column BA (AMOUNT) and Column BB (TAXES) BOTH values will be convert based on selected Currency in (Column L). 2. If you choose "Partial Conversion" then Column BA (AMOUNT) only will be converted based on selected currency (Column L) and Column BB (TAXES) value (INR) will be added to the converted values.
Note on K258: gepadmin: 1. If you choose "Full Conversion" then Column BA (AMOUNT) and Column BB (TAXES) BOTH values will be convert based on selected Currency in (Column L). 2. If you choose "Partial Conversion" then Column BA (AMOUNT) only will be converted based on selected currency (Column L) and Column BB (TAXES) value (INR) will be added to the converted values.
Note on K259: gepadmin: 1. If you choose "Full Conversion" then Column BA (AMOUNT) and Column BB (TAXES) BOTH values will be convert based on selected Currency in (Column L). 2. If you choose "Partial Conversion" then Column BA (AMOUNT) only will be converted based on selected currency (Column L) and Column BB (TAXES) value (INR) will be added to the converted values.
Note on K260: gepadmin: 1. If you choose "Full Conversion" then Column BA (AMOUNT) and Column BB (TAXES) BOTH values will be convert based on selected Currency in (Column L). 2. If you choose "Partial Conversion" then Column BA (AMOUNT) only will be converted based on selected currency (Column L) and Column BB (TAXES) value (INR) will be added to the converted values.
Note on K261: gepadmin: 1. If you choose "Full Conversion" then Column BA (AMOUNT) and Column BB (TAXES) BOTH values will be convert based on selected Currency in (Column L). 2. If you choose "Partial Conversion" then Column BA (AMOUNT) only will be converted based on selected currency (Column L) and Column BB (TAXES) value (INR) will be added to the converted values.
Note on K262: gepadmin: 1. If you choose "Full Conversion" then Column BA (AMOUNT) and Column BB (TAXES) BOTH values will be convert based on selected Currency in (Column L). 2. If you choose "Partial Conversion" then Column BA (AMOUNT) only will be converted based on selected currency (Column L) and Column BB (TAXES) value (INR) will be added to the converted values.
Note on K263: gepadmin: 1. If you choose "Full Conversion" then Column BA (AMOUNT) and Column BB (TAXES) BOTH values will be convert based on selected Currency in (Column L). 2. If you choose "Partial Conversion" then Column BA (AMOUNT) only will be converted based on selected currency (Column L) and Column BB (TAXES) value (INR) will be added to the converted values.
Note on K264: gepadmin: 1. If you choose "Full Conversion" then Column BA (AMOUNT) and Column BB (TAXES) BOTH values will be convert based on selected Currency in (Column L). 2. If you choose "Partial Conversion" then Column BA (AMOUNT) only will be converted based on selected currency (Column L) and Column BB (TAXES) value (INR) will be added to the converted values.
Note on K265: gepadmin: 1. If you choose "Full Conversion" then Column BA (AMOUNT) and Column BB (TAXES) BOTH values will be convert based on selected Currency in (Column L). 2. If you choose "Partial Conversion" then Column BA (AMOUNT) only will be converted based on selected currency (Column L) and Column BB (TAXES) value (INR) will be added to the converted values.
Note on K266: gepadmin: 1. If you choose "Full Conversion" then Column BA (AMOUNT) and Column BB (TAXES) BOTH values will be convert based on selected Currency in (Column L). 2. If you choose "Partial Conversion" then Column BA (AMOUNT) only will be converted based on selected currency (Column L) and Column BB (TAXES) value (INR) will be added to the converted values.
Note on K267: gepadmin: 1. If you choose "Full Conversion" then Column BA (AMOUNT) and Column BB (TAXES) BOTH values will be convert based on selected Currency in (Column L). 2. If you choose "Partial Conversion" then Column BA (AMOUNT) only will be converted based on selected currency (Column L) and Column BB (TAXES) value (INR) will be added to the converted values.
Note on K268: gepadmin: 1. If you choose "Full Conversion" then Column BA (AMOUNT) and Column BB (TAXES) BOTH values will be convert based on selected Currency in (Column L). 2. If you choose "Partial Conversion" then Column BA (AMOUNT) only will be converted based on selected currency (Column L) and Column BB (TAXES) value (INR) will be added to the converted values.
Note on K269: gepadmin: 1. If you choose "Full Conversion" then Column BA (AMOUNT) and Column BB (TAXES) BOTH values will be convert based on selected Currency in (Column L). 2. If you choose "Partial Conversion" then Column BA (AMOUNT) only will be converted based on selected currency (Column L) and Column BB (TAXES) value (INR) will be added to the converted values.
Note on K270: gepadmin: 1. If you choose "Full Conversion" then Column BA (AMOUNT) and Column BB (TAXES) BOTH values will be convert based on selected Currency in (Column L). 2. If you choose "Partial Conversion" then Column BA (AMOUNT) only will be converted based on selected currency (Column L) and Column BB (TAXES) value (INR) will be added to the converted values.
Validate
Print
Help

## Macros
Please Enable Macros to View BoQ information