## BoQ1 (hidden)
Percentage BoQ
BoQ_Ver3.0 | Percentage | Normal | INR Only | INR
Select, At Par, Excess (+), Less (-) |  | IOCL
Tender Inviting Authority: Superintending Engineer IWD IIT Kanpur
Name of Work: Construction of New 33/11 kV substation & interconnection with existing 33/11 kV substation and supply, installation testing and commissioning of 11/0.433 kV substation (HT side works) and DG sets of GSMST in IIT Kanpur.
Contract No: 01/AC/EE/2025
Name of the Bidder/ Bidding Firm / Company :
PRICE SCHEDULE (This BOQ template must not be modified/replaced by the bidder and the same should be uploaded after filling the relevent columns, else the bidder is liable to be rejected for this tender. Bidders are allowed to enter the Bidder Name and Values only )
NUMBER # | TEXT # | TEXT # | NUMBER # | TEXT # | NUMBER | NUMBER | TEXT | TEXT # | NUMBER # | TEXT# | TEXT # | NUMBER # | NUMBER | NUMBER | NUMBER | NUMBER | TEXT | TEXT | NUMBER | NUMBER | NUMBER | NUMBER | TEXT | TEXT | NUMBER | NUMBER | NUMBER | NUMBER | TEXT | TEXT | NUMBER | NUMBER | NUMBER | NUMBER | TEXT | TEXT | NUMBER | NUMBER | NUMBER | NUMBER | TEXT | TEXT | NUMBER | NUMBER | NUMBER # | NUMBER # | TEXT | TEXT | NUMBER # | NUMBER # | DATE | NUMBER # | NUMBER # | TEXT #
Sl. No. | Item Description | Item Code / Make | Quantity | Units | Estimated Rate in Rs. P |  |  | Addition / Deduction | Addition / Deduction Values | Currency Convertion against each Item | Quoted Currency in INR / Other Currency | BASIC RATE In Figures To be entered by the Bidder Rs. P | Excise Duty | VAT | Freight Charges ( Unloading & Stacking) | Any Other Taxes/Duties/Levies |  |  | Other Taxes 2 | IIIrd Party i.e DGS&D / RITES etc Inspection Charges @0.34%+Service Tax | Less for Cenvat Credit,if any respect of Supplies Under full Excise Duty Category | [30 empty] | TOTAL AMOUNT Without Taxes in Rs. P | TOTAL AMOUNT With Taxes | TOTAL AMOUNT In Words
1 | 2 | 3 | 3 | 4 | 5 | 7 | 8 | 9 | 10 | 11 | 12 | 13 | 14 | 15 | 16 | 17 | 18 | 19 | 20 | 21 | 22 | 23 | 24 | 25 | 26 | 27 | 28 | 29 | 30 | 31 | 32 | 33 | 34 | 35 | 36 | 37 | 38 | 39 | 40 | 41 | 42 | 43 | 44 | 45 | 46 | 47 | 48 | 49 | 50 | 51 | 52 | 6 | 54 | 7
1 | Part A : 33/11 KV Substation IIT Kanpur | item1 | [52 empty] | 1 | Construction of chamber for 100mm sluices valve | item1 | 10 | 1 Nos
2 | Transformer & panels | item2 | [52 empty] | 1.01 | Supplying, Conveying and fixing spls. Including eart | item1 | 123.223 | Nos
3 | SITC of 33 KV/11 KV, 10 MVA outdoor power Transformer. | item3 | [52 empty] | 1.02 | Construction of chamber for 100mm sluice plates | item2 | 213 | Nos
4 | Supply ,installation, testing and commissioning outdoor power Transformer 33/11 KV, 10 MVA , outdoor type energy efficient (level-2) with automatic On-Load Tap Changer with Drive Mechanism and mineral Oil, SCADA compatible Marshalling kiosk (IP 55) and as per tender specifications. complete with following accessories and as per specifications confirming to IS2026 & IEC60076 complete as required. | item4 | [52 empty] | 2 | Construction of chamber for 100mm sluices valve | item3 | 10 | Nos
5 | Rating : 10MVA | item5 | [52 empty] | 3 | Supplying, Conveying and fixing spls. Including ea | item4 | 10 | Nos
6 | Type : Outdoor Power Transformer | item6 | [52 empty] | 1.01 | Supplying, Conveying and fixing spls. Including eart | item1 | 123.223 | Nos
7 | Cooling Type : ONAN/ONAF | item7 | [52 empty] | 1.02 | Construction of chamber for 100mm sluice plates | item2 | 213 | Nos
8 | No. of Winding : Two | item8 | [52 empty] | 2 | Construction of chamber for 100mm sluices valve | item3 | 10 | Nos
9 | No. of phases : Three | item9 | [52 empty] | 3 | Supplying, Conveying and fixing spls. Including ea | item4 | 10 | Nos
10 | No load Voltage Ratio : 33 KV/11KV, 50Hz (+/- 5%) | item10 | [52 empty] | 1.01 | Supplying, Conveying and fixing spls. Including eart | item1 | 123.223 | Nos
11 | Vector Group Reference : Dyn 11 type | item11 | [52 empty] | 1.02 | Construction of chamber for 100mm sluice plates | item2 | 213 | Nos
12 | Temperature rise oil/wndg:45/50 deg C | item12 | [52 empty] | 2 | Construction of chamber for 100mm sluices valve | item3 | 10 | Nos
13 | Insulation Class : F | item13 | [52 empty] | 1.01 | Supplying, Conveying and fixing spls. Including eart | item1 | 123.223 | Nos
14 | OTI, WTI , PRV, Buchholz protection system & low oil level with marshaling box with alarm and trip contacts. | item14 | [52 empty] | 1.02 | Construction of chamber for 100mm sluice plates | item2 | 213 | Nos
15 | Auto On load Tap Changer (OLTC) + 5% to - 15% @ 2.5% (8 steps) in steps with OLTC C& R Panel . | item15 | [52 empty] | 2 | Construction of chamber for 100mm sluices valve | item3 | 10 | Nos
16 | Buchholz relay with alarm and trip contacts and valve on conservator side connection. Suitable arrangement for connecting two cables of 2x 3 core x240 sq.mm at 11 KV side and connecting overhead line at 33 KV side as required complete and as directed by the EIC. | item16 | [52 empty] | 3 | Supplying, Conveying and fixing spls. Including ea | item4 | 10 | Nos
17 | 33 KV/11 KV, 10 MVA, Transformer and accessories as above ( DLP period shall be of 2 years) | item17 | 2 | Set | 14176479 |  |  | Excess(+) | 1 | Full Conversion | INR | [40 empty] | #VALUE! | #VALUE! | #VALUE! | 1.02 | Construction of chamber for 100mm sluice plates | item2 | 213 | Nos
18 | SITC of 11 KV/0.433Kv 100 KVA outdoor Transformer. | item18 | [52 empty] | 2 | Construction of chamber for 100mm sluices valve | item3 | 10 | Nos
19 | Supply ,installation, testing and commissioning distribution Transformer 11 KV/0.433Kv 100 KVA , outdoor type energy efficient (level-2) and with mineral Oil, SCADA compatible Marshalling kiosk and as per tender specifications. complete with following accessories and specifications confirming to IS 1180, Amendment 4) | item19 | [52 empty] | 3 | Supplying, Conveying and fixing spls. Including ea | item4 | 10 | Nos
20 | Rating : 100KVA | item20 | [52 empty] | 1.01 | Supplying, Conveying and fixing spls. Including eart | item1 | 123.223 | Nos
21 | Type : Outdoor type,Distibution Transformer,oil immersed,energy efficient level-2 | item21 | [52 empty] | 1.02 | Construction of chamber for 100mm sluice plates | item2 | 213 | Nos
22 | Cooling Type : ONAN | item22 | [52 empty] | 2 | Construction of chamber for 100mm sluices valve | item3 | 10 | Nos
23 | Operation Cycle:24x7, Continuosly | item23 | [52 empty] | 3 | Supplying, Conveying and fixing spls. Including ea | item4 | 10 | Nos
24 | Reference Standard:IS:1180-2014, IS:2026 | item24 | [52 empty] | 1.01 | Supplying, Conveying and fixing spls. Including eart | item1 | 123.223 | Nos
25 | No. of Winding : Two | item25 | [52 empty] | 1.02 | Construction of chamber for 100mm sluice plates | item2 | 213 | Nos
26 | No. of phases : Three | item26 | [52 empty] | 2 | Construction of chamber for 100mm sluices valve | item3 | 10 | Nos
27 | No load Voltage Ratio : 11KV/0.433Kv,50Hz (+/- 5%) | item27 | [52 empty] | 1.01 | Supplying, Conveying and fixing spls. Including eart | item1 | 123.223 | Nos
28 | Winding Connection: Delta/Star | item28 | [52 empty] | 1.02 | Construction of chamber for 100mm sluice plates | item2 | 213 | Nos
29 | Winding Materail:Electric Grade Copper Wound | item29 | [52 empty] | 2 | Construction of chamber for 100mm sluices valve | item3 | 10 | Nos
30 | Vector Group Reference : Dyn 11 | item30 | [52 empty] | 3 | Supplying, Conveying and fixing spls. Including ea | item4 | 10 | Nos
31 | Designed Ambient Temparature: 50 deg C | item31 | [52 empty] | 1.02 | Construction of chamber for 100mm sluice plates | item2 | 213 | Nos
32 | Temperature rise oil/wndg:35/40 deg C | item32 | [52 empty] | 2 | Construction of chamber for 100mm sluices valve | item3 | 10 | Nos
33 | Impedance(%) : 4.5%(Sub. To +/- 10% Tolerance) | item33 | [52 empty] | 3 | Supplying, Conveying and fixing spls. Including ea | item4 | 10 | Nos
34 | Total Losses at50% Load:0.475 KW | item34 | [52 empty] | 1.01 | Supplying, Conveying and fixing spls. Including eart | item1 | 123.223 | Nos
35 | Total Losses at 100% Load:1.65 Kw | item35 | [52 empty] | 1.02 | Construction of chamber for 100mm sluice plates | item2 | 213 | Nos
36 | Basic Insulation Level for HV:75KV peak/28 KVrms | item36 | [52 empty] | 2 | Construction of chamber for 100mm sluices valve | item3 | 10 | Nos
37 | Basic Insulation Level for LV:--/3 KVrms | item37 | [52 empty] | 3 | Supplying, Conveying and fixing spls. Including ea | item4 | 10 | Nos
38 | Insulation Class : F | item38 | [52 empty] | 1.01 | Supplying, Conveying and fixing spls. Including eart | item1 | 123.223 | Nos
39 | Explosion vent with Diaphgram | item39 | [52 empty] | 1.02 | Construction of chamber for 100mm sluice plates | item2 | 213 | Nos
40 | Dehydrate Silica gel breather Assembly | item40 | [52 empty] | 2 | Construction of chamber for 100mm sluices valve | item3 | 10 | Nos
41 | Oil temperature indicator | item41 | [52 empty] | 1.01 | Supplying, Conveying and fixing spls. Including eart | item1 | 123.223 | Nos
42 | Pressure release valve,drain plug and filling plug on conservator side connection. | item42 | [52 empty] | 1.02 | Construction of chamber for 100mm sluice plates | item2 | 213 | Nos
43 | 11 KV/0.433Kv 100 KVA, Transformer and accessories as above ( DLP period shall be of 2 years) | item43 | 1 | Set | 430719 |  |  | Excess(+) | 1 | Full Conversion | INR | [40 empty] | #VALUE! | #VALUE! | #VALUE! | 2 | Construction of chamber for 100mm sluices valve | item3 | 10 | Nos
44 | SITC of outdoor type, metal clad switchgear | item44 | [52 empty] | 3 | Supplying, Conveying and fixing spls. Including ea | item4 | 10 | Nos
45 | Supply, installation, testing and commissioning of outdoor type, metal clad switchgear with fabricated from 2 mm thick CRCA/Aluzinc material, 36KV, 1250 amp, 25 kA/3 Sec VCB (Vacuum Circuit Breaker) including with requied structures and VCB shall comply requirement of latest issue of International Standard IEC 62271-100/200 having following specifications complete as required. Electrical through advance contacts VCB'S (incomers) and mech- anical (castel key) interlocking should beprovided to ensure that only one supply is available at a time on each section of bus and to eliminate any possiblility of accidentally approaching two supplies at one bus section. | item45 | [52 empty] | 1.02 | Construction of chamber for 100mm sluice plates | item2 | 213 | Nos
46 | Rating : 33KV, 1250A, 3P VCB, | item46 | [52 empty] | 2 | Construction of chamber for 100mm sluices valve | item3 | 10 | Nos
47 | Nominal system Voltage : 33KV | item47 | [52 empty] | 3 | Supplying, Conveying and fixing spls. Including ea | item4 | 10 | Nos
48 | Highest System Voltage : 36KV | item48 | [52 empty] | 1.01 | Supplying, Conveying and fixing spls. Including eart | item1 | 123.223 | Nos
49 | Rated Voltage of VCB : 36KV | item49 | [52 empty] | 1.02 | Construction of chamber for 100mm sluice plates | item2 | 213 | Nos
50 | Interrupting Capacity : 1559 MVA | item50 | [52 empty] | 2 | Construction of chamber for 100mm sluices valve | item3 | 10 | Nos
51 | Rated Normal current: 1250A | item51 | [52 empty] | 3 | Supplying, Conveying and fixing spls. Including ea | item4 | 10 | Nos
52 | Rated Frequency : 50Hz | item52 | [52 empty] | 1.01 | Supplying, Conveying and fixing spls. Including eart | item1 | 123.223 | Nos
53 | Rated Basic Insulation Level : 170 KV | item53 | [52 empty] | 1.02 | Construction of chamber for 100mm sluice plates | item2 | 213 | Nos
54 | Rated Short Cicuit Current : 25 KA for 3 sec | item54 | [52 empty] | 2 | Construction of chamber for 100mm sluices valve | item3 | 10 | Nos
55 | Rated Short Cicuit Making Current : 62.50 KA | item55 | [52 empty] | 1.01 | Supplying, Conveying and fixing spls. Including eart | item1 | 123.223 | Nos
56 | Rated Operating Sequence: 0-0.3sec.-Co-3min-Co | item56 | [52 empty] | 1.02 | Construction of chamber for 100mm sluice plates | item2 | 213 | Nos
57 | Total Break time for any current up to the rated breaking current: 5-6 c/s | item57 | [52 empty] | 2 | Construction of chamber for 100mm sluices valve | item3 | 10 | Nos
58 | Control Circuit Voltage : 24V DC | item58 | [52 empty] | 3 | Supplying, Conveying and fixing spls. Including ea | item4 | 10 | Nos
59 | Spring Charging Motor: Single Phase, 220V AC | item59 | [52 empty] | 1.02 | Construction of chamber for 100mm sluice plates | item2 | 213 | Nos
60 | switchgear and accessories as above ( DLP period shall be of 2 years) | item60 | 5 | Set | 387360 |  |  | Excess(+) | 1 | Full Conversion | INR | [40 empty] | #VALUE! | #VALUE! | #VALUE! | 2 | Construction of chamber for 100mm sluices valve | item3 | 10 | Nos
61 | SITC of indoor type, metal clad switchgear | item61 | [52 empty] | 3 | Supplying, Conveying and fixing spls. Including ea | item4 | 10 | Nos
62 | Supply, installation, testing and commissioning of indoor type, metal clad switchgear with fabricated from 2 mm thick CRCA/ Aluzinc material, 33Kv control and relay panel for single circuit for 36KV, 1250 amp, 25kA/1Sec VCB (Vacuum Circuit Breaker) shall comply requirement of latest issue of Indian Standard IS:13118, IEC 61850 protocol and International Standard IEC 62271-100 having following specifications complete as required. Electrical through advance contacts VCB'S (incomers) and mech- anical (castel key) interlocking should beprovided to ensure that only one supply is available at a time on each section of bus and to eliminate any possiblility of accidentally approaching two supplies at one bus section. | item62 | [52 empty] | 1.01 | Supplying, Conveying and fixing spls. Including eart | item1 | 123.223 | Nos
63 | Control & Relay Panel for 33 kV incomer single Feeder with SCADA compatible Directional O/C and E/F protection (IEC 61850) , Master trip relay, Aux.DC Voltage : 24V DC,Aux. AC Voltage : 230V AC having metering, V,A, MFM (AMI & SCADA compatible ) , 8 window microprocessor based annunciation panel with audio visual indication with fault display,with hooter and common alarm scheme,complete as required as per IS. The Directional O/C & E/F Relay should have the Site-selectable provision for operating in both Directional & Non-directional mode depending on site requirement | item63 | [52 empty] | 1.02 | Construction of chamber for 100mm sluice plates | item2 | 213 | Nos
64 | switchgear and accessories as above ( DLP period shall be of 2 years) | item64 | 3 | Set | 345927 |  |  | Excess(+) | 1 | Full Conversion | INR | [40 empty] | #VALUE! | #VALUE! | #VALUE! | 2 | Construction of chamber for 100mm sluices valve | item3 | 10 | Nos
65 | Control & Relay Panel for 33 kV outgoing single Transformer Feeder for 10 MVA 33/11 kV Transformer , with Differential, IDMT- Protection ,Directional O/C and E/F relay, SCADA compatible (IEC 61850),8 window microprocessor based annunciation panel with audio visual indicationwith fault display,with hooter and common alarm scheme, Master trip relay, Aux.DC Voltage : 24V DC,Aux. AC Voltage : 230V AC having metering, V,A, MFM (AMI & SCADA compatible ) complete as required as per IS. The Directional O/C & E/F Relay should have the Site-selectable provision for operating in both Directional & Non-directional mode depending on site requirement | item65 | 2 | Set | 459720 |  |  | Excess(+) | 1 | Full Conversion | INR | [40 empty] | #VALUE! | #VALUE! | #VALUE! | 3 | Supplying, Conveying and fixing spls. Including ea | item4 | 10 | Nos
66 | SITC of indoor type, metal clad switchgear | item66 | [52 empty] | 1.01 | Supplying, Conveying and fixing spls. Including eart | item1 | 123.223 | Nos
67 | Supply, installation, testing and commissioning of indoor type, metal clad switchgear with fabricated from 2 mm thick CRCA/ Aluzinc material, 11KV, 1250 amp, 25kA/3Sec VCB panel with 11 no's VCBs with integrated operating handle, totally enclosed and fully interlocked with self support copper busbar, horizontal draw out breaker with all compartments type tested for internal arc for 25 kA for 3 sec as per IEC 62271-100, as amended up to date, breakers should be interchangeable between incomers & outgoing feeders and additional specifications and following capacities.Design and construction shall be such as to allow extension at either end. Relay and Vacuum Interrupter shall of same make of OEM. Panels shall be of OEM make only. | item67 | [52 empty] | 1.02 | Construction of chamber for 100mm sluice plates | item2 | 213 | Nos
68 | Incoming (2 set, incomer-1 from 10MVA TR-1 & incomer -2 from 10MVA TR-2), 1250 A VCB electrically & mechanically operated, draw out type with completely encapsulated poles and continuous rated closing & tripping coils. | item68 | [52 empty] | 2 | Construction of chamber for 100mm sluices valve | item3 | 10 | Nos
69 | Bus coupler (1 set 1250 A VCB electrically & mechanically operated, draw out type with completely encapsulated poles and continuous rated closing & tripping coils.) | item69 | [52 empty] | 1.01 | Supplying, Conveying and fixing spls. Including eart | item1 | 123.223 | Nos
70 | One set of three CT's for each Incomer Feeder, 800-400/1-1 ratio, 2.5VA, class 1.0 Resin Cast Current Transformer for metering purposes and class 5P10 Resin Cast Current Transformer for protection purposes. | item70 | [52 empty] | 1.02 | Construction of chamber for 100mm sluice plates | item2 | 213 | Nos
71 | One set of Potential Transformer for each Incomer 11kV/110V epoxy cast resin, withdrawable type with HT fuse | item71 | [52 empty] | 2 | Construction of chamber for 100mm sluices valve | item3 | 10 | Nos
72 | Numerical relay for each Incomer with LCD Display - 3 over current + Earth Fault with instantaneous element with IDMT/ DMT characteristics selectable at site , master trip relay (IEC 61850) SCADA compatible, hand reset type trip circuit supervision function, inrush protection, record and store at least 100 Events with Date and Time Stamp, Last Five Fault Records stored in Non-volatile memory , Self Supervision function, Minimum 4 Digital Binary Inputs and 6 Digital output Contacts,with hooter and common alarm scheme, Modbus communication Protocol ,Remote Breaker Control (ON/OFF) over modbus,Modbus protocol for communication., Antipumping relay. | item72 | [52 empty] | 3 | Supplying, Conveying and fixing spls. Including ea | item4 | 10 | Nos
73 | Multifunction Meter(AMI & SCADA compatible) with RS485 communication port for each Incomer | item73 | [52 empty] | 1.02 | Construction of chamber for 100mm sluice plates | item2 | 213 | Nos
74 | One Set of Red / Green / Indication Lamps for close and open position. One Amber indicating lamp for trip circuit healthy. One Set of white phase indication lamps for phase. | item74 | [52 empty] | 2 | Construction of chamber for 100mm sluices valve | item3 | 10 | Nos
75 | 8 no's Outgoing, TR_-1 (4set, O/G-1 for SS I/C 1@GSMST,O/G 2 for SS 2@GSMST,O/G3 for SS1#IITK,O/G4 for spare feeder. TR-2 (4set, O/G-1 for SS I/C 2@GSMST,O/G 2 for Stn. Transfomer, O/G3 for SS12#IITK, O/G4 for spare feeder -Total- 08 nos. VCB, 3 pole 1250A VCB, 25 kA for 3 sec, electrically & mechanically operated, draw out type with completely encapsulated poles, and continuous rated closing & tripping coils as per below mentioned specifications and as required. | item75 | [52 empty] | 3 | Supplying, Conveying and fixing spls. Including ea | item4 | 10 | Nos
76 | Set of 03 nos. CT's for each outgoing feeder, 600-300 /1-1 ratio, 2.5 VA, Class 1.0 Resin Cast Current Transformers for metering purposes and Class 5P10 Resin Cast Current Transformers for Protection Purposes.All outgoing shall have CT's. | item76 | [52 empty] | 1.01 | Supplying, Conveying and fixing spls. Including eart | item1 | 123.223 | Nos
77 | Instrument & Protection Panel - Numerical relay for each outgoing feeder with LCD display- 3 OC+ 1 E/F with instantanious element IDMT/DMT characteristics selectable at site , master trip relay (IEC 61850) SCADA compatible, hand reset type trip circuit supervision function, inrush protection, record and store at least 100 Events with Date and Time Stamp, Last Five Fault Records stored in non-volatile memory, with hooter and common alarm scheme ,Self Supervision function, Minimum 4 Digital Binary Inputs and 6 Digital output Contacts, Modbus Communication Protocol , 8 window annunciator with hooter, remote Breaker Control (ON/OFF) feature over Modbus. | item77 | [52 empty] | 1.02 | Construction of chamber for 100mm sluice plates | item2 | 213 | Nos
78 | Auxiliary relay for fault (OTI, WTI, Buchholz-Alarm and Trip with hooters) for station transformer feeder. | item78 | [52 empty] | 2 | Construction of chamber for 100mm sluices valve | item3 | 10 | Nos
79 | Each feeder shall have Multifunction Meter with RS485 communication port, Elite 440 is multi -line phase didgital panel meter for accurate and reliable measurement of electric parameters(V,I,W,F..etc.) for industrial and commercialapplications. Ithas a large multi line backlit display which enables four parameters to be displayed simultaneously.Modbus communication capability allows easy integration with energy monitoring system.Expansion modules can be fitted for enhanced system integration(Pulse input/output or ethernet) Connection tyep:HV3/HV4/LV4 aplications, measurement Voltage:57.7/100V to 240/415V AC, Standards: IS13779,IS14697,IEC62052-11,IEC62053-21,IEC62053-23,IEC62053-22,IEC61010,IEC62053- 31,Dimensions:96mmx96mmx65mm, Ingress Protection:IP-54, Load Survey: 6 parameters for 40days,at 30 minutes integration. | item79 | [52 empty] | 3 | Supplying, Conveying and fixing spls. Including ea | item4 | 10 | Nos
80 | One Set of Red / Green / Indication Lamps for close and open position. One Amber indicating lamp for trip circuit healthy. One Set of white phase indication lamps for phase or as per latest codes, specification and requirement. | item80 | [52 empty] | 1.01 | Supplying, Conveying and fixing spls. Including eart | item1 | 123.223 | Nos
81 | switchgear and accessories as above ( DLP period shall be of 2 years) | item81 | 1 | Set | 8411699 |  |  | Excess(+) | 1 | Full Conversion | INR | [40 empty] | #VALUE! | #VALUE! | #VALUE! | 1.02 | Construction of chamber for 100mm sluice plates | item2 | 213 | Nos
82 | Supply and fixing testing and commissioning of new TP Manual, double break turn and twist, 1250A, 33kV, 25kA 3sec, line isolator with earth switch copper blade centre post rotating, including insulators, earthing switch, manual operation, and structure frame as required complete confirmung to IEC 62271-102 :2018 | item82 | 3 | set | 66726 |  |  | Excess(+) | 1 | Full Conversion | INR | [40 empty] | #VALUE! | #VALUE! | #VALUE! | 2 | Construction of chamber for 100mm sluices valve | item3 | 10 | Nos
83 | Supply and fixing testing and commissioning of new TP Manual, double break turn and twist, 1250A, 33kV, 25kA 3sec, bus isolator with out earth switch copper blade centre post rotating, manual operation including insulators, and structure frame as required complete confirmung to IEC 62271-102 :2018 | item83 | 4 | set | 61446 |  |  | Excess(+) | 1 | Full Conversion | INR | [40 empty] | #VALUE! | #VALUE! | #VALUE! | 1.01 | Supplying, Conveying and fixing spls. Including eart | item1 | 123.223 | Nos
84 | Supplying and erection of single piece nonlinear resistor type lightning arrestor suitable for 3 wire, 33 KV overhead lines with rated voltage 30 KV (rms) with a nominal discharge current rating of 10 KA (station class) with surge counter and complete with galvanised clamping arrangement, G.I. bolts, nuts, washers etc. as required. | item84 | 9 | set | 15293 |  |  | Excess(+) | 1 | Full Conversion | INR | [40 empty] | #VALUE! | #VALUE! | #VALUE! | 1.02 | Construction of chamber for 100mm sluice plates | item2 | 213 | Nos
85 | SITC of 33KV substation current transformer | item85 | [52 empty] | 2 | Construction of chamber for 100mm sluices valve | item3 | 10 | Nos
86 | Supply fixing, testing, commissioning of outdoor type, oil cooled 33KV substation current transformer (CT) rating: 600-300/5-5 A live tank, burden 30VA, class :1, having following specification In confirmation to IS: 2705/ 1992 | item86 | [52 empty] | 3 | Supplying, Conveying and fixing spls. Including ea | item4 | 10 | Nos
87 | CT specification: | item87 | [52 empty] | 1.02 | Construction of chamber for 100mm sluice plates | item2 | 213 | Nos
88 | 1. Type: OCT-33, AD. 600-300/5-5 Amp | item88 | [52 empty] | 2 | Construction of chamber for 100mm sluices valve | item3 | 10 | Nos
89 | 2. Core.I Burden 30VA class I | item89 | [52 empty] | 3 | Supplying, Conveying and fixing spls. Including ea | item4 | 10 | Nos
90 | Core-II Burden 30VA class10P10 | item90 | [52 empty] | 1.01 | Supplying, Conveying and fixing spls. Including eart | item1 | 123.223 | Nos
91 | 3. BIL 36/75/1750KV | item91 | [52 empty] | 1.02 | Construction of chamber for 100mm sluice plates | item2 | 213 | Nos
92 | 4. Ith: 25 KA/3sec | item92 | [52 empty] | 2 | Construction of chamber for 100mm sluices valve | item3 | 10 | Nos
93 | 5. Iex: 150 at Vk/4mA | item93 | [52 empty] | 3 | Supplying, Conveying and fixing spls. Including ea | item4 | 10 | Nos
94 | 5. Iex: 150 at Vk/4mA | item94 | [52 empty] | 1.01 | Supplying, Conveying and fixing spls. Including eart | item1 | 123.223 | Nos
95 | CT and accessories as above ( DLP period shall be of 2 years) | item95 | 15 | Nos. | 68552 |  |  | Excess(+) | 1 | Full Conversion | INR | [40 empty] | #VALUE! | #VALUE! | #VALUE! | 1.02 | Construction of chamber for 100mm sluice plates | item2 | 213 | Nos
96 | SITC of oil cooled dead tank PT ( Potentional Transformer) | item96 | [52 empty] | 2 | Construction of chamber for 100mm sluices valve | item3 | 10 | Nos
97 | Supply fixing, testing, commissioning of outdoor type, oil cooled dead tank PT ( Potentional Transformer) Single phase single pole 50Hz ratio 33Kv/RT3//110V/ RT3-110V/RT3 for 33KV line | item97 | [52 empty] | 1.01 | Supplying, Conveying and fixing spls. Including eart | item1 | 123.223 | Nos
98 | winding 1: class 0.5 burden 100VA | item98 | [52 empty] | 1.02 | Construction of chamber for 100mm sluice plates | item2 | 213 | Nos
99 | winding 2 :class 3P Burden 100VA | item99 | [52 empty] | 2 | Construction of chamber for 100mm sluices valve | item3 | 10 | Nos
100 | Voltage factor 1.2 Continuos /1.5 for 30 second ILV 36/70/170 kVp. Insulation class A Ref. standard IS 16227-1 &3. one end earthed type. | item100 | [52 empty] | 3 | Supplying, Conveying and fixing spls. Including ea | item4 | 10 | Nos
101 | Primary Terminal 16mm in diameter wihout terminal connector. Minimum Creepage distance 25mm/kV. | item101 | [52 empty] | 1.02 | Construction of chamber for 100mm sluice plates | item2 | 213 | Nos
102 | Finish: Tank Painted Color Shade 631 as per IS5 | item102 | [52 empty] | 2 | Construction of chamber for 100mm sluices valve | item3 | 10 | Nos
103 | Note: Primary Neutral to be Solidly Earthed. | item103 | [52 empty] | 3 | Supplying, Conveying and fixing spls. Including ea | item4 | 10 | Nos
104 | PT and accessories as above ( DLP period shall be of 2 years) | item104 | 12 | Nos. | 56533 |  |  | Excess(+) | 1 | Full Conversion | INR | [40 empty] | #VALUE! | #VALUE! | #VALUE! | 1.01 | Supplying, Conveying and fixing spls. Including eart | item1 | 123.223 | Nos
105 | Supplying and erection of ACSR conductor of 54 x 3.18 mm aluminium and 7 x 3.18 mm dia steel reinforced (Zebra conductor) on 33 kV over head line as per IS 398 (Part-II):1996 including binding, fittings, clamps etc as required complete. | item105 | 300 | Mtrs. | 1006 |  |  | Excess(+) | 1 | Full Conversion | INR | [40 empty] | #VALUE! | #VALUE! | #VALUE! | 1.02 | Construction of chamber for 100mm sluice plates | item2 | 213 | Nos
106 | Supplying, fixing PG clamps for Zebra Conductor/CT/PT/VCB/TR including steel nut-bolts, washer as required complete. | item106 | 254 | Nos. | 1872 |  |  | Excess(+) | 1 | Full Conversion | INR | [40 empty] | #VALUE! | #VALUE! | #VALUE! | 2 | Construction of chamber for 100mm sluices valve | item3 | 10 | Nos
107 | Supplying, fixing PG clamps for Zebra Conductor for jumpering including steel nut-bolts, washer as required complete. | item107 | 120 | Nos. | 1872 |  |  | Excess(+) | 1 | Full Conversion | INR | [40 empty] | #VALUE! | #VALUE! | #VALUE! | 3 | Supplying, Conveying and fixing spls. Including ea | item4 | 10 | Nos
108 | Supplying, fixing Gun fitting for Zebra Conductor including steelnut-bolts, washer as required complete | item108 | 30 | Nos. | 3209 |  |  | Excess(+) | 1 | Full Conversion | INR | [40 empty] | #VALUE! | #VALUE! | #VALUE! | 1.01 | Supplying, Conveying and fixing spls. Including eart | item1 | 123.223 | Nos
109 | Design Supply and making suitabe earthing of outdoor/indoor structure, equipment through the earth mat laid in swith yard by means of 50x6mm M.S strip including all labour,material,T&P etc. required for proper completion of work as per specifications & direction of Engineer-Incharge. | item109 | 450 | Mtrs. | 248 |  |  | Excess(+) | 1 | Full Conversion | INR | [40 empty] | #VALUE! | #VALUE! | #VALUE! | 1.02 | Construction of chamber for 100mm sluice plates | item2 | 213 | Nos
110 | Supply and erection of GI structure for incomer terminal Gantry structure/bubar gantry structure/Line isolatoer structure/Bus isolator gantry structure/Ligting Arrester/surge arrester/Post insulator/CT/PT for etc.. gantry structre of Galvannsed iron slotted/angle/channel of different sizes complete including cuting,hoisting, in built up sections/framed work with silver panting as per requirement and directed by the Engineer Incharge. | item110 | 5000 | kg | 171 |  |  | Excess(+) | 1 | Full Conversion | INR | [40 empty] | #VALUE! | #VALUE! | #VALUE! | 2 | Construction of chamber for 100mm sluices valve | item3 | 10 | Nos
111 | SITC of RTU | item111 | [52 empty] | 1.01 | Supplying, Conveying and fixing spls. Including eart | item1 | 123.223 | Nos
112 | Supply and fixing testing and commissioning of Remote Terminal Units (RTU) All functional capability described herein shall be provided by the Contractor even if a function is not initially implemented. As a minimum, the RTUs shall be capable of performing the following functions as per RTU specifications in tender. The System shall have TCP/IP protocol for fetching all system parameters as per the requirement as mentioned below: | item112 | [52 empty] | 1.02 | Construction of chamber for 100mm sluice plates | item2 | 213 | Nos
113 | RTU as per Technical Specifications suitable for New 33/11kV Substation including cabling -- 1 no | item113 | [52 empty] | 2 | Construction of chamber for 100mm sluices valve | item3 | 10 | Nos
114 | Class 0.2S Multifunction Meters-- 18 no. | item114 | [52 empty] | 3 | Supplying, Conveying and fixing spls. Including ea | item4 | 10 | Nos
115 | Transformer Tap Position Transducers -- 2 no. | item115 | [52 empty] | 1.02 | Construction of chamber for 100mm sluice plates | item2 | 213 | Nos
116 | Transformer OTI+WTI Transducer - 2 no. | item116 | [52 empty] | 2 | Construction of chamber for 100mm sluices valve | item3 | 10 | Nos
117 | L3 IEC61850-3 Ethernet Switches (12 Copper + 6 Fiber) - 2 no. | item117 | [52 empty] | 3 | Supplying, Conveying and fixing spls. Including ea | item4 | 10 | Nos
118 | Cat6 cabling + LIU + Patch Cords - 1 lot | item118 | [52 empty] | 1.01 | Supplying, Conveying and fixing spls. Including eart | item1 | 123.223 | Nos
119 | GPS Master Clock - 1 no. | item119 | [52 empty] | 1.02 | Construction of chamber for 100mm sluice plates | item2 | 213 | Nos
120 | RTU Programming, Diagnostics Software -- 1no | item120 | [52 empty] | 2 | Construction of chamber for 100mm sluices valve | item3 | 10 | Nos
121 | Integration, Testing, and Commissioning of RTU - 1 job | item121 | [52 empty] | 3 | Supplying, Conveying and fixing spls. Including ea | item4 | 10 | Nos
122 | Integration of RTUs with Existing SCADA - 1 job | item122 | [52 empty] | 1.01 | Supplying, Conveying and fixing spls. Including eart | item1 | 123.223 | Nos
123 | HMI's for SCADA system with minimum 42 inch display as per tender specification - 01 no. | item123 | [52 empty] | 1.02 | Construction of chamber for 100mm sluice plates | item2 | 213 | Nos
124 | Merging Units with 5 CT, 5 VT, 24 BI, 20 BO, ethernet RJ45 - 2 nos. | item124 | [52 empty] | 2 | Construction of chamber for 100mm sluices valve | item3 | 10 | Nos
125 | RTU and accessories as above ( DLP period shall be of 2 years) | item125 | 1 | Nos. | 5671891 |  |  | Excess(+) | 1 | Full Conversion | INR | [40 empty] | #VALUE! | #VALUE! | #VALUE! | 1.01 | Supplying, Conveying and fixing spls. Including eart | item1 | 123.223 | Nos
126 | SITC of NIFPS | item126 | [52 empty] | 1.02 | Construction of chamber for 100mm sluice plates | item2 | 213 | Nos
127 | Supply and fixing testing and commissioning of Nitrogen Injection Fire Prevention and Extinguishing System (NIFPS) FOR 10 MVA-33 KV POWER TRANSFORMER of Fire Extinguishing Cubicle (FEC), Control Panel (Box), Signal Box,LHD cable, Shutter Valve Assy (TCIV), ARC sensor, 2core FS cable ,All pipe lines and pipe fittings complete with connections, flanges, bends, tees,etc. from transformer to FEC and from FEC to oil pit chamber,FRLS 19 core x 1.5 mm² armoured cable, FRLS 3 core x 1.5 mm² armoured cable including nstallation, Testing & ommissioning of NIFPS system including Packing and forwarding, N2 cylinder ,Regulator Ass,Linear Heat Detector cable all complete as required and as directed by the EIC. | item127 | [52 empty] | 2 | Construction of chamber for 100mm sluices valve | item3 | 10 | Nos
128 | 25NB Pipe with Fittings :30mtrs. | item128 | [52 empty] | 3 | Supplying, Conveying and fixing spls. Including ea | item4 | 10 | Nos
129 | 80NB Pipe with Fittings :12mtrs. | item129 | [52 empty] | 1.02 | Construction of chamber for 100mm sluice plates | item2 | 213 | Nos
130 | 19 core x 1.5 mm² FRLS armoured cable, :150mtrs. | item130 | [52 empty] | 2 | Construction of chamber for 100mm sluices valve | item3 | 10 | Nos
131 | 3 core x 1.5 mm² FRLS cable :00mtrs. | item131 | [52 empty] | 3 | Supplying, Conveying and fixing spls. Including ea | item4 | 10 | Nos
132 | NIFPS and accessories as above ( DLP period shall be of 2 years) | item132 | 2 | Nos. | 1331717 |  |  | Excess(+) | 1 | Full Conversion | INR | [40 empty] | #VALUE! | #VALUE! | #VALUE! | 1.01 | Supplying, Conveying and fixing spls. Including eart | item1 | 123.223 | Nos
133 | SITC OF LT Panels | item133 | [52 empty] | 1.02 | Construction of chamber for 100mm sluice plates | item2 | 213 | Nos
134 | Supply installation testing and commissioning of cubical type LT panel suitable for 415V, 3 phase, 4 wire 50 Hz AC supply system fabricated in compartmentalized (preferable) design from CRCA sheet steel of 2mm thick for frame work and covers. 3mm thick for gland plated i/c cleaning & finishing complete with 7 tank process for powder coating in approved shade, having suitable capacity extensible type FP Aluminium alloy Bus bars of high conductivity. DMC.SMC bus bar supports, with short circuit withstand capacity of 36 KA for 1 sec. bottom base channel of MS section not less than 100mm x 50mm x 5mm thick, fabrication shall be done in transportable sections, entire panel shall have a common earth bar of suitable size at the rear with 2 Nos earth solid connections from main bus bar to switch gears with required 1.5 sqmm zero halogen fire retardant low smoke insulated copper conductor s/c cable, cable alleys, cable gland plate in two half. | item134 | [52 empty] | 2 | Construction of chamber for 100mm sluices valve | item3 | 10 | Nos
135 | The panel shall be equipped with relays, timers set of CT's for metering & protection and energy analyser to indicate current phase, line voltage, frequency, power factor, KWH, KVARH. Provision of over load, short circuit, restricted earth fault, under frequency control cabling and interlocking, suitable cable termination chambers/ bus bars extension and providing indicating lamps of phases for all feeders complete with foundation as per drawing and specifications amended up to date complete. | item135 | [52 empty] | 3 | Supplying, Conveying and fixing spls. Including ea | item4 | 10 | Nos
136 | Incoming from 100 kVA LT 11Kv/433V Transformer | item136 | [52 empty] | 1.01 | Supplying, Conveying and fixing spls. Including eart | item1 | 123.223 | Nos
137 | 1 No's 250A, FP, On load Change Over Switch ON/OFF R Y B LED indicator, | item137 | [52 empty] | 1.02 | Construction of chamber for 100mm sluice plates | item2 | 213 | Nos
138 | With ON,OFF,Trip ,RYB, indication. Digital multifunction KWH meter. Digital Amp and volt meter with selector switches etc. | item138 | [52 empty] | 2 | Construction of chamber for 100mm sluices valve | item3 | 10 | Nos
139 | Out Going: supplying and fixing of following ACB and MCCB as outgoings in panel. | item139 | [52 empty] | 1.01 | Supplying, Conveying and fixing spls. Including eart | item1 | 123.223 | Nos
140 | 6 nos. 100 A, TP, 50 kA,MCCB with Microprocessor based O/C,S/C,&E/F protection with rotary handle. | item140 | [52 empty] | 1.02 | Construction of chamber for 100mm sluice plates | item2 | 213 | Nos
141 | 8 nos. 63 A, TP, 50 kA,MCCB with Microprocessor based O/C,S/C,&E/F protection with rotary handle. | item141 | [52 empty] | 2 | Construction of chamber for 100mm sluices valve | item3 | 10 | Nos
142 | 10 No's DP MCB 63A 10KA | item142 | [52 empty] | 3 | Supplying, Conveying and fixing spls. Including ea | item4 | 10 | Nos
143 | all out goings with ON.OFF, indication. Digital multifunction meter . Digital Amp meter with selector switches etc. | item143 | [52 empty] | 1.02 | Construction of chamber for 100mm sluice plates | item2 | 213 | Nos
144 | Incomer feeder having Multifunction Meter with RS485 communication port, Elite 440 is multi -line phase didgital panel meter for accurate and reliable measurement of electric parameters(V,I,W,F..etc.) for industrial and commercialapplications. Ithas a large multi line backlit display which enables four parameters to be displayed simultaneously.Modbus communication capability allows easy integration with energy monitorir system.Expansion modules can be fitted for enhane system integration(Pulse input/output or eathernet) Connection tyep:HV3/HV4/LV4 aplications, measurement Voltage:57.7/100V to 240/415V AC, Standards: IS13779,IS14697,IEC62052-11,IEC62053-21,IEC62053-23,IEC62053-22,IEC61010,IEC62053-31,Dimensions:96mmx96mmx65mm, Ingress Protection:IP-54, Load Survey: 6 parameters for 40days,at 30 minutes integration, Addiional Plug in modules: 2 pulse inputs,2pulse outputs module,4 analogue output module,Ethernet gateway module complete as required. | item144 | [52 empty] | 2 | Construction of chamber for 100mm sluices valve | item3 | 10 | Nos
145 | Bus Bar | item145 | [52 empty] | 3 | Supplying, Conveying and fixing spls. Including ea | item4 | 10 | Nos
146 | 400A 415V, 3 phase 4 strip (100% neutral) 50Hz Aluminium bus bar | item146 | [52 empty] | 1.01 | Supplying, Conveying and fixing spls. Including eart | item1 | 123.223 | Nos
147 | LT Panel and accessories as above ( DLP period shall be of 2 years) Note : All ACBs and MCCB's aux. contacts for ON/OFF and trip spare contacts to be wired up to terminal block. | item147 | 1 | Set | 1103995 |  |  | Excess(+) | 1 | Full Conversion | INR | [40 empty] | #VALUE! | #VALUE! | #VALUE! | 1.02 | Construction of chamber for 100mm sluice plates | item2 | 213 | Nos
148 | SITC of LT 24V DC panel | item148 | [52 empty] | 2 | Construction of chamber for 100mm sluices valve | item3 | 10 | Nos
149 | Supply, Installation, testing and commisssioning of cubical type LT 24V DC panel incoming from battery charger suitable for 24V DC, Positive negative,2 wire DC supply system fabricated in compartmentalized (preferbly) design from CRCA sheet steel of 2mm thick for frame work and covers, 3mm thick for gland plated i/c cleaning & finshing complete with 7 tank process for powder coating in approved shade, DP copper allloy Bus bars of high conductivity bottom base channel of MS section not less than 100mm x 50mm x 5mm thick, fabrication shall be done in transportable sections, entire panel shall have a common earth bar of size 25mm x 6mm at the rear with 2 Nos. earth stud solid connections from main bus bar to switch gears with required 1.5 sqmm zero halogen fire retardant insulated copper condutor s/c cable, cable alleys, cable gland plate in two half. | item149 | [52 empty] | 3 | Supplying, Conveying and fixing spls. Including ea | item4 | 10 | Nos
150 | Incoming from 24V DC battery charger | item150 | [52 empty] | 1.01 | Supplying, Conveying and fixing spls. Including eart | item1 | 123.223 | Nos
151 | 1 No's 125A, DP, having ON/OFF R Y B LED indicator, | item151 | [52 empty] | 1.02 | Construction of chamber for 100mm sluice plates | item2 | 213 | Nos
152 | With ON,OFF,Trip ,RYB, indication. Digital multifunction KWH meter. Digital Amp and volt meter with selector switches etc. | item152 | [52 empty] | 2 | Construction of chamber for 100mm sluices valve | item3 | 10 | Nos
153 | Out Going: supplying and fixing of following DC Double Pole MCB as outgoings in panel. | item153 | [52 empty] | 1.01 | Supplying, Conveying and fixing spls. Including eart | item1 | 123.223 | Nos
154 | 15 nos. 63 A, DC Double Pole MCB 10 kA, 10 nos. 10 A DC Double Pole MCB 10 kA, | item154 | [52 empty] | 1.02 | Construction of chamber for 100mm sluice plates | item2 | 213 | Nos
155 | all out goings with ON.OFF, indication. Digital multifunction meter . Digital Amp meter with selector switches etc. | item155 | [52 empty] | 2 | Construction of chamber for 100mm sluices valve | item3 | 10 | Nos
156 | LT Panel and accessories as above ( DLP period shall be of 2 years) | item156 | 1 | Set | 430626 |  |  | Excess(+) | 1 | Full Conversion | INR | [40 empty] | #VALUE! | #VALUE! | #VALUE! | 3 | Supplying, Conveying and fixing spls. Including ea | item4 | 10 | Nos
157 | Supply & fixing, testing & commissioning of Battery charger 24V/20A, thyristor controlled , single float cum boost charger suitable for 24V/74AH Ni-Cd Battery bank complete. | item157 | [52 empty] | 1.02 | Construction of chamber for 100mm sluice plates | item2 | 213 | Nos
158 | 1.Battery Charger: | item158 | [52 empty] | 2 | Construction of chamber for 100mm sluices valve | item3 | 10 | Nos
159 | Style; Float cum boost charger, | item159 | [52 empty] | 3 | Supplying, Conveying and fixing spls. Including ea | item4 | 10 | Nos
160 | A.C volts 415V +/- 10% | item160 | [52 empty] | 1.01 | Supplying, Conveying and fixing spls. Including eart | item1 | 123.223 | Nos
161 | DC Output Voltage Setting:Nominal:24V,Float:26.5V,Boost:32.5V | item161 | [52 empty] | 1.02 | Construction of chamber for 100mm sluice plates | item2 | 213 | Nos
162 | Phase: 3Phase | item162 | [52 empty] | 2 | Construction of chamber for 100mm sluices valve | item3 | 10 | Nos
163 | Cycles: 50Hz +/-5% | item163 | [52 empty] | 3 | Supplying, Conveying and fixing spls. Including ea | item4 | 10 | Nos
164 | Ambient temp: 50deg.c | item164 | [52 empty] | 1.01 | Supplying, Conveying and fixing spls. Including eart | item1 | 123.223 | Nos
165 | Spec. CP CC 24V/20A | item165 | [52 empty] | 1.02 | Construction of chamber for 100mm sluice plates | item2 | 213 | Nos
166 | DC Volts Regulation :+/- 1% of set voltage for +/- 10% input variations, 0-100% load | item166 | [52 empty] | 2 | Construction of chamber for 100mm sluices valve | item3 | 10 | Nos
167 | Ripple Voltage:≤ 2% RMS without battery connected | item167 | [52 empty] | 1.01 | Supplying, Conveying and fixing spls. Including eart | item1 | 123.223 | Nos
168 | Amps DC; CP 20, CC 20 +/- 2% | item168 | [52 empty] | 1.02 | Construction of chamber for 100mm sluice plates | item2 | 213 | Nos
169 | Battery Charger and accessories as above ( DLP period shall be of 2 years) | item169 | 1 | Set | 228702 |  |  | Excess(+) | 1 | Full Conversion | INR | [40 empty] | #VALUE! | #VALUE! | #VALUE! | 2 | Construction of chamber for 100mm sluices valve | item3 | 10 | Nos
170 | Supply & Installation of new batteries 24V/74AH KPM Type Nickel Cadmium Battery (Cells:20nos) batteries complete as per Technical Specification etc. | item170 | [52 empty] | 3 | Supplying, Conveying and fixing spls. Including ea | item4 | 10 | Nos
171 | Type of Cell: 1.2V, 74 Ah set of 20 cells type nickel cadmium battery bank | item171 | [52 empty] | 1.02 | Construction of chamber for 100mm sluice plates | item2 | 213 | Nos
172 | Capacity at 10 HRS rate(AH): 74 AH | item172 | [52 empty] | 2 | Construction of chamber for 100mm sluices valve | item3 | 10 | Nos
173 | Charging Current(A): Starting rate 12A, Finishing rate 6A | item173 | [52 empty] | 3 | Supplying, Conveying and fixing spls. Including ea | item4 | 10 | Nos
174 | 1.2 V, 74Ah set of 20 cells type nickel cadmium battery bank 20 no's complete set as required and as directed by the EIC. | item174 | [52 empty] | 1.01 | Supplying, Conveying and fixing spls. Including eart | item1 | 123.223 | Nos
175 | Battery and accessories as above ( DLP period shall be of 2 years) | item175 | 1 | Set | 234596 |  |  | Excess(+) | 1 | Full Conversion | INR | [40 empty] | #VALUE! | #VALUE! | #VALUE! | 1.02 | Construction of chamber for 100mm sluice plates | item2 | 213 | Nos
176 | Excavation for cable trenches/equipment foundations in soft soil, depth upto 1.2 m including dressing of sides lift upto 1.5 m, including getting out the excavated soil, refilling with sand and or good soil after laying of cable/ pipe etc in layers of 20 cm, ramming, watering and disposal of surplus excavated soil as directed, within a lead of 50 metres. | item176 | 20 | cum | 579 |  |  | Excess(+) | 1 | Full Conversion | INR | [40 empty] | #VALUE! | #VALUE! | #VALUE! | 2 | Construction of chamber for 100mm sluices valve | item3 | 10 | Nos
177 | Earthing with G.I. earth plate 600 mm X 600 mm X 6 mm thick including accessories, and providing masonry enclosure with cover plate having locking arrangement and watering pipe of 2.7 metre long etc. with charcoal/ coke and salt as required. | item177 | 35 | Set | 6618 |  |  | Excess(+) | 1 | Full Conversion | INR | [40 empty] | #VALUE! | #VALUE! | #VALUE! | 3 | Supplying, Conveying and fixing spls. Including ea | item4 | 10 | Nos
178 | Supplying and laying 50 mm X 6 mm G.I strip at 0.50 metre below ground as strip earth electrode, including connection/ terminating with G.I. nut, bolt, spring, washer etc. as required. (Jointing shall be done by overlapping and with 2 sets of G.I. nut bolt & spring washer spaced at 50mm) | item178 | 600 | Mtrs. | 393 |  |  | Excess(+) | 1 | Full Conversion | INR | [40 empty] | #VALUE! | #VALUE! | #VALUE! | 1.01 | Supplying, Conveying and fixing spls. Including eart | item1 | 123.223 | Nos
179 | Providing and fixing earth bus of 50 mm X 5 mm copper strip on surface for connections etc. as required. | item179 | 250 | Mtrs. | 1872 |  |  | Excess(+) | 1 | Full Conversion | INR | [40 empty] | #VALUE! | #VALUE! | #VALUE! | 1.02 | Construction of chamber for 100mm sluice plates | item2 | 213 | Nos
180 | Earthing with copper earth plate 600 mm X 600 mm X 3 mm thick including accessories, and providing masonry enclosure with cover plate having locking arrangement and watering pipe of 2.7 metre long etc. with charcoal/ coke and salt as required. | item180 | 24 | Nos. | 12254 |  |  | Excess(+) | 1 | Full Conversion | INR | [40 empty] | #VALUE! | #VALUE! | #VALUE! | 2 | Construction of chamber for 100mm sluices valve | item3 | 10 | Nos
181 | Providing and fixing 25 mm X 5 mm G.I. strip on surface or in recess for connections etc. as required. | item181 | 200 | Mtrs. | 216 |  |  | Excess(+) | 1 | Full Conversion | INR | [40 empty] | #VALUE! | #VALUE! | #VALUE! | 1.01 | Supplying, Conveying and fixing spls. Including eart | item1 | 123.223 | Nos
182 | Supplying and laying 25 mm X 5 mm G.I strip at 0.50 metre below ground as strip earth electrode, including connection/ terminating with G.I. nut, bolt, spring, washer etc. as required. (Jointing shall be done by overlapping and with 2 sets of G.I. nut bolt & spring washer spaced at 50mm) | item182 | 500 | Mtrs. | 127 |  |  | Excess(+) | 1 | Full Conversion | INR | [40 empty] | #VALUE! | #VALUE! | #VALUE! | 1.02 | Construction of chamber for 100mm sluice plates | item2 | 213 | Nos
183 | HT & LT cable | item183 | [52 empty] | 2 | Construction of chamber for 100mm sluices valve | item3 | 10 | Nos
184 | Supply of one no. 3 core 400 sq.mm A2XFY, XLPE insulated PVC sheathed 33kV (UE) grade XLPE HT power cables (heavy Duty) aluminium conductor,steel armoured cable, as per IS 7098 part 2, complete as required. | item184 | 8000 | Mtrs. | 2925 |  |  | Excess(+) | 1 | Full Conversion | INR | [40 empty] | #VALUE! | #VALUE! | #VALUE! | 3 | Supplying, Conveying and fixing spls. Including ea | item4 | 10 | Nos
185 | Supply of one no. 3 core 240sq.mm A2XFY,XLPE insulated,PVC sheathed 11kV (UE) grade XLPE HT power cables (heavy Duty) aluminium conductor,steel armoured cable as per IS 7098 Part 2 complete as required. | item185 | 3100 | Mtrs. | 1716 |  |  | Excess(+) | 1 | Full Conversion | INR | [40 empty] | #VALUE! | #VALUE! | #VALUE! | 1.02 | Construction of chamber for 100mm sluice plates | item2 | 213 | Nos
186 | Supply of one no. 3 core 185sq.mm A2XFY,XLPE insulated,PVC sheathed 11kV (UE) grade XLPE HT power cables (heavy Duty) aluminium conductor,steel armoured cable as per IS 7098 Part 2 complete as required. | item186 | 2800 | Mtrs. | 1417 |  |  | Excess(+) | 1 | Full Conversion | INR | [40 empty] | #VALUE! | #VALUE! | #VALUE! | 2 | Construction of chamber for 100mm sluices valve | item3 | 10 | Nos
187 | Supply of one no. 3 core 95sq.mm A2XFY,XLPE insulated,PVC sheathed 11kV (UE) grade XLPE HT power cables (heavy Duty) aluminium conductor,steel armoured cable as per IS 7098 Part 2 complete as required. | item187 | 150 | Mtrs. | 879 |  |  | Excess(+) | 1 | Full Conversion | INR | [40 empty] | #VALUE! | #VALUE! | #VALUE! | 3 | Supplying, Conveying and fixing spls. Including ea | item4 | 10 | Nos
188 | Laying of one number PVC insulated and PVC sheathed / XLPE power cable of 33kV grade of following size direct in ground including excavation, sand cushioning,protective covering and refilling the trench etc as required. | item188 | [52 empty] | 1.01 | Supplying, Conveying and fixing spls. Including eart | item1 | 123.223 | Nos
189 | Above 120 sq. mm and upto 400 sq. mm | item189 | 2700 | Mtrs. | 515 |  |  | Excess(+) | 1 | Full Conversion | INR | [40 empty] | #VALUE! | #VALUE! | #VALUE! | 1.02 | Construction of chamber for 100mm sluice plates | item2 | 213 | Nos
190 | Laying of one number additional PVC insulated and PVC sheathed / XLPE power cable of 33KV grade of following size direct in ground in the same trench in one tier horizontal formation including excavation, sand cushioning, protective covering and refilling the trench etc as required | item190 | [52 empty] | 2 | Construction of chamber for 100mm sluices valve | item3 | 10 | Nos
191 | Above 120 sq. mm and upto 400 sq. mm | item191 | 5000 | Mtrs. | 372 |  |  | Excess(+) | 1 | Full Conversion | INR | [40 empty] | #VALUE! | #VALUE! | #VALUE! | 3 | Supplying, Conveying and fixing spls. Including ea | item4 | 10 | Nos
192 | Laying of one number PVC insulated and PVC sheathed / XLPE power cable of 33KV grade of following size in the existing RCC/ HUME/ METAL pipe as required. | item192 | [52 empty] | 1.01 | Supplying, Conveying and fixing spls. Including eart | item1 | 123.223 | Nos
193 | Above 120 sq. mm and upto 400 sq. mm | item193 | 150 | Mtrs. | 123 |  |  | Excess(+) | 1 | Full Conversion | INR | [40 empty] | #VALUE! | #VALUE! | #VALUE! | 1.02 | Construction of chamber for 100mm sluice plates | item2 | 213 | Nos
194 | Laying of one number PVC insulated and PVC sheathed / XLPE power cable of 33KV grade of following size in the existing masonry open duct as required. | item194 | [52 empty] | 2 | Construction of chamber for 100mm sluices valve | item3 | 10 | Nos
195 | Above 120 sq. mm and upto 400 sq. mm | item195 | 150 | Mtrs. | 106 |  |  | Excess(+) | 1 | Full Conversion | INR | [40 empty] | #VALUE! | #VALUE! | #VALUE! | 1.01 | Supplying, Conveying and fixing spls. Including eart | item1 | 123.223 | Nos
196 | Laying of one number PVC insulated and PVC sheathed / XLPE power cable of 11kV (E) /6.6Kv(UE) grade of following size direct in ground including excavation, sand cushioning,protective covering and refilling the trench etc as required. | item196 | [52 empty] | 1.02 | Construction of chamber for 100mm sluice plates | item2 | 213 | Nos
197 | upto 120 sq. mm | item197 | 50 | Mtrs. | 465 |  |  | Excess(+) | 1 | Full Conversion | INR | [40 empty] | #VALUE! | #VALUE! | #VALUE! | 2 | Construction of chamber for 100mm sluices valve | item3 | 10 | Nos
198 | Above 120 sq. mm and upto 400 sq. mm | item198 | 2200 | Mtrs. | 511 |  |  | Excess(+) | 1 | Full Conversion | INR | [40 empty] | #VALUE! | #VALUE! | #VALUE! | 3 | Supplying, Conveying and fixing spls. Including ea | item4 | 10 | Nos
199 | Laying of one number additional PVC insulated and PVC sheathed / XLPE power cable of 11 KV grade of following size direct in ground in the same trench in one tier horizontal formation including excavation, sand cushioning, protective covering and refilling the trench etc as required | item199 | [52 empty] | 1.02 | Construction of chamber for 100mm sluice plates | item2 | 213 | Nos
200 | upto 120 sq. mm | item200 | 70 | Mtrs. | 320 |  |  | Excess(+) | 1 | Full Conversion | INR | [40 empty] | #VALUE! | #VALUE! | #VALUE! | 2 | Construction of chamber for 100mm sluices valve | item3 | 10 | Nos
201 | Above 120 sq. mm and upto 400 sq. mm | item201 | 3100 | Mtrs. | 368 |  |  | Excess(+) | 1 | Full Conversion | INR | [40 empty] | #VALUE! | #VALUE! | #VALUE! | 3 | Supplying, Conveying and fixing spls. Including ea | item4 | 10 | Nos
202 | Laying of one number PVC insulated and PVC sheathed / XLPE power cable of 11KV grade of following size in the existing RCC/ HUME/ METAL pipe as required. | item202 | [52 empty] | 1.01 | Supplying, Conveying and fixing spls. Including eart | item1 | 123.223 | Nos
203 | upto 120 sq. mm | item203 | 20 | Mtrs. | 69 |  |  | Excess(+) | 1 | Full Conversion | INR | [40 empty] | #VALUE! | #VALUE! | #VALUE! | 1.02 | Construction of chamber for 100mm sluice plates | item2 | 213 | Nos
204 | Above 120 sq. mm and upto 400 sq. mm | item204 | 200 | Mtrs. | 118 |  |  | Excess(+) | 1 | Full Conversion | INR | [40 empty] | #VALUE! | #VALUE! | #VALUE! | 2 | Construction of chamber for 100mm sluices valve | item3 | 10 | Nos
205 | Laying of one number PVC insulated and PVC sheathed / XLPE power cable of 11KV grade of following size in the existing masonry open duct as required. | item205 | [52 empty] | 3 | Supplying, Conveying and fixing spls. Including ea | item4 | 10 | Nos
206 | upto 120 sq. mm | item206 | 10 | Mtrs. | 56 |  |  | Excess(+) | 1 | Full Conversion | INR | [40 empty] | #VALUE! | #VALUE! | #VALUE! | 1.01 | Supplying, Conveying and fixing spls. Including eart | item1 | 123.223 | Nos
207 | Above 120 sq. mm and upto 400 sq. mm | item207 | 400 | Mtrs. | 102 |  |  | Excess(+) | 1 | Full Conversion | INR | [40 empty] | #VALUE! | #VALUE! | #VALUE! | 1.02 | Construction of chamber for 100mm sluice plates | item2 | 213 | Nos
208 | Supplying of one No. 3½C x 95sq.mm. A2XFY, XLPE insulated steel armoured aluminium conductor power cable of grade 1.1 kV PVC sheathed power cables (heavy duty) confirming to IS:7098 (Part-1) aluminium conductor, steel armoured cable as reqd complete in following manners. | item208 | 250 | Mtrs. | 550 |  |  | Excess(+) | 1 | Full Conversion | INR | [40 empty] | #VALUE! | #VALUE! | #VALUE! | 2 | Construction of chamber for 100mm sluices valve | item3 | 10 | Nos
209 | Supplying of one No. 3½C x 35sq.mm. XLPE steel armoured aluminium conductor power cable of grade 1.1 kV PVC sheathed power cables (heavy duty) confirming to IS:7098 (Part-1) aluminium conductor, steel armoured cable as reqd complete in following manners. | item209 | 250 | Mtrs. | 241 |  |  | Excess(+) | 1 | Full Conversion | INR | [40 empty] | #VALUE! | #VALUE! | #VALUE! | 1.01 | Supplying, Conveying and fixing spls. Including eart | item1 | 123.223 | Nos
210 | Supplying of one No. 4C x 16sq.mm. XLPE steel armoured aluminium conductor power cable of grade 1.1 kV PVC sheathed power cables (heavy duty) confirming to IS:7098 (Part-1) aluminium conductor, steel armoured cable as reqd complete in following manners. | item210 | 500 | Mtrs. | 163 |  |  | Excess(+) | 1 | Full Conversion | INR | [40 empty] | #VALUE! | #VALUE! | #VALUE! | 1.02 | Construction of chamber for 100mm sluice plates | item2 | 213 | Nos
211 | Supplying of one No. 2C x 16sq.mm. A2XFY, XLPE insulated steel armoured aluminium conductor power cable of grade 1.1 kV PVC sheathed power cables (heavy duty) confirming to IS:7098 (Part-1) aluminium conductor, steel armoured cable as reqd complete in following manners. | item211 | 500 | Mtrs. | 122 |  |  | Excess(+) | 1 | Full Conversion | INR | [40 empty] | #VALUE! | #VALUE! | #VALUE! | 2 | Construction of chamber for 100mm sluices valve | item3 | 10 | Nos
212 | Supplying of one No. 2C x 10sq.mm. A2XFY, XLPE insulated steel armoured aluminium conductor power cable of grade 1.1 kV PVC sheathed power cables (heavy duty) confirming to IS 7098 (Part-1) aluminium conductor, steel armoured cable as reqd complete in following manners. | item212 | 500 | Mtrs. | 107 |  |  | Excess(+) | 1 | Full Conversion | INR | [40 empty] | #VALUE! | #VALUE! | #VALUE! | 3 | Supplying, Conveying and fixing spls. Including ea | item4 | 10 | Nos
213 | Supply of the 4 core x 2.5 sq.mm control cable of 1.1Kv grade armoured XLPE insulated sheathed copper Conductor as per IS:7098 (Part-1 | item213 | 700 | Mtrs. | 176 |  |  | Excess(+) | 1 | Full Conversion | INR | [40 empty] | #VALUE! | #VALUE! | #VALUE! | 1.02 | Construction of chamber for 100mm sluice plates | item2 | 213 | Nos
214 | Supply of the 7 core x 2.5 sq.mm control cable of 1.1Kv grade armoured XLPE insulated sheathed copper Conductor as per IS:7098 (Part-1 | item214 | 350 | Mtrs. | 284 |  |  | Excess(+) | 1 | Full Conversion | INR | [40 empty] | #VALUE! | #VALUE! | #VALUE! | 2 | Construction of chamber for 100mm sluices valve | item3 | 10 | Nos
215 | Supply and laying of 12x2.5sqmm PVC insulated and PVC sheathed XLPE copper conductor steel armoured controle cable of 1.1 kV grade of following size and core. | item215 | 500 | Mtrs. | 457 |  |  | Excess(+) | 1 | Full Conversion | INR | [40 empty] | #VALUE! | #VALUE! | #VALUE! | 3 | Supplying, Conveying and fixing spls. Including ea | item4 | 10 | Nos
216 | Laying of one no. number PVC insulated and PVC sheathed / XLPE power cable of 1.1 KV grade of following size direct in ground i/c excavation, sand cushioning, protective covering and refilling the trench etc as reqd. | item216 | [52 empty] | 1.01 | Supplying, Conveying and fixing spls. Including eart | item1 | 123.223 | Nos
217 | Upto 35 sq. mm | item217 | 100 | Mtrs. | 342 |  |  | Excess(+) | 1 | Full Conversion | INR | [40 empty] | #VALUE! | #VALUE! | #VALUE! | 1.02 | Construction of chamber for 100mm sluice plates | item2 | 213 | Nos
218 | Above 35 sq. mm and upto 95 sq. mm Metre | item218 | 100 | Mtrs. | 359 |  |  | Excess(+) | 1 | Full Conversion | INR | [40 empty] | #VALUE! | #VALUE! | #VALUE! | 2 | Construction of chamber for 100mm sluices valve | item3 | 10 | Nos
219 | Above 185 sq. mm and upto 400 sq. mm | item219 | 200 | Mtrs. | 420 |  |  | Excess(+) | 1 | Full Conversion | INR | [40 empty] | #VALUE! | #VALUE! | #VALUE! | 3 | Supplying, Conveying and fixing spls. Including ea | item4 | 10 | Nos
220 | Laying of one number additional PVC insulated and PVC sheathed / XLPE power cable of 1.1 KV grade of following size direct in ground in the same trench in one tier horizontal formation including excavation, sand cushioning, protective covering and refilling the trench etc as required | item220 | [52 empty] | 1.01 | Supplying, Conveying and fixing spls. Including eart | item1 | 123.223 | Nos
221 | Upto 35 sq. mm | item221 | 200 | Mtrs. | 238 |  |  | Excess(+) | 1 | Full Conversion | INR | [40 empty] | #VALUE! | #VALUE! | #VALUE! | 1.02 | Construction of chamber for 100mm sluice plates | item2 | 213 | Nos
222 | Above 35 sq. mm and upto 95 sq. mm Metre | item222 | 100 | Mtrs. | 254 |  |  | Excess(+) | 1 | Full Conversion | INR | [40 empty] | #VALUE! | #VALUE! | #VALUE! | 2 | Construction of chamber for 100mm sluices valve | item3 | 10 | Nos
223 | Above 185 sq. mm and upto 400 sq. mm | item223 | 200 | Mtrs. | 315 |  |  | Excess(+) | 1 | Full Conversion | INR | [40 empty] | #VALUE! | #VALUE! | #VALUE! | 1.01 | Supplying, Conveying and fixing spls. Including eart | item1 | 123.223 | Nos
224 | Laying of one number PVC insulated and PVC sheathed / XLPE power cable of 1.1 KV grade of following size in the existing RCC/ HUME/ METAL pipe as required | item224 | [52 empty] | 1.02 | Construction of chamber for 100mm sluice plates | item2 | 213 | Nos
225 | Upto 35 sq. mm | item225 | 750 | Mtrs. | 32 |  |  | Excess(+) | 1 | Full Conversion | INR | [40 empty] | #VALUE! | #VALUE! | #VALUE! | 2 | Construction of chamber for 100mm sluices valve | item3 | 10 | Nos
226 | Above 35 sq. mm and upto 95 sq. mm Metre | item226 | 100 | Mtrs. | 51 |  |  | Excess(+) | 1 | Full Conversion | INR | [40 empty] | #VALUE! | #VALUE! | #VALUE! | 3 | Supplying, Conveying and fixing spls. Including ea | item4 | 10 | Nos
227 | Above 185 sq. mm and upto 400 sq. mm | item227 | 100 | Mtrs. | 118 |  |  | Excess(+) | 1 | Full Conversion | INR | [40 empty] | #VALUE! | #VALUE! | #VALUE! | 1.02 | Construction of chamber for 100mm sluice plates | item2 | 213 | Nos
228 | Laying of one number PVC insulated and PVC sheathed / XLPE power cable of 1.1 KV grade of following size in the existing masonry open duct as required | item228 | [52 empty] | 2 | Construction of chamber for 100mm sluices valve | item3 | 10 | Nos
229 | Upto 35 sq. mm | item229 | 1200 | Mtrs. | 25 |  |  | Excess(+) | 1 | Full Conversion | INR | [40 empty] | #VALUE! | #VALUE! | #VALUE! | 3 | Supplying, Conveying and fixing spls. Including ea | item4 | 10 | Nos
230 | Above 35 sq. mm and upto 95 sq. mm Metre | item230 | 100 | Mtrs. | 39 |  |  | Excess(+) | 1 | Full Conversion | INR | [40 empty] | #VALUE! | #VALUE! | #VALUE! | 1.01 | Supplying, Conveying and fixing spls. Including eart | item1 | 123.223 | Nos
231 | Above 185 sq. mm and upto 400 sq. mm | item231 | 100 | Mtrs. | 102 |  |  | Excess(+) | 1 | Full Conversion | INR | [40 empty] | #VALUE! | #VALUE! | #VALUE! | 1.02 | Construction of chamber for 100mm sluice plates | item2 | 213 | Nos
232 | Laying and fixing of one number PVC insulated and PVC sheathed / XLPE power cable of 1.1 KV grade of following size on wall surface as required | item232 | [52 empty] | 2 | Construction of chamber for 100mm sluices valve | item3 | 10 | Nos
233 | Upto 35 sq. mm | item233 | 100 | Mtrs. | 48 |  |  | Excess(+) | 1 | Full Conversion | INR | [40 empty] | #VALUE! | #VALUE! | #VALUE! | 3 | Supplying, Conveying and fixing spls. Including ea | item4 | 10 | Nos
234 | Above 35 sq. mm and upto 95 sq. mm Metre | item234 | 100 | Mtrs. | 115 |  |  | Excess(+) | 1 | Full Conversion | INR | [40 empty] | #VALUE! | #VALUE! | #VALUE! | 1.01 | Supplying, Conveying and fixing spls. Including eart | item1 | 123.223 | Nos
235 | Above 185 sq. mm and upto 400 sq. mm | item235 | 100 | Mtrs. | 200 |  |  | Excess(+) | 1 | Full Conversion | INR | [40 empty] | #VALUE! | #VALUE! | #VALUE! | 1.02 | Construction of chamber for 100mm sluice plates | item2 | 213 | Nos
236 | Providing, laying and fixing following dia RCC pipe NP2 class (light duty) in ground complete with RCC collars, jointing with cement mortar 1:2 (1 cement : 2 fine sand) including trenching (75 cm deep) and refilling etc. as required. | item236 | [52 empty] | 2 | Construction of chamber for 100mm sluices valve | item3 | 10 | Nos
237 | 150 mm dia | item237 | 350 | Mtrs. | 641 |  |  | Excess(+) | 1 | Full Conversion | INR | [40 empty] | #VALUE! | #VALUE! | #VALUE! | 1.01 | Supplying, Conveying and fixing spls. Including eart | item1 | 123.223 | Nos
238 | Providing, laying and fixing following dia G.I. pipe (medium class) in ground complete with G.I. fittings including trenching (75 cm deep)and re-filling etc. as required | item238 | [52 empty] | 1.02 | Construction of chamber for 100mm sluice plates | item2 | 213 | Nos
239 | 50 mm Dia | item239 | 250 | Mtrs. | 675 |  |  | Excess(+) | 1 | Full Conversion | INR | [40 empty] | #VALUE! | #VALUE! | #VALUE! | 2 | Construction of chamber for 100mm sluices valve | item3 | 10 | Nos
240 | 80 mm Dia | item240 | 250 | Mtrs. | 922 |  |  | Excess(+) | 1 | Full Conversion | INR | [40 empty] | #VALUE! | #VALUE! | #VALUE! | 3 | Supplying, Conveying and fixing spls. Including ea | item4 | 10 | Nos
241 | 100 mm Dia | item241 | 500 | Mtrs. | 1600 |  |  | Excess(+) | 1 | Full Conversion | INR | [40 empty] | #VALUE! | #VALUE! | #VALUE! | 1.02 | Construction of chamber for 100mm sluice plates | item2 | 213 | Nos
242 | Supplying and laying Insulating mat "Shock safe" in front of electrical panels, complete as requied rubber mat of standard size 3.0 mm thick for up to 22kV class B confirming to IS 15652 as required complete. | item242 | 60 | Sq. Mtrs | 1333 |  |  | Excess(+) | 1 | Full Conversion | INR | [40 empty] | #VALUE! | #VALUE! | #VALUE! | 2 | Construction of chamber for 100mm sluices valve | item3 | 10 | Nos
243 | Supplying and making indoor cable end termination with heat shrinkable jointing kit complete with all accessories including lugs suitable for following size of 3 core, XLPE aluminium conductor cable of 11 kV grade as required | item243 | [52 empty] | 3 | Supplying, Conveying and fixing spls. Including ea | item4 | 10 | Nos
244 | 95 Sq.mm | item244 | 6 | Nos. | 10845 |  |  | Excess(+) | 1 | Full Conversion | INR | [40 empty] | #VALUE! | #VALUE! | #VALUE! | 1.01 | Supplying, Conveying and fixing spls. Including eart | item1 | 123.223 | Nos
245 | 185 sq.mm | item245 | 4 | Nos. | 15452 |  |  | Excess(+) | 1 | Full Conversion | INR | [40 empty] | #VALUE! | #VALUE! | #VALUE! | 1.02 | Construction of chamber for 100mm sluice plates | item2 | 213 | Nos
246 | 240 sq.mm. | item246 | 14 | Nos. | 14389 |  |  | Excess(+) | 1 | Full Conversion | INR | [40 empty] | #VALUE! | #VALUE! | #VALUE! | 2 | Construction of chamber for 100mm sluices valve | item3 | 10 | Nos
247 | Supplying and making indoor end termination with brass compression gland and aluminium lugs for following size of PVC insulated and PVC sheathed / XLPE aluminium conductor cable/control cable of 1.1 KV grade as required. | item247 | [52 empty] | 3 | Supplying, Conveying and fixing spls. Including ea | item4 | 10 | Nos
248 | 2 x 10 Sq.mm (with Aluminium Lugs) | item248 | 25 | Nos. | 213 |  |  | Excess(+) | 1 | Full Conversion | INR | [40 empty] | #VALUE! | #VALUE! | #VALUE! | 1.01 | Supplying, Conveying and fixing spls. Including eart | item1 | 123.223 | Nos
249 | 2 x 16 Sq.mm (with Aluminium Lugs) | item249 | 25 | Nos. | 226 |  |  | Excess(+) | 1 | Full Conversion | INR | [40 empty] | #VALUE! | #VALUE! | #VALUE! | 1.02 | Construction of chamber for 100mm sluice plates | item2 | 213 | Nos
250 | 3½ C x 35 sq.mm. (with Aluminium Lugs) | item250 | 6 | Nos. | 327 |  |  | Excess(+) | 1 | Full Conversion | INR | [40 empty] | #VALUE! | #VALUE! | #VALUE! | 2 | Construction of chamber for 100mm sluices valve | item3 | 10 | Nos
251 | 3½ C x 95 sq.mm. (with Aluminium Lugs) | item251 | 6 | Nos. | 521 |  |  | Excess(+) | 1 | Full Conversion | INR | [40 empty] | #VALUE! | #VALUE! | #VALUE! | 1.01 | Supplying, Conveying and fixing spls. Including eart | item1 | 123.223 | Nos
252 | 3½ C x 150 sq.mm. (with Aluminium Lugs) | item252 | 6 | Nos. | 617 |  |  | Excess(+) | 1 | Full Conversion | INR | [40 empty] | #VALUE! | #VALUE! | #VALUE! | 1.02 | Construction of chamber for 100mm sluice plates | item2 | 213 | Nos
253 | 4 C x 2.5 sqmm (with copper Lugs) | item253 | 20 | Nos. | 500 |  |  | Excess(+) | 1 | Full Conversion | INR | [40 empty] | #VALUE! | #VALUE! | #VALUE! | 2 | Construction of chamber for 100mm sluices valve | item3 | 10 | Nos
254 | 7 C x 2.5 sqmm (with copper Lugs) | item254 | 20 | Nos. | 500 |  |  | Excess(+) | 1 | Full Conversion | INR | [40 empty] | #VALUE! | #VALUE! | #VALUE! | 3 | Supplying, Conveying and fixing spls. Including ea | item4 | 10 | Nos
255 | 12 C x 2.5 sqmm (with copper Lugs) | item255 | 24 | Nos. | 500 |  |  | Excess(+) | 1 | Full Conversion | INR | [40 empty] | #VALUE! | #VALUE! | #VALUE! | 1.02 | Construction of chamber for 100mm sluice plates | item2 | 213 | Nos
256 | Supplying and making outdoor end termination with heat shrinkable jointing kit complete with all accessories including lugs suitable for following size XLPE aluminium conductor cable of 1.1KV grade as required. | item256 | [52 empty] | 2 | Construction of chamber for 100mm sluices valve | item3 | 10 | Nos
257 | 2 X 16 sq. mm | item257 | 16 | Each | 1160 |  |  | Excess(+) | 1 | Full Conversion | INR | [40 empty] | #VALUE! | #VALUE! | #VALUE! | 3 | Supplying, Conveying and fixing spls. Including ea | item4 | 10 | Nos
258 | 4 X 16 sq. mm | item258 | 16 | Each | 1248 |  |  | Excess(+) | 1 | Full Conversion | INR | [40 empty] | #VALUE! | #VALUE! | #VALUE! | 1.01 | Supplying, Conveying and fixing spls. Including eart | item1 | 123.223 | Nos
259 | Supplying and making outdoor end termination with heat shrinkable jointing kit complete with all accessories includin lugs suitable for following size of 3 core XLPE aluminium conductor cable of 33 KV grade as required. | item259 | [52 empty] | 1.02 | Construction of chamber for 100mm sluice plates | item2 | 213 | Nos
260 | 300 - 400 Sq.mm | item260 | 24 | Each | 47828 |  |  | Excess(+) | 1 | Full Conversion | INR | [40 empty] | #VALUE! | #VALUE! | #VALUE! | 2 | Construction of chamber for 100mm sluices valve | item3 | 10 | Nos
261 | Supplying and making straight through cable jointing kit with heat shrinkable jointing kit complete with all accessories including lugs suitable for following size of 3 core, XLPE aluminium conductor cable of 33 kV grade as require | item261 | [52 empty] | 3 | Supplying, Conveying and fixing spls. Including ea | item4 | 10 | Nos
262 | 300-400 Sq.mm | item262 | 15 | Each | 113252 |  |  | Excess(+) | 1 | Full Conversion | INR | [40 empty] | #VALUE! | #VALUE! | #VALUE! | 1.01 | Supplying, Conveying and fixing spls. Including eart | item1 | 123.223 | Nos
263 | Providing and making steel pole collar with cement concrete (1 cement : 3 coarse sand : 6 stone aggregate 20mm) of specified size and shape including form work, plastering if required, curing etc as required. (volume of pole/ pipe not to be deducted) | item263 | 2 | Cum | 7204 |  |  | Excess(+) | 1 | Full Conversion | INR | [40 empty] | #VALUE! | #VALUE! | #VALUE! | 1.02 | Construction of chamber for 100mm sluice plates | item2 | 213 | Nos
264 | Providing and laying in position cement concrete 1:2:4 (1 cement : 2 coarse sand : 4 graded stone aggregate 20 mm nominal size) in foundation of Transformer and other SS equipments etc including form work etc as required. | item264 | 20 | Cum | 7204 |  |  | Excess(+) | 1 | Full Conversion | INR | [40 empty] | #VALUE! | #VALUE! | #VALUE! | 2 | Construction of chamber for 100mm sluices valve | item3 | 10 | Nos
265 | Supplying laying leveling raming dressing of graded stone aggregate 20 mm nominal size for 33/11 Kv substations yard area as per IS 5613 complete as required and as directed by the EIC. | item265 | 40 | Cum | 3128 |  |  | Excess(+) | 1 | Full Conversion | INR | [40 empty] | #VALUE! | #VALUE! | #VALUE! | 1.01 | Supplying, Conveying and fixing spls. Including eart | item1 | 123.223 | Nos
266 | Supplying laying leveling raming dressing of graded stone aggregate 40 mm nominal size for 33/11 Kv substations yard area as per IS 5613 complete as required and as directed by the EIC. | item266 | 40 | Cum | 3447 |  |  | Excess(+) | 1 | Full Conversion | INR | [40 empty] | #VALUE! | #VALUE! | #VALUE! | 1.02 | Construction of chamber for 100mm sluice plates | item2 | 213 | Nos
267 | Supplying laying leveling raming dressing of coarse sand (zone-III) including dressing for 33/11 Kv substations yard area as per IS 5613 complete as required and as directed by the EIC. | item267 | 70 | Cum | 3554 |  |  | Excess(+) | 1 | Full Conversion | INR | [40 empty] | #VALUE! | #VALUE! | #VALUE! | 2 | Construction of chamber for 100mm sluices valve | item3 | 10 | Nos
268 | Dismantling of pole/ street light standard/ strut embedded in cement concrete foundation etc. in existing 33 KV SS as required. | item268 | 10 | Each | 2357 |  |  | Excess(+) | 1 | Full Conversion | INR | [40 empty] | #VALUE! | #VALUE! | #VALUE! | 3 | Supplying, Conveying and fixing spls. Including ea | item4 | 10 | Nos
269 | Erection of pole top/ straight two wire/ V shape two wire, angle iron/ channel iron, cross arm on steel tubular/ rail/ PCC pole for 11/22/33 KV as required. | item269 | 10 | Set | 495 |  |  | Excess(+) | 1 | Full Conversion | INR | [40 empty] | #VALUE! | #VALUE! | #VALUE! | 1.02 | Construction of chamber for 100mm sluice plates | item2 | 213 | Nos
270 | Supplying and erection of galvanised stay set for 33 KV over head lines complete with 19/ 20 mm dia X 1.8 metres long stay rod, anchor plate of size 45 cm X 45 cm X 7.5 mm thick, thimble, stay clamps, turn buckle ( 20 mm X 600 mm ), 7/ 4.00 mm dia G.I. stay wire and 33 KV strain insulator etc in cement concrete 1:3:6 (1 cement : 3 coarse sand : 6 graded stone aggregate 40 mm nominal size ) foundation including excavation and refilling etc. as required. | item270 | 22 | Set | 4841 |  |  | Excess(+) | 1 | Full Conversion | INR | [40 empty] | #VALUE! | #VALUE! | #VALUE! | 2 | Construction of chamber for 100mm sluices valve | item3 | 10 | Nos
271 | Supplying and erection of 33 KV pin insulator complete with large steel head G.I. pin, nuts, washers etc. as required. | item271 | 50 | Set | 730 |  |  | Excess(+) | 1 | Full Conversion | INR | [40 empty] | #VALUE! | #VALUE! | #VALUE! | 3 | Supplying, Conveying and fixing spls. Including ea | item4 | 10 | Nos
272 | Supplying and erection of a set of four 11kV, 70KN disc insulator for 33 kV over head lines with galvanised insulator fittings, ball and socket type and complete with galvanised strain clamps, bolts, nuts, washers etc as required. | item272 | 6 | Set | 2502 |  |  | Excess(+) | 1 | Full Conversion | INR | [40 empty] | #VALUE! | #VALUE! | #VALUE! | 1.01 | Supplying, Conveying and fixing spls. Including eart | item1 | 123.223 | Nos
273 | Supplying and laying of following size DWC HDPE pipe ISI marked along with all accessories like socket, bend, couplers etc. conforming to IS 14930, Part II complete with fitting and cutting, jointing etc.direct in ground (75 cm below ground level) including excavation and refilling the trench but excluding sand cushioning and protective covering etc., complete as required. | item273 | [52 empty] | 1.02 | Construction of chamber for 100mm sluice plates | item2 | 213 | Nos
274 | 63 mm dia (OD-63 mm & ID-51 mm nominal) | item274 | 500 | Mtrs. | 219 |  |  | Excess(+) | 1 | Full Conversion | INR | [40 empty] | #VALUE! | #VALUE! | #VALUE! | 2 | Construction of chamber for 100mm sluices valve | item3 | 10 | Nos
275 | Steel work welded reinforcment in built up sections/framed work, including cutting, hoisting, fixing in position and applying a priming coat of approved steel primer using structural steel etc as required. | item275 | [52 empty] | 3 | Supplying, Conveying and fixing spls. Including ea | item4 | 10 | Nos
276 | In gratings, frames, guard bar, ladder, railing, brackets, gates and similar works | item276 | 9000 | Kg. | 152 |  |  | Excess(+) | 1 | Full Conversion | INR | [40 empty] | #VALUE! | #VALUE! | #VALUE! | 1.01 | Supplying, Conveying and fixing spls. Including eart | item1 | 123.223 | Nos
277 | Fabrication, supplying & fixing of box of required size made out of 2mm thick CRCA sheet duly powder coated & openable from top-bottom or front required & fixing the same complete as required. | item277 | 200 | Kg. | 256 |  |  | Excess(+) | 1 | Full Conversion | INR | [40 empty] | #VALUE! | #VALUE! | #VALUE! | 1.02 | Construction of chamber for 100mm sluice plates | item2 | 213 | Nos
278 | Digging trench for taking out cable and refilling , watering ,ramming the sameafter taking out cable as reqd complete.cable size up to 400Sq.mm | item278 | 300 | Mtrs. | 146 |  |  | Excess(+) | 1 | Full Conversion | INR | [40 empty] | #VALUE! | #VALUE! | #VALUE! | 2 | Construction of chamber for 100mm sluices valve | item3 | 10 | Nos
279 | Lifting removing cable up to 400 sq.mm. size from trench/clamps, making role & depositing the same in departmental store I/c cartage. | item279 | 300 | Mtrs. | 139 |  |  | Excess(+) | 1 | Full Conversion | INR | [40 empty] | #VALUE! | #VALUE! | #VALUE! | 1.01 | Supplying, Conveying and fixing spls. Including eart | item1 | 123.223 | Nos
280 | Dismentling of brass compression type gland up to 400 sq. mm. Cable | item280 | 40 | Nos. | 202 |  |  | Excess(+) | 1 | Full Conversion | INR | [40 empty] | #VALUE! | #VALUE! | #VALUE! | 1.02 | Construction of chamber for 100mm sluice plates | item2 | 213 | Nos
281 | Supplying and fixing carbon diaxide ( CO2) type fire extingushers confirming to IS 2878:1976 and cylinder fully charged of following capacity. | item281 | [52 empty] | 2 | Construction of chamber for 100mm sluices valve | item3 | 10 | Nos
282 | 4.5 Kg. fire extinguisher wall mounted | item282 | 10 | Nos. | 6951 |  |  | Excess(+) | 1 | Full Conversion | INR | [40 empty] | #VALUE! | #VALUE! | #VALUE! | 3 | Supplying, Conveying and fixing spls. Including ea | item4 | 10 | Nos
283 | 9 Kg. fire extinguisher trolly mounted | item283 | 10 | Nos. | 15250 |  |  | Excess(+) | 1 | Full Conversion | INR | [40 empty] | #VALUE! | #VALUE! | #VALUE! | 1.02 | Construction of chamber for 100mm sluice plates | item2 | 213 | Nos
284 | Supply,fixing of 4 no's FIRE bucket 9.5 liters capacity GI bucket i/c filling sand, painted in post office red clour with prior coat of red oxide paint and writte with white paint 'FIRE' and mounted on MS angle iron frame with bracket with 35 x 35x 5 mm size angle in required shape,1.5mm MS sheet shed covered i/c cutting, welding, as standard specified suitable for Electrical substations & as directed by EIC. | item284 | 5 | Set | 6481 |  |  | Excess(+) | 1 | Full Conversion | INR | [40 empty] | #VALUE! | #VALUE! | #VALUE! | 2 | Construction of chamber for 100mm sluices valve | item3 | 10 | Nos
285 | Fixtures & fittings for 33 KV Control room Building | item285 | [52 empty] | 3 | Supplying, Conveying and fixing spls. Including ea | item4 | 10 | Nos
286 | Supplying and fixing exhaust fan 450 mm sweep (18") with louvers/ shutter in existing opening including connections, testing & commissioning etc. as reqd. | item286 | 10 | Each | 7933 |  |  | Excess(+) | 1 | Full Conversion | INR | [40 empty] | #VALUE! | #VALUE! | #VALUE! | 1.01 | Supplying, Conveying and fixing spls. Including eart | item1 | 123.223 | Nos
287 | Supply and fixing of 1 X 20W LED fitting, IP20 , 2000 lumen output, 6500k, aluminium housing, polycarbonate cover, surface mounted, 140V-270V operating Volt. etc. complete with all fixing accessories as required complete. | item287 | 25 | Each | 895 |  |  | Excess(+) | 1 | Full Conversion | INR | [40 empty] | #VALUE! | #VALUE! | #VALUE! | 1.02 | Construction of chamber for 100mm sluice plates | item2 | 213 | Nos
288 | Supply and installation testing and commissioning of 36W LED 2'x2' fittings surface mounted, IP20, 3300 Lumens colour temperature 6500 K, with metallic CRCA powder coated housing cover high efficiency diffuser, THD less than10, power factor above 0.9. | item288 | 40 | Each | 5674 |  |  | Excess(+) | 1 | Full Conversion | INR | [40 empty] | #VALUE! | #VALUE! | #VALUE! | 2 | Construction of chamber for 100mm sluices valve | item3 | 10 | Nos
289 | Supply and fixing testing and commissioning of 40 Watt garden light/ postop lanterndecorative post top for 360 degree indirect light with IP65 protection resistance to impact and corrosion Gkare free and better uiniformity with high power LEDs, luminaires on the existing pole as required complete. | item289 | 10 | Each | 11422 |  |  | Excess(+) | 1 | Full Conversion | INR | [40 empty] | #VALUE! | #VALUE! | #VALUE! | 3 | Supplying, Conveying and fixing spls. Including ea | item4 | 10 | Nos
290 | Supply and installation testing and commissioning of 18W LED round and square surface mounted LED panel PDC alluminium housing and high transiucent, IP20, 2000 Lumens colour temperature 6500 K, with metallic CRCA powder coated housing cover high efficiency diffuser, THD less than10, power factor above 0.9 complete as required. | item290 | 25 | Each | 2075 |  |  | Excess(+) | 1 | Full Conversion | INR | [40 empty] | #VALUE! | #VALUE! | #VALUE! | 1.01 | Supplying, Conveying and fixing spls. Including eart | item1 | 123.223 | Nos
291 | S/F testing commissioning of street light Luminaires. Endura sundown 60W LED , die-cast aluminium IP66,make:havells or its equvalent, on the existing street light pole complete as required. | item291 | 10 | Each | 4375 |  |  | Excess(+) | 1 | Full Conversion | INR | [40 empty] | #VALUE! | #VALUE! | #VALUE! | 1.02 | Construction of chamber for 100mm sluice plates | item2 | 213 | Nos
292 | Supply / fixing , testing & commissioning of 200W Tango LED Flood Light with Best in class Lens Design & Optical integration" is a Flood lighting luminaire with Single Die ceramic base high power LED, PDC Housing & integrated flood optics (SWB, NB, AMB, SMB, SWB) to ensure uniform distribution maintenance free system, ideal for sports lighting, area lighting and high mast lighting as required complete LED make Phillips only | item292 | 10 | Each | 15567 |  |  | Excess(+) | 1 | Full Conversion | INR | [40 empty] | #VALUE! | #VALUE! | #VALUE! | 2 | Construction of chamber for 100mm sluices valve | item3 | 10 | Nos
293 | Supplying and fixing of 32 mm dia X 2.00 metres long G.I. pipe (medium class) bracket for mounting of fluorescent / HPMV / HPSV street light fitting on pole including bending the pipe to the required shape, 2 nos 40 mm X 3 mm flat iron clamps with nuts, bolts and washer, painting the flat iron with primer and finish paint etc. as required. | item293 | 10 | Each | 1308 |  |  | Excess(+) | 1 | Full Conversion | INR | [40 empty] | #VALUE! | #VALUE! | #VALUE! | 1.01 | Supplying, Conveying and fixing spls. Including eart | item1 | 123.223 | Nos
294 | Supply, installation testing and commissioning of 5 star rating ceiling fan 1200mm sweep, 320 rpm, 230 CMM air delivery full copper wound motor, white powder coated, without regulator with down rod of standard length (up to 30cm) with 1.5 sqmm PVC copper single core wire. etc as required complete. | item294 | 20 | Each | 3653 |  |  | Excess(+) | 1 | Full Conversion | INR | [40 empty] | #VALUE! | #VALUE! | #VALUE! | 1.02 | Construction of chamber for 100mm sluice plates | item2 | 213 | Nos
295 | Numbering of ceiling fan/exhaust fan / street light poles fitting/ as reqd. | item295 | 100 | Each | 51 |  |  | Excess(+) | 1 | Full Conversion | INR | [40 empty] | #VALUE! | #VALUE! | #VALUE! | 2 | Construction of chamber for 100mm sluices valve | item3 | 10 | Nos
296 | S&F extra down rod of 10 cm length seam less conduit pipe, 15 mm dia heavy gauge, I/c painting etc. as reqd. (Note: More than 5cm length shall be rounded off to the nearest 10 cm and 5 cm or less shall be ignored). | item296 | 20 | Each | 40 |  |  | Excess(+) | 1 | Full Conversion | INR | [40 empty] | #VALUE! | #VALUE! | #VALUE! | 3 | Supplying, Conveying and fixing spls. Including ea | item4 | 10 | Nos
297 | Supply & fixing of 65 mm dia.'B' class GI pole 4.5 mtr. Long for post top lantern i/c bas plate 300 x 300 x 3mm GI reducer & nipple for mounting the fitting with painting etc. grouting in cement concrete 1: 3: 6 (1 cement : 3 coarse sand : 6 grade stone aggregate 40mm complete as reqd. | item297 | 10 | Each | 9106 |  |  | Excess(+) | 1 | Full Conversion | INR | [40 empty] | #VALUE! | #VALUE! | #VALUE! | 1.02 | Construction of chamber for 100mm sluice plates | item2 | 213 | Nos
298 | Supplying and erection of ST pole 14.5 mtr. long (410-SP-75) with base plate 6mm thick and 450 mm x 450mm x 6mm size & cap i/c CC foundation complete 1:3:6 ( 1 cement:3 coarse sand:6 stone aggr. 40mm size). duly painted with 2 coats of good quality aluminium paint. | item298 | 6 | Each | 15055 |  |  | Excess(+) | 1 | Full Conversion | INR | [40 empty] | #VALUE! | #VALUE! | #VALUE! | 2 | Construction of chamber for 100mm sluices valve | item3 | 10 | Nos
299 | Internal wiring | item299 | [52 empty] | 3 | Supplying, Conveying and fixing spls. Including ea | item4 | 10 | Nos
300 | Wiring for light point/ fan point/ exhaust fan point/ call bell point with 1.5 sq.mm FRLS PVC insulated copper conductor single core cable in surface / recessed steel conduit, with modular switch, modular plate, suitable GI box and Earthing the point with 1.5 sq.mm. FRLS PVC insulated copper conductor single core cable etc. as required. | item300 | [52 empty] | 1.01 | Supplying, Conveying and fixing spls. Including eart | item1 | 123.223 | Nos
301 | Group C | item301 | 60 | Points | 1634 |  |  | Excess(+) | 1 | Full Conversion | INR | [40 empty] | #VALUE! | #VALUE! | #VALUE! | 1.02 | Construction of chamber for 100mm sluice plates | item2 | 213 | Nos
302 | Wiring for group controlled (looped) light point/fan point/exhaust fan point/ call bell point (without independent switch etc.) with 1.5 sq. mm FRLS PVC insulated copper conductor single core cable in surface/ recessed steel conduit, and Earthing the point with 1.5 sq. mm FRLS PVC insulated copper conductor single core cable etc. as required. | item302 | [52 empty] | 2 | Construction of chamber for 100mm sluices valve | item3 | 10 | Nos
303 | Group B | item303 | 30 | Points | 831 |  |  | Excess(+) | 1 | Full Conversion | INR | [40 empty] | #VALUE! | #VALUE! | #VALUE! | 3 | Supplying, Conveying and fixing spls. Including ea | item4 | 10 | Nos
304 | Group C | item304 | 30 | Points | 969 |  |  | Excess(+) | 1 | Full Conversion | INR | [40 empty] | #VALUE! | #VALUE! | #VALUE! | 1.01 | Supplying, Conveying and fixing spls. Including eart | item1 | 123.223 | Nos
305 | Wiring for circuit/ submain wiring alongwith earth wire with the following sizes of FRLSH PVC insulated copper conductor, single core cable in surface/ recessed steel conduit as required | item305 | [52 empty] | 1.02 | Construction of chamber for 100mm sluice plates | item2 | 213 | Nos
306 | 2 X 1.5 sq. mm + 1 X 1.5 sq. mm earth wire | item306 | 100 | Mtrs. | 290 |  |  | Excess(+) | 1 | Full Conversion | INR | [40 empty] | #VALUE! | #VALUE! | #VALUE! | 2 | Construction of chamber for 100mm sluices valve | item3 | 10 | Nos
307 | 2 X 2.5 sq. mm + 1 X 2.5 sq. mm earth wire | item307 | 100 | Mtrs. | 327 |  |  | Excess(+) | 1 | Full Conversion | INR | [40 empty] | #VALUE! | #VALUE! | #VALUE! | 1.01 | Supplying, Conveying and fixing spls. Including eart | item1 | 123.223 | Nos
308 | 2 X 4 sq. mm + 1 X 4 sq. mm earth wire | item308 | 300 | Mtrs. | 379 |  |  | Excess(+) | 1 | Full Conversion | INR | [40 empty] | #VALUE! | #VALUE! | #VALUE! | 1.02 | Construction of chamber for 100mm sluice plates | item2 | 213 | Nos
309 | 4 X 4 sq. mm + 2 X 4 sq. mm earth wire | item309 | 100 | Mtrs. | 600 |  |  | Excess(+) | 1 | Full Conversion | INR | [40 empty] | #VALUE! | #VALUE! | #VALUE! | 2 | Construction of chamber for 100mm sluices valve | item3 | 10 | Nos
310 | 4 X 10 sq. mm + 2 X 6 sq. mm earth wire | item310 | 100 | Mtrs. | 1032 |  |  | Excess(+) | 1 | Full Conversion | INR | [40 empty] | #VALUE! | #VALUE! | #VALUE! | 3 | Supplying, Conveying and fixing spls. Including ea | item4 | 10 | Nos
311 | Supplying and drawing following sizes of FRLS PVC insulated copper conductor, single core cable in the existing surface/ recessed steel / PVC conduit as required. | item311 | [52 empty] | 1.02 | Construction of chamber for 100mm sluice plates | item2 | 213 | Nos
312 | 1x 1.5 sqmm | item312 | 100 | Mtrs. | 39 |  |  | Excess(+) | 1 | Full Conversion | INR | [40 empty] | #VALUE! | #VALUE! | #VALUE! | 2 | Construction of chamber for 100mm sluices valve | item3 | 10 | Nos
313 | 4 x 1.5 sqmm | item313 | 100 | Mtrs. | 106 |  |  | Excess(+) | 1 | Full Conversion | INR | [40 empty] | #VALUE! | #VALUE! | #VALUE! | 3 | Supplying, Conveying and fixing spls. Including ea | item4 | 10 | Nos
314 | 4 x 4.0 sqmm | item314 | 100 | Mtrs. | 243 |  |  | Excess(+) | 1 | Full Conversion | INR | [40 empty] | #VALUE! | #VALUE! | #VALUE! | 1.01 | Supplying, Conveying and fixing spls. Including eart | item1 | 123.223 | Nos
315 | 6 x 6 sq. mm | item315 | 100 | Mtrs. | 529 |  |  | Excess(+) | 1 | Full Conversion | INR | [40 empty] | #VALUE! | #VALUE! | #VALUE! | 1.02 | Construction of chamber for 100mm sluice plates | item2 | 213 | Nos
316 | Supplying and drawing of following sizes of FRLSH PVC insulated copper conductor, 3 core round cable of following size in the existing surface/ recessed steel/ PVC conduit as required. | item316 | [52 empty] | 2 | Construction of chamber for 100mm sluices valve | item3 | 10 | Nos
317 | 1.5 sq. mm | item317 | 100 | Mtrs. | 95 |  |  | Excess(+) | 1 | Full Conversion | INR | [40 empty] | #VALUE! | #VALUE! | #VALUE! | 3 | Supplying, Conveying and fixing spls. Including ea | item4 | 10 | Nos
318 | S & F 40 amp to 63 amp rating 240 volts 'C' curve 10 kA MCB of following pole in the existing MCB DB complete with connection, testing & commissioning etc as reqd. ( legrand) | item318 | [52 empty] | 1.01 | Supplying, Conveying and fixing spls. Including eart | item1 | 123.223 | Nos
319 | Triple Pole | item319 | 5 | Nos. | 1822 |  |  | Excess(+) | 1 | Full Conversion | INR | [40 empty] | #VALUE! | #VALUE! | #VALUE! | 1.02 | Construction of chamber for 100mm sluice plates | item2 | 213 | Nos
320 | Four Pole | item320 | 5 | Nos. | 2333 |  |  | Excess(+) | 1 | Full Conversion | INR | [40 empty] | #VALUE! | #VALUE! | #VALUE! | 2 | Construction of chamber for 100mm sluices valve | item3 | 10 | Nos
321 | Providing and fixing circular/ Hexagonal cast iron or M.S. sheet box for ceiling fan clamp, of internal dia 140 mm, 73 mm height, top lid of 1.5 mm thick M.S. sheet with its top surface hacked for proper bonding, top lid shall be screwed into the cast iron/ M.S. sheet box by means of 3.3 mm dia round headed screws, one lock at the corners. Clamp shall be made of 12 mm dia M.S. bar bent to shape as per standard drawing. | item321 | 20 | Each | 195 |  |  | Excess(+) | 1 | Full Conversion | INR | [40 empty] | #VALUE! | #VALUE! | #VALUE! | 1.01 | Supplying, Conveying and fixing spls. Including eart | item1 | 123.223 | Nos
322 | Supplying and fixing of following sizes of steel conduit along with accessories in surface / recess including painting in case of surface conduct, or cutting the wall and making good the same in case of recessed conduit as required. | item322 | [52 empty] | 1.02 | Construction of chamber for 100mm sluice plates | item2 | 213 | Nos
323 | 20mm dia 16 SWG | item323 | 100 | Mtrs. | 198 |  |  | Excess(+) | 1 | Full Conversion | INR | [40 empty] | #VALUE! | #VALUE! | #VALUE! | 2 | Construction of chamber for 100mm sluices valve | item3 | 10 | Nos
324 | 25mm dia 16 SWG | item324 | 100 | Mtrs. | 226 |  |  | Excess(+) | 1 | Full Conversion | INR | [40 empty] | #VALUE! | #VALUE! | #VALUE! | 3 | Supplying, Conveying and fixing spls. Including ea | item4 | 10 | Nos
325 | 32 mm dia 16 SWG | item325 | 100 | Mtrs. | 289 |  |  | Excess(+) | 1 | Full Conversion | INR | [40 empty] | #VALUE! | #VALUE! | #VALUE! | 1.02 | Construction of chamber for 100mm sluice plates | item2 | 213 | Nos
326 | Supplying and fixing following size/ modules, GI box alongwith modular base & cover plate for modular switches in recess etc as required. | item326 | [52 empty] | 2 | Construction of chamber for 100mm sluices valve | item3 | 10 | Nos
327 | 3 Module (100mmX75mm) | item327 | 20 | Each | 290 |  |  | Excess(+) | 1 | Full Conversion | INR | [40 empty] | #VALUE! | #VALUE! | #VALUE! | 3 | Supplying, Conveying and fixing spls. Including ea | item4 | 10 | Nos
328 | 6 Module (200mmX75mm) | item328 | 10 | Each | 356 |  |  | Excess(+) | 1 | Full Conversion | INR | [40 empty] | #VALUE! | #VALUE! | #VALUE! | 1.01 | Supplying, Conveying and fixing spls. Including eart | item1 | 123.223 | Nos
329 | Supplying and fixing metal box of following sizes (nominal size) on surface or in recess with suitable size of phenolic laminated sheet cover in front including painting etc. as reqd. | item329 | [52 empty] | 1.02 | Construction of chamber for 100mm sluice plates | item2 | 213 | Nos
330 | 180 x 100 x 60 mm deep | item330 | 10 | Each | 217 |  |  | Excess(+) | 1 | Full Conversion | INR | [40 empty] | #VALUE! | #VALUE! | #VALUE! | 2 | Construction of chamber for 100mm sluices valve | item3 | 10 | Nos
331 | 200 x 250 x 75 mm deep | item331 | 10 | Each | 432 |  |  | Excess(+) | 1 | Full Conversion | INR | [40 empty] | #VALUE! | #VALUE! | #VALUE! | 3 | Supplying, Conveying and fixing spls. Including ea | item4 | 10 | Nos
332 | 250 x 300 x 100mm deep | item332 | 10 | Each | 579 |  |  | Excess(+) | 1 | Full Conversion | INR | [40 empty] | #VALUE! | #VALUE! | #VALUE! | 1.01 | Supplying, Conveying and fixing spls. Including eart | item1 | 123.223 | Nos
333 | Supplying and fixing following modular switch/ socket on the existing modular plate & switch box including connections but excluding modular plate etc. as required | item333 | [52 empty] | 1.02 | Construction of chamber for 100mm sluice plates | item2 | 213 | Nos
334 | 5/6 amp switch | item334 | 25 | Each | 91 |  |  | Excess(+) | 1 | Full Conversion | INR | [40 empty] | #VALUE! | #VALUE! | #VALUE! | 2 | Construction of chamber for 100mm sluices valve | item3 | 10 | Nos
335 | 15/16 amp switch | item335 | 25 | Each | 138 |  |  | Excess(+) | 1 | Full Conversion | INR | [40 empty] | #VALUE! | #VALUE! | #VALUE! | 1.01 | Supplying, Conveying and fixing spls. Including eart | item1 | 123.223 | Nos
336 | 3 pin 5/6 amp socket outlet | item336 | 25 | Each | 108 |  |  | Excess(+) | 1 | Full Conversion | INR | [40 empty] | #VALUE! | #VALUE! | #VALUE! | 1.02 | Construction of chamber for 100mm sluice plates | item2 | 213 | Nos
337 | 6 pin 15/16 Amp. Socket outlet | item337 | 25 | Each | 175 |  |  | Excess(+) | 1 | Full Conversion | INR | [40 empty] | #VALUE! | #VALUE! | #VALUE! | 2 | Construction of chamber for 100mm sluices valve | item3 | 10 | Nos
338 | Telephone socket outlet | item338 | 5 | Each | 131 |  |  | Excess(+) | 1 | Full Conversion | INR | [40 empty] | #VALUE! | #VALUE! | #VALUE! | 3 | Supplying, Conveying and fixing spls. Including ea | item4 | 10 | Nos
339 | stepped type fan regulator | item339 | 20 | Each | 327 |  |  | Excess(+) | 1 | Full Conversion | INR | [40 empty] | #VALUE! | #VALUE! | #VALUE! | 1.02 | Construction of chamber for 100mm sluice plates | item2 | 213 | Nos
340 | modular blanking plate | item340 | 20 | Each | 35 |  |  | Excess(+) | 1 | Full Conversion | INR | [40 empty] | #VALUE! | #VALUE! | #VALUE! | 2 | Construction of chamber for 100mm sluices valve | item3 | 10 | Nos
341 | Supplying and fixing 3 pin, 5 amp. ceiling rose on the existing junction box/wooden block I/c connection etc. as reqd. | item341 | 30 | Each | 77 |  |  | Excess(+) | 1 | Full Conversion | INR | [40 empty] | #VALUE! | #VALUE! | #VALUE! | 3 | Supplying, Conveying and fixing spls. Including ea | item4 | 10 | Nos
342 | Supplying and fixing 5 amps to 32 amps rating, 240/415 volts, “C” curve, miniature circuit breaker suitable for inductive load of following poles in the existing MCB DB complete with connections, testing and commissioning etc. as required. | item342 | [52 empty] | 1.01 | Supplying, Conveying and fixing spls. Including eart | item1 | 123.223 | Nos
343 | Single Pole | item343 | 48 | Each | 226 |  |  | Excess(+) | 1 | Full Conversion | INR | [40 empty] | #VALUE! | #VALUE! | #VALUE! | 1.02 | Construction of chamber for 100mm sluice plates | item2 | 213 | Nos
344 | Double pole | item344 | 2 | each | 581 |  |  | Excess(+) | 1 | Full Conversion | INR | [40 empty] | #VALUE! | #VALUE! | #VALUE! | 2 | Construction of chamber for 100mm sluices valve | item3 | 10 | Nos
345 | Supplying and fixing following way prewired vertical type TP&N MCB distribution board of steel sheet for 415 volts on surface/ recess complete with loose wire box of sheet steel, dust protected, duly powder painted, inclusive of 200 amps tinned copper bus bar, common neutral link, earth bar, din bar for mounting MCB’s, terminal connectors for all incoming and outgoing circuits, duly prewired with adequate size of FRLS PVC insulated copper conductor up to the terminal connector/ neutral link, Earthing etc. as required (But without MCB/ RCCB/ Isolator). (Note : Prewired vertical type MCB TPDB is normally used where 3 phase outlets are required.) | item345 | [52 empty] | 3 | Supplying, Conveying and fixing spls. Including ea | item4 | 10 | Nos
346 | 12 way double door (4+36) | item346 | 2 | Each | 11365 |  |  | Excess(+) | 1 | Full Conversion | INR | [40 empty] | #VALUE! | #VALUE! | #VALUE! | 1.01 | Supplying, Conveying and fixing spls. Including eart | item1 | 123.223 | Nos
347 | Providing & fixing MV danger notice plate of 200mm x 150mm make of mild steel at least 2mm thick vitreous enamelled white on both sides and with inscriptions in signal red colours in front side as reqd. | item347 | 25 | Each | 238 |  |  | Excess(+) | 1 | Full Conversion | INR | [40 empty] | #VALUE! | #VALUE! | #VALUE! | 1.02 | Construction of chamber for 100mm sluice plates | item2 | 213 | Nos
348 | Providing & fixing HT danger notice plate of 250mm x 200mm make of mild steel at least 2mm thick vitreous enamelled white on both sides and with inscriptions in signal red colours in front side as reqd. | item348 | 25 | Each | 259 |  |  | Excess(+) | 1 | Full Conversion | INR | [40 empty] | #VALUE! | #VALUE! | #VALUE! | 2 | Construction of chamber for 100mm sluices valve | item3 | 10 | Nos
349 | Supplying and laying chequered plate in cut pcs of 6mm thick with handle cutting/ welding as required complete. | item349 | 100 | Sq. Mtrs | 4299 |  |  | Excess(+) | 1 | Full Conversion | INR | [40 empty] | #VALUE! | #VALUE! | #VALUE! | 1.01 | Supplying, Conveying and fixing spls. Including eart | item1 | 123.223 | Nos
350 | Providing and laying in position reinforced cement concrete 1:2:4 (1 cement : 2 coarse sand : 4 fraded stone aggregate 20 mm nominal size) in foundation of pump, DG set,Transformer etc.. including form work etc as required (excluding reinforcement) cpmplete as required. | item350 | 50 | Cum | 6357 |  |  | Excess(+) | 1 | Full Conversion | INR | [40 empty] | #VALUE! | #VALUE! | #VALUE! | 1.02 | Construction of chamber for 100mm sluice plates | item2 | 213 | Nos
351 | Brick work with common burnt clay F.P.S (non modular) bricks of class designation 7.5 in foundation and plinth in; | item351 | [52 empty] | 2 | Construction of chamber for 100mm sluices valve | item3 | 10 | Nos
352 | cement mortar 1:4 (1 cement : 4 coarse sand) | item352 | 5 | Cum | 6528 |  |  | Excess(+) | 1 | Full Conversion | INR | [40 empty] | #VALUE! | #VALUE! | #VALUE! | 3 | Supplying, Conveying and fixing spls. Including ea | item4 | 10 | Nos
353 | 15 mm thick cement plaster on the rough side of single or half wall of mix; | item353 | [52 empty] | 1.02 | Construction of chamber for 100mm sluice plates | item2 | 213 | Nos
354 | 1:4 (1 cement : 4 fine sand) | item354 | 60 | Sq.Mtrs. | 354 |  |  | Excess(+) | 1 | Full Conversion | INR | [40 empty] | #VALUE! | #VALUE! | #VALUE! | 2 | Construction of chamber for 100mm sluices valve | item3 | 10 | Nos
355 | Supplying and fixing 'C' Channel of size 100 x 50 mm ISMC in cut sizes i/c cutting/ welding as required complete. | item355 | 100 | Mtrs. | 861 |  |  | Excess(+) | 1 | Full Conversion | INR | [40 empty] | #VALUE! | #VALUE! | #VALUE! | 3 | Supplying, Conveying and fixing spls. Including ea | item4 | 10 | Nos
356 | Excavation for foundation in soft soil including dressing of sides and ramming of bottoms, lift up to 1.5 m including getting out the excavated soil and disposal of surplus excavated soil as directed, within a lead of 50 metres. | item356 | 30 | Cum | 561 |  |  | Excess(+) | 1 | Full Conversion | INR | [40 empty] | #VALUE! | #VALUE! | #VALUE! | 1.01 | Supplying, Conveying and fixing spls. Including eart | item1 | 123.223 | Nos
357 | Supplying and laying of 32mm (8Kg / cm²) HDPE pipe ISI marked along with all accessories like socket, bend, couplers etc. conforming to IS 4984, Part II complete with fitting and cutting, jointing etc. in following manner , complete as required. | item357 | [52 empty] | 1.02 | Construction of chamber for 100mm sluice plates | item2 | 213 | Nos
358 | in ground i/c excavation, sand cushioning, protective covering and refilling the trench etc as reqd. | item358 | 500 | Mtrs. | 414 |  |  | Excess(+) | 1 | Full Conversion | INR | [40 empty] | #VALUE! | #VALUE! | #VALUE! | 2 | Construction of chamber for 100mm sluices valve | item3 | 10 | Nos
359 | In Pipe | item359 | 100 | Mtrs. | 75 |  |  | Excess(+) | 1 | Full Conversion | INR | [40 empty] | #VALUE! | #VALUE! | #VALUE! | 3 | Supplying, Conveying and fixing spls. Including ea | item4 | 10 | Nos
360 | In open duct | item360 | 500 | Mtrs. | 66 |  |  | Excess(+) | 1 | Full Conversion | INR | [40 empty] | #VALUE! | #VALUE! | #VALUE! | 1.01 | Supplying, Conveying and fixing spls. Including eart | item1 | 123.223 | Nos
361 | Supplying and laying of 63mm (8Kg / cm²) HDPE pipe ISI marked along with all accessories like socket, bend, couplers etc. conforming to IS 4984, Part II complete with fitting and cutting, jointing etc. in the existing open duct, complete as required. | item361 | [52 empty] | 1.02 | Construction of chamber for 100mm sluice plates | item2 | 213 | Nos
362 | in ground i/c excavation, sand cushioning, protective covering and refilling the trench etc as reqd. | item362 | 300 | Mtrs. | 535 |  |  | Excess(+) | 1 | Full Conversion | INR | [40 empty] | #VALUE! | #VALUE! | #VALUE! | 2 | Construction of chamber for 100mm sluices valve | item3 | 10 | Nos
363 | In pipe | item363 | 100 | Mtrs. | 199 |  |  | Excess(+) | 1 | Full Conversion | INR | [40 empty] | #VALUE! | #VALUE! | #VALUE! | 1.01 | Supplying, Conveying and fixing spls. Including eart | item1 | 123.223 | Nos
364 | In open duct | item364 | 300 | Mtrs. | 188 |  |  | Excess(+) | 1 | Full Conversion | INR | [40 empty] | #VALUE! | #VALUE! | #VALUE! | 1.02 | Construction of chamber for 100mm sluice plates | item2 | 213 | Nos
365 | Supplying and laying 6 SWG G.I. wire at 0.50 metre below ground level for conductor earth electrode, including connection/ termination with GI thimble etc. as required. | item365 | 200 | Mtrs. | 45 |  |  | Excess(+) | 1 | Full Conversion | INR | [40 empty] | #VALUE! | #VALUE! | #VALUE! | 2 | Construction of chamber for 100mm sluices valve | item3 | 10 | Nos
366 | Providing and fixing double scaffolding system (cup lock type) on the exterior side, up to seven story height made with 40 mm dia M.S. tube 1.5 m centre to centre, horizontal & vertical tubes joining with cup & lock system with M.S. tubes, M.S. tube challies, M.S. clamps and M.S. staircase system in the scaffolding for working platform etc. and maintaining it in a serviceable condition for the required duration as approved and removing it there after .The scaffolding system shall be stiffened with bracings, runners, connection with the building etc wherever required for inspection of work at required locations with essential safety features for the workmen etc. complete as per directions and approval of Engineer-in-charge .The elevational area of the scaffolding shall be measured for payment purpose .The payment will be made once irrespective of duration of scaffolding. | item366 | 200 | Sq.Mtrs. | 300 |  |  | Excess(+) | 1 | Full Conversion | INR | [40 empty] | #VALUE! | #VALUE! | #VALUE! | 3 | Supplying, Conveying and fixing spls. Including ea | item4 | 10 | Nos
367 | Sipplying and drawing of UTP 4 pair CAT 6 LAN cable in the existing surface/recessed steel/PVC conduit as required. | item367 | [52 empty] | 1.02 | Construction of chamber for 100mm sluice plates | item2 | 213 | Nos
368 | 1 run of cable | item368 | 500 | Mtrs. | 51 |  |  | Excess(+) | 1 | Full Conversion | INR | [40 empty] | #VALUE! | #VALUE! | #VALUE! | 2 | Construction of chamber for 100mm sluices valve | item3 | 10 | Nos
369 | 2 run of cable | item369 | 500 | Mtrs. | 85 |  |  | Excess(+) | 1 | Full Conversion | INR | [40 empty] | #VALUE! | #VALUE! | #VALUE! | 3 | Supplying, Conveying and fixing spls. Including ea | item4 | 10 | Nos
370 | Drwaing of optical cable enhanced CAT6 cable in existing steel conduit pipe/GI pipe/raceway/RCC pipe as required. The cost shall also include numbering of networking wire from room to rack as required (Cat 6 cable supplied by the department) | item370 | 600 | Mtrs. | 20 |  |  | Excess(+) | 1 | Full Conversion | INR | [40 empty] | #VALUE! | #VALUE! | #VALUE! | 1.01 | Supplying, Conveying and fixing spls. Including eart | item1 | 123.223 | Nos
371 | Fixing of RJ-45 modular box with cover plate or I/o box for internet on surface/ recessed cutting the wall making good the same as required. ( box and cover plate will be supplied by dept.) | item371 | 10 | Nos. | 202 |  |  | Excess(+) | 1 | Full Conversion | INR | [40 empty] | #VALUE! | #VALUE! | #VALUE! | 1.02 | Construction of chamber for 100mm sluice plates | item2 | 213 | Nos
372 | Providing and fixing following rating and breaking capacity and pole MCCB with thermomagnetic release and terminal spreaders in existing cubicle panel board including drilling holes in cubicle panel, making connections, etc. as required. | item372 | [52 empty] | 2 | Construction of chamber for 100mm sluices valve | item3 | 10 | Nos
373 | 125 A,16KA,TP MCCB | item373 | 2 | Nos. | 4269 |  |  | Excess(+) | 1 | Full Conversion | INR | [40 empty] | #VALUE! | #VALUE! | #VALUE! | 3 | Supplying, Conveying and fixing spls. Including ea | item4 | 10 | Nos
374 | Supplying and fixing of light class G.I. pipe of 50 mm dia. (nominal) 3 metres length along the pole for protection of under ground cable as required. | item374 | 10 | Each | 2270 |  |  | Excess(+) | 1 | Full Conversion | INR | [40 empty] | #VALUE! | #VALUE! | #VALUE! | 1.01 | Supplying, Conveying and fixing spls. Including eart | item1 | 123.223 | Nos
375 | Supplying and installating following size of perforated Hot Diped Galavanised Iron cable tray "cross member" (galvanisation not less than 50 microns)with perforation not more than 17.5% in convenient sections,joined with connection,suspended from the ceiling with G.I suspenders inluding G.I bolts & nuts etc as required. | item375 | [52 empty] | 1.02 | Construction of chamber for 100mm sluice plates | item2 | 213 | Nos
376 | 150 mm width x 50 mm depth x 1.6 mm thickness | item376 | 100 | Each | 1225 |  |  | Excess(+) | 1 | Full Conversion | INR | [40 empty] | #VALUE! | #VALUE! | #VALUE! | 2 | Construction of chamber for 100mm sluices valve | item3 | 10 | Nos
377 | 600 mm width x 50 mm depth x 1.6 mm thickness | item377 | 50 | Each | 3950 |  |  | Excess(+) | 1 | Full Conversion | INR | [40 empty] | #VALUE! | #VALUE! | #VALUE! | 1.01 | Supplying, Conveying and fixing spls. Including eart | item1 | 123.223 | Nos
378 | S&F, connecting and commissioning looping type cable end control box with 2mm fabricated CRCA sheet of size 200 mm x 200 mm x 125 mm having 1 no. 6amp to 32 amp SPMCB 250 volt and 2 nos. brass neutral link square rod 6 way and fixed on 3mm thick bakelite sheet. Box shall have almirah type hing and panel key type lock front door duly painted with earthing strud etc. complete as required | item378 | 10 | Nos. | 1383 |  |  | Excess(+) | 1 | Full Conversion | INR | [40 empty] | #VALUE! | #VALUE! | #VALUE! | 1.02 | Construction of chamber for 100mm sluice plates | item2 | 213 | Nos
379 | Supply & fixing shock treatment chart duly mounted on a wooden frame with 5mm thick glass approximate front area 1.20 sq.meter. | item379 | 5 | Nos. | 645 |  |  | Excess(+) | 1 | Full Conversion | INR | [40 empty] | #VALUE! | #VALUE! | #VALUE! | 2 | Construction of chamber for 100mm sluices valve | item3 | 10 | Nos
380 | Providing and fixing of lightning conductor finial, made of 25 mm dia 300 mm long, G.I. tube, having single prong at top, with 85 mm dia 6 mm thick G.I. base plate including holes etc. complete as required. | item380 | 4 | Each | 459 |  |  | Excess(+) | 1 | Full Conversion | INR | [40 empty] | #VALUE! | #VALUE! | #VALUE! | 3 | Supplying, Conveying and fixing spls. Including ea | item4 | 10 | Nos
381 | Providing and fixing G.I. tape 20 mm X 3 mm thick on parapet or surface of wall for lightning conductor complete as required.(For horizontal run) | item381 | 50 | Mtrs. | 111 |  |  | Excess(+) | 1 | Full Conversion | INR | [40 empty] | #VALUE! | #VALUE! | #VALUE! | 1.02 | Construction of chamber for 100mm sluice plates | item2 | 213 | Nos
382 | Providing and fixing G.I. tape 20 mm X 3 mm thick on parapet or surface of wall for lightning conductor complete as required.(For vertical run) | item382 | 50 | Mtrs. | 175 |  |  | Excess(+) | 1 | Full Conversion | INR | [40 empty] | #VALUE! | #VALUE! | #VALUE! | 2 | Construction of chamber for 100mm sluices valve | item3 | 10 | Nos
383 | Supplying and making cable route marker with cement concrete 1:2:4 (1 cement : 2 coarse sand : 4 graded stone aggregate 20 mm nominal size ) of size 60 cm X 60 cm at the bottom and 50 cm X 50 cm at the top with a thickness of 10cm including inscription duly engraved as required. | item383 | 30 | Each | 518 |  |  | Excess(+) | 1 | Full Conversion | INR | [40 empty] | #VALUE! | #VALUE! | #VALUE! | 3 | Supplying, Conveying and fixing spls. Including ea | item4 | 10 | Nos
384 | Supplying and fixing cable route marker with 10 cm X 10 cm X 5 mm thick G.I. plate with inscription there on, bolted /welded to 35 mm X 35 mm X 6 mm angle iron, 60 cm long and fixing the same in ground as required. | item384 | 100 | Each | 449 |  |  | Excess(+) | 1 | Full Conversion | INR | [40 empty] | #VALUE! | #VALUE! | #VALUE! | 1.01 | Supplying, Conveying and fixing spls. Including eart | item1 | 123.223 | Nos
385 | Supplying and providig First Aid Box as per approved by Indian Red Cross Confirming to IS 2217:1963 as required complete. | item385 | 5 | Each | 7333 |  |  | Excess(+) | 1 | Full Conversion | INR | [40 empty] | #VALUE! | #VALUE! | #VALUE! | 1.02 | Construction of chamber for 100mm sluice plates | item2 | 213 | Nos
386 | Supply and fixing of safety Instruction Chart in bilingual words duly framed with 5 mm glass as required as per safety code/norms not less than 1.5 sq.mtr area. | item386 | 3 | No. | 5829 |  |  | Excess(+) | 1 | Full Conversion | INR | [40 empty] | #VALUE! | #VALUE! | #VALUE! | 2 | Construction of chamber for 100mm sluices valve | item3 | 10 | Nos
387 | Supply and fixing of Single Line Diagram of commissioned 33/11 KV SS printed on water proof ACP panel with size not less than 1.5 sq.mtr area and mounted on the wall of the control room, | item387 | 2 | No. | 5829 |  |  | Excess(+) | 1 | Full Conversion | INR | [40 empty] | #VALUE! | #VALUE! | #VALUE! | 3 | Supplying, Conveying and fixing spls. Including ea | item4 | 10 | Nos
388 | PART-B : 11/.433 Substation (GSMST- Super Speciality Hospital Block, Academic Block & Ancilliary and Engineering Yard) | item388 | [52 empty] | 1.01 | Supplying, Conveying and fixing spls. Including eart | item1 | 123.223 | Nos
389 | (i) Construction of 11/0.433 KVsubstation Electrical HT Side Works of GSMST in IIT Kanpur | item389 | [52 empty] | 1.02 | Construction of chamber for 100mm sluice plates | item2 | 213 | Nos
390 | Transformer & panels | item390 | [52 empty] | 2 | Construction of chamber for 100mm sluices valve | item3 | 10 | Nos
391 | SITC of indoor type floor mounted metal clad switchgear, 11 KV VCB panel | item391 | [52 empty] | 1.01 | Supplying, Conveying and fixing spls. Including eart | item1 | 123.223 | Nos
392 | Supplying, installation, testing & commissioning of indoor type floor mounted metal clad switchgear with fabricated from 2 mm thick CRCA/ Aluzinc material, 11 KV VCB panel with 11 No. VCBs, totally enclosed & fully interlocked, horizontal drawout, horizontal/ vertical isolation type breaker as per IS 13118/IEC62271, as amended up to date and additional specifications, having capacities as mentioned below, single break, trip free mechanism, manually charged and auto/manually closing breaker suitable for use on 11 KV, 3 Phase, 50 Hz A.C. supply with short circuit fault level of 500 MVA, complete with self contained, fully interlocked, rack in and rack out mechanism, air insulated but encapsulated copper bus bars of 630Amps capacity, breaker featured with mechanical ON/OFF indicator with hand trip device, spring release coil, shunt trip coil and auxiliary switch of 4 NO+4 NC,Anti-Pumping feature , 8 window microprocessor based annunciation panel with audio visual indication, Cable Side Earthing shall be through Fault Making Integral Earth Switch . Bus Side Earthing shall be through Non Fault Making Earthing Truck , and equipped ,with following switchgears and accessories i/c connections suitable for 2RUNS OF 3Cx 300*sq. mm. XLPE 11 KV(E )AL Cable and outgoing connection suitable for 300sqmmx3C XLPE 11KV(E) AL Cable (cable entry from *bottom/ top/side) end termination with heat shrinkable jointing material etc. as required. Relay and Vacuum Interrupter shall of same make of OEM. Panels shall be of OEM make only. | item392 | [52 empty] | 1.02 | Construction of chamber for 100mm sluice plates | item2 | 213 | Nos
393 | Incoming – 2 Nos 3P 630 Amp. VCB 25KA (b) 2* No. – 11 KV / 110 Volts PT Class 0.5 accuracy and 100 VA burder with 1 No. Voltmeter (0-15KV), analog/digital* type, selector switch for voltmeter and protection fuses/MCB for HT metering upto 12 KV on incomer. 2* No. – (0-600 A) dual scale Ammeter, analog/digital* type, selector switches for ammeters.(d) 2* No. – Microprocessor based numerical relay (IEC 61850) SCADA compatible with O/L, E/F and S/C protection , under voltage protection ,Time delay relay ,Hand reset type lock out relay,IDMT phase over current relay, IDMT earth fault relay (e) 2* No. – Set of 3 CTs 600/5/5 A of 15 VA burden and accuracy Class – 0.5 for metering and class 5P10 for protection. MFM meter (AMI & SCADA compatible) in each Incomer feeder. | item393 | [52 empty] | 2 | Construction of chamber for 100mm sluices valve | item3 | 10 | Nos
394 | 11kV, Rated Short Ckt. Capacity:26.3 kA for 3 Sec , Rated Busbar Current: 630 A Copper Insulated with Full Voltage Heat Shrinkable Sleeves | item394 | [52 empty] | 3 | Supplying, Conveying and fixing spls. Including ea | item4 | 10 | Nos
395 | Outgoing – 4 Nos. 3P 630A VCB 26.3 kA (b) 4. Nos. – (0-150 A) Ammeters, dual scale analog/digital* type & selector switches for Ammeters. (c) 4 Nos. – Microprocessor based numerical relay (IEC 61850) SCADA Compatible with O/L, E/F and S/C protection, Time delay relay ,Hand reset type lock out relay,IDMT phase over current relay, IDMT earth fault relay (d) 4 Nos. – Set of dual core dual ratio 3 CTs 150/5/5 A of 15 VA burden and accuracy Class-0.5 for metering and class 5P10 for protection. MFM meter (AMI & SCADA compatible) in each Outgoing feeder. | item395 | [52 empty] | 1.02 | Construction of chamber for 100mm sluice plates | item2 | 213 | Nos
396 | Outgoing – 2 Nos. 3P 630A VCB 26.3 KA (b) 2 Nos. – (0-50 A) Ammeters, dual scale analog/digital* type & selector switches for Ammeters. (c) 2 Nos. – Microprocessor based numerical relay (IEC 61850) SCADA Compatible with O/L, E/F and S/C protection, Time delay relay ,Hand reset type lock out relay,IDMT phase over current relay, IDMT earth fault relay (d) 1Nos. – Set of dual core dual ratio 3 CTs 50/5/5 A of 15 VA burden and accuracy Class-0.5 for metering and class 5P10 for protection. MFM meter (AMI & SCADA compatible) in each Outgoing feeder. | item396 | [52 empty] | 2 | Construction of chamber for 100mm sluices valve | item3 | 10 | Nos
397 | Outgoing – 2 Nos. 3P 630A VCB 26.3 KA (b) 2 Nos. – (0-100A) Ammeters, dual scale analog/digital* type & selector switches for Ammeters. (c) 2 Nos. – Microprocessor based numerical relay (IEC 61850) SCADA compatible with O/L, E/F and S/C protection, Time delay relay ,Hand reset type lock out relay,IDMT phase over current relay, IDMT earth fault relay (d) 2 Nos. – Set of dual core dual ratio 3 CTs 100/5/5 A of 15 VA burden and accuracy Class-0.5 for metering and class 5P10 for protection. MFM meter (AMI & SCADA compatible) in each Outgoing feeder. | item397 | [52 empty] | 3 | Supplying, Conveying and fixing spls. Including ea | item4 | 10 | Nos
398 | Bus coupler 1 no 11kv 630A 3P VCB | item398 | [52 empty] | 1.01 | Supplying, Conveying and fixing spls. Including eart | item1 | 123.223 | Nos
399 | Electrical through advance contacts VCB'S (incomers) and mech- anical (castel key) interlocking should beprovided to ensure that only one supply is available at a time on each section of bus and to eliminate any possiblility of accidentally approaching two supplies at one bus section. | item399 | [52 empty] | 1.02 | Construction of chamber for 100mm sluice plates | item2 | 213 | Nos
400 | Supplying, installation, testing & commissioning of power pack with 220 Volt AC input & 24 Volt DC continuous output suitable for closing/ tripping/indication of 11 Nos. HT panel boards with 2 Nos. 12 Volts each maintenance free batteries of 100 (suitable) AH each, charging unit, capacitor bank for emergency delivering for trip system complete with suitable capacity of Ammeter & Voltmeter i/c connections with 2.5 sq. mm FRLS insulated copper conductor cable etc. as required. | item400 | [52 empty] | 2 | Construction of chamber for 100mm sluices valve | item3 | 10 | Nos
401 | The switchgear shall confirm to the latest IEC 62271-200, IAC-26.3kA 1 sec, PM, LSC 2B which means that the panels shall be internal arc tested, shall have metal partitions and shall confirm to loss of service continuity. The panel shall be floor mounted, draw out type. Bidders shall submit the type test reports to substantiate compliance to the latest IEC 62271-200 and the internal arc classification. Design and construction shall be such as to allow extension at either end. Offered switchgear panel shall be internal arc fault tested for 26.3 kA 1 sec. (Bidder to submit 25 KA 1 sec Internal arc type test report). Bidder should have all type tests of offered product as per IEC62271-100 & 200.Provision to be made to route gases out of substation room via exhaust duct in the event of internal arc. Substation Layout to be reviewed by bidder for this purpose. | item401 | [52 empty] | 3 | Supplying, Conveying and fixing spls. Including ea | item4 | 10 | Nos
402 | All relay shall have facilty to integrate with the BMS/SCADA .Relay Based Autochangeover scheme shall be established between incomers & Bus coupler | item402 | [52 empty] | 1.01 | Supplying, Conveying and fixing spls. Including eart | item1 | 123.223 | Nos
403 | Valid Type test reports rated for 1 Sec for Internal Arc for Breaker chamber shall be submitted by successful bidder along with technical offer for review | item403 | [52 empty] | 1.02 | Construction of chamber for 100mm sluice plates | item2 | 213 | Nos
404 | Degree of protection shall be IP4X for total enclosure and IP2X within compartments. Busbars shall be self supporting type . Support insulators based design is not acceptable as it leads to electrical tracking . | item404 | [52 empty] | 2 | Construction of chamber for 100mm sluices valve | item3 | 10 | Nos
405 | Numerical relay for each Incomer with LCD Display - 3 over current + Earth Fault with instantaneous element with IDMT/ DMT characteristics selectable at site , master trip relay (IEC 61850) SCADA compatible, hand reset type trip circuit supervision function, inrush protection, record and store at least 100 Events with Date and Time Stamp, Last Five Fault Records stored in Non-volatile memory , Self Supervision function, Minimum 4 Digital Binary Inputs and 6 Digital output Contacts,with hooter and common alarm scheme, Modbus communication Protocol ,Remote Breaker Control (ON/OFF) over modbus,Modbus protocol for communication., Antipumping relay. | item405 | [52 empty] | 1.01 | Supplying, Conveying and fixing spls. Including eart | item1 | 123.223 | Nos
406 | Multifunction Meter(AMI & SCADA compatible) with RS485 communication port for each Incomer and outgoing feeders | item406 | [52 empty] | 1.02 | Construction of chamber for 100mm sluice plates | item2 | 213 | Nos
407 | One Set of Red / Green / Indication Lamps for close and open position. One Amber indicating lamp for trip circuit healthy.One set of indcation lamp for breaker in service and breaker in test.One Set of white phase indication lamps for phase and the no. of indicationg lamps shall be as per general practice. | item407 | [52 empty] | 2 | Construction of chamber for 100mm sluices valve | item3 | 10 | Nos
408 | indoor type floor mounted metal clad switchgear, 11 KV VCB panel with accessories as above (DLP Period shall be of 2 Years) | item408 | 1 | Set | 10445417 |  |  | Excess(+) | 1 | Full Conversion | INR | [40 empty] | #VALUE! | #VALUE! | #VALUE! | 3 | Supplying, Conveying and fixing spls. Including ea | item4 | 10 | Nos
409 | SITC of indoor Dry type transformer of 2500 kva , 11kV / 0.433kV | item409 | [52 empty] | 1.02 | Construction of chamber for 100mm sluice plates | item2 | 213 | Nos
410 | Supplying,unloading ,supervision ,installation, testing and commiss-ioning of Cast resin indoor Dry type transformer of 2500 kva , 11kV / 0.433kV ,3 phase ,50 Hz ,DYn11 vector group ,copper wound ,Class F insulation associated with winding temperature indicator ,controller actuated by means of resistance temperature detector embedded in LV winding, as per ECBC with automatic On-Load Tap Changer Transformer as per IS:11171 with Tap Links,SCADA compatible Marshalling kiosk (IP 55), Air natural cooling ,continous rating ,Air break type on load tap changing with 8 steps, +5% to -15% Tapping in steps of 2.5 % with AVR and RTCC panel shall be provided at line end of HV winding. Changing of taps shall be carried out by means of ON load tap changing & winding temperature indication. Losses should be ECBC compliant. H.T side 3X300 SQMM 11KV (E)cable termination facility within the enclosure & 5000A Aluminium bus trunking arrangement on LV side with flange arrangement with neutral brought out separately 1 No. NCT for REF (Restricted Earth Fault) protection & 1 No. SEF (Stand by Earth Fault) protection. Details will be furnish by client at the time of receipt of order & as per specification attached complete in all respect as required at site. | item410 | [52 empty] | 2 | Construction of chamber for 100mm sluices valve | item3 | 10 | Nos
411 | Rating : 2.5 MVA | item411 | [52 empty] | 3 | Supplying, Conveying and fixing spls. Including ea | item4 | 10 | Nos
412 | Type : Dry type indoor,Distibution Transformer,ECBC compliant | item412 | [52 empty] | 1.01 | Supplying, Conveying and fixing spls. Including eart | item1 | 123.223 | Nos
413 | Operation Cycle:24x7, Continuosly | item413 | [52 empty] | 1.02 | Construction of chamber for 100mm sluice plates | item2 | 213 | Nos
414 | Reference Standard: IS:2026 | item414 | [52 empty] | 2 | Construction of chamber for 100mm sluices valve | item3 | 10 | Nos
415 | No. of Winding : Two | item415 | [52 empty] | 3 | Supplying, Conveying and fixing spls. Including ea | item4 | 10 | Nos
416 | No. of phases : Three | item416 | [52 empty] | 1.01 | Supplying, Conveying and fixing spls. Including eart | item1 | 123.223 | Nos
417 | No load Voltage Ratio : 11KV/0.433Kv,50Hz (+/- 5%) | item417 | [52 empty] | 1.02 | Construction of chamber for 100mm sluice plates | item2 | 213 | Nos
418 | Winding Connection: Delta/Star | item418 | [52 empty] | 2 | Construction of chamber for 100mm sluices valve | item3 | 10 | Nos
419 | Winding Materail:Electric Grade Copper Wound | item419 | [52 empty] | 1.01 | Supplying, Conveying and fixing spls. Including eart | item1 | 123.223 | Nos
420 | Vector Group Reference : Dyn 11 | item420 | [52 empty] | 1.02 | Construction of chamber for 100mm sluice plates | item2 | 213 | Nos
421 | Designed Ambient Temparature: 50 deg C | item421 | [52 empty] | 2 | Construction of chamber for 100mm sluices valve | item3 | 10 | Nos
422 | Temperature rise wndg:45 deg C | item422 | [52 empty] | 3 | Supplying, Conveying and fixing spls. Including ea | item4 | 10 | Nos
423 | Impedance(%) (IS Tol): 6.25% | item423 | [52 empty] | 1.02 | Construction of chamber for 100mm sluice plates | item2 | 213 | Nos
424 | No Load Loss/ Load Loss:6.15/18.5 Kw (IS Tol.) | item424 | [52 empty] | 2 | Construction of chamber for 100mm sluices valve | item3 | 10 | Nos
425 | Basi Insulation Level for HV:75KV peak/28 KVrms | item425 | [52 empty] | 3 | Supplying, Conveying and fixing spls. Including ea | item4 | 10 | Nos
426 | Basi Insulation Level for LV:--/3 KVrms | item426 | [52 empty] | 1.01 | Supplying, Conveying and fixing spls. Including eart | item1 | 123.223 | Nos
427 | Bushing HV/LV: 17.5Kv,250A | item427 | [52 empty] | 1.02 | Construction of chamber for 100mm sluice plates | item2 | 213 | Nos
428 | Bushing LV: 1.1Kv,5000A | item428 | [52 empty] | 2 | Construction of chamber for 100mm sluices valve | item3 | 10 | Nos
429 | Insulation Class : F | item429 | [52 empty] | 3 | Supplying, Conveying and fixing spls. Including ea | item4 | 10 | Nos
430 | Auto On load Tap Changer (OLTC) + 5% to - 15% @2.5% (8 Steps) in steps with OLTC C& R Panel . | item430 | [52 empty] | 1.01 | Supplying, Conveying and fixing spls. Including eart | item1 | 123.223 | Nos
431 | indoor Dry type transformer of 2500 kva , 11kV / 0.433KV with accessories as above (DLP Period shall be of 2 Years) | item431 | 3 | Set | 8650111 |  |  | Excess(+) | 1 | Full Conversion | INR | [40 empty] | #VALUE! | #VALUE! | #VALUE! | 1.02 | Construction of chamber for 100mm sluice plates | item2 | 213 | Nos
432 | SITC of Dry type transformer of 630 kva , 11kV / 0.433kV | item432 | [52 empty] | 2 | Construction of chamber for 100mm sluices valve | item3 | 10 | Nos
433 | Supplying,unloading ,supervision ,installation, testing and commiss-ioning of Cast resin indoor Dry type transformer of 630 kva , 11kV / 0.433kV ,3 phase ,50 Hz ,DYn11 vector group ,copper wound ,Class F insulation associated with winding temperature indicator ,controller actuated by means of resistance temperature detector embedded in LV winding,as per ECBC with automatic On-Load Tap Changer Transformer as per IS:11171 with Tap Links,SCADA compatible Marshalling kiosk (IP 55), Air natural cooling ,continous rating ,Air break type on load tap changing with 8 steps, +5% to -15% Tapping in steps of 2.5 % with AVR and RTCC panel shall be provided at line end of HV winding. Changing of taps shall be carried out by means of ON load tap changing & winding temperature indication. Losses should be ECBC compliant. H.T side 3X185 SQMM 11KV (E)cable termination facility within the enclosure & 3x3 1/2x 400 Sq.mm cable arrangement on LV side with flange arrangement with neutral brought out separately 1 No. NCT for REF (Restricted Earth Fault) protection & 1 No. SEF (Stand by Earth Fault) protection. Details will be furnish by client at the time of receipt of order & as per specification attached complete in all respect as required at site. | item433 | [52 empty] | 1.01 | Supplying, Conveying and fixing spls. Including eart | item1 | 123.223 | Nos
434 | Rating : 630KVA | item434 | [52 empty] | 1.02 | Construction of chamber for 100mm sluice plates | item2 | 213 | Nos
435 | Type : Dry type, indoor Distibution Transformer,ECBC compliant | item435 | [52 empty] | 2 | Construction of chamber for 100mm sluices valve | item3 | 10 | Nos
436 | Operation Cycle:24x7, Continuosly | item436 | [52 empty] | 3 | Supplying, Conveying and fixing spls. Including ea | item4 | 10 | Nos
437 | Reference Standard: IS:2026 | item437 | [52 empty] | 1.02 | Construction of chamber for 100mm sluice plates | item2 | 213 | Nos
438 | No. of Winding : Two | item438 | [52 empty] | 2 | Construction of chamber for 100mm sluices valve | item3 | 10 | Nos
439 | No. of phases : Three | item439 | [52 empty] | 3 | Supplying, Conveying and fixing spls. Including ea | item4 | 10 | Nos
440 | No load Voltage Ratio : 11KV/0.433Kv,50Hz (+/- 5%) | item440 | [52 empty] | 1.01 | Supplying, Conveying and fixing spls. Including eart | item1 | 123.223 | Nos
441 | Winding Connection: Delta/Star | item441 | [52 empty] | 1.02 | Construction of chamber for 100mm sluice plates | item2 | 213 | Nos
442 | Winding Materail:Electric Grade Copper Wound | item442 | [52 empty] | 2 | Construction of chamber for 100mm sluices valve | item3 | 10 | Nos
443 | Vector Group Reference : Dyn 11 | item443 | [52 empty] | 3 | Supplying, Conveying and fixing spls. Including ea | item4 | 10 | Nos
444 | Designed Amdient Temparature: 50 deg C | item444 | [52 empty] | 1.01 | Supplying, Conveying and fixing spls. Including eart | item1 | 123.223 | Nos
445 | Temperature rise wndg:45 deg C | item445 | [52 empty] | 1.02 | Construction of chamber for 100mm sluice plates | item2 | 213 | Nos
446 | Impedance(%) (IS Tol): 4.5% | item446 | [52 empty] | 2 | Construction of chamber for 100mm sluices valve | item3 | 10 | Nos
447 | No Load Loss/ Load Loss:6.15/18.5 Kw (IS Tol.) | item447 | [52 empty] | 1.01 | Supplying, Conveying and fixing spls. Including eart | item1 | 123.223 | Nos
448 | Basi Insulation Level for HV:75KV peak/28 KVrms | item448 | [52 empty] | 1.02 | Construction of chamber for 100mm sluice plates | item2 | 213 | Nos
449 | Basi Insulation Level for LV:--/3 KVrms | item449 | [52 empty] | 2 | Construction of chamber for 100mm sluices valve | item3 | 10 | Nos
450 | Bushing HV/LV: 17.5Kv,250A | item450 | [52 empty] | 3 | Supplying, Conveying and fixing spls. Including ea | item4 | 10 | Nos
451 | Bushing LV: 1.1Kv,1100A | item451 | [52 empty] | 1.02 | Construction of chamber for 100mm sluice plates | item2 | 213 | Nos
452 | Insulation Class : F | item452 | [52 empty] | 2 | Construction of chamber for 100mm sluices valve | item3 | 10 | Nos
453 | Auto On load Tap Changer (OLTC) + 5% to - 15% @2.5% (8 Steps) in steps with OLTC C& R Panel . | item453 | [52 empty] | 3 | Supplying, Conveying and fixing spls. Including ea | item4 | 10 | Nos
454 | indoor Dry type transformer of 630 kva , 11kV / 0.433KV with accessories as above (DLP Period shall be of 2 Years) | item454 | 1 | Set | 3655896 |  |  | Excess(+) | 1 | Full Conversion | INR | [40 empty] | #VALUE! | #VALUE! | #VALUE! | 1.01 | Supplying, Conveying and fixing spls. Including eart | item1 | 123.223 | Nos
455 | SITC of Dry type transformer of 1600 kva , 11kV / 0.433kV | item455 | [52 empty] | 1.02 | Construction of chamber for 100mm sluice plates | item2 | 213 | Nos
456 | Supplying,unloading ,supervision ,installation, testing and commiss-ioning of Cast resin indoor Dry type transformer of 1600 kva , 11kV / 0.433kV ,3 phase ,50 Hz ,DYn11 vector group ,copper wound ,Class F insulation associated with winding temperature indicator ,controller actuated by means of resistance temperature detector embedded in LV winding,Transformer as per IS:11171 with Tap Links, Air natural cooling ,continous rating ,Air type on load tap changing with 8 steps, +5% to -15% Tapping in steps of 2.5 % with AVR and RTCC panel shall be provided at line end of HV winding. Changing of taps shall be carried out by means of ON load tap changing & winding temperature indication. Losses should be ECBC compliant. H.T side 3X185 SQMM 11KV (UE)cable termination facility within the enclosure & 4000A Aluminium bus trunking arrangement on LV side with flange arrangement with neutral brought out separately 1 No. NCT for REF (Restricted Earth Fault) protection & 1 No. SEF (Stand by Earth Fault) protection. Details will be furnish by client at the time of receipt of order & as per specification attached complete in all respect as required at site. | item456 | [52 empty] | 2 | Construction of chamber for 100mm sluices valve | item3 | 10 | Nos
457 | Rating : 1600KVA | item457 | [52 empty] | 3 | Supplying, Conveying and fixing spls. Including ea | item4 | 10 | Nos
458 | Type : Dry type, indoor Distibution Transformer,ECBC Compliant | item458 | [52 empty] | 1.01 | Supplying, Conveying and fixing spls. Including eart | item1 | 123.223 | Nos
459 | Operation Cycle:24x7, Continuosly | item459 | [52 empty] | 1.02 | Construction of chamber for 100mm sluice plates | item2 | 213 | Nos
460 | Reference Standard: IS:2026 | item460 | [52 empty] | 2 | Construction of chamber for 100mm sluices valve | item3 | 10 | Nos
461 | No. of Winding : Two | item461 | [52 empty] | 1.01 | Supplying, Conveying and fixing spls. Including eart | item1 | 123.223 | Nos
462 | No. of phases : Three | item462 | [52 empty] | 1.02 | Construction of chamber for 100mm sluice plates | item2 | 213 | Nos
463 | No load Voltage Ratio : 11KV/0.433Kv,50Hz (+/- 5%) | item463 | [52 empty] | 2 | Construction of chamber for 100mm sluices valve | item3 | 10 | Nos
464 | Winding Connection: Delta/Star | item464 | [52 empty] | 3 | Supplying, Conveying and fixing spls. Including ea | item4 | 10 | Nos
465 | Winding Materail:Electric Grade Copper Wound | item465 | [52 empty] | 1.02 | Construction of chamber for 100mm sluice plates | item2 | 213 | Nos
466 | Vector Group Reference : Dyn 11 | item466 | [52 empty] | 2 | Construction of chamber for 100mm sluices valve | item3 | 10 | Nos
467 | Designed Amdient Temparature: 50 deg C | item467 | [52 empty] | 3 | Supplying, Conveying and fixing spls. Including ea | item4 | 10 | Nos
468 | Temperature rise wndg:45 deg C | item468 | [52 empty] | 1.01 | Supplying, Conveying and fixing spls. Including eart | item1 | 123.223 | Nos
469 | Impedance(%) (IS Tol): 4.5% | item469 | [52 empty] | 1.02 | Construction of chamber for 100mm sluice plates | item2 | 213 | Nos
470 | No Load Loss/ Load Loss:6.15/16.5 Kw (IS Tol.) | item470 | [52 empty] | 2 | Construction of chamber for 100mm sluices valve | item3 | 10 | Nos
471 | Basi Insulation Level for HV:75KV peak/28 KVrms | item471 | [52 empty] | 3 | Supplying, Conveying and fixing spls. Including ea | item4 | 10 | Nos
472 | Basi Insulation Level for LV:--/3 KVrms | item472 | [52 empty] | 1.01 | Supplying, Conveying and fixing spls. Including eart | item1 | 123.223 | Nos
473 | Bushing HV/LV: 17.5Kv,250A | item473 | [52 empty] | 1.02 | Construction of chamber for 100mm sluice plates | item2 | 213 | Nos
474 | Bushing LV: 1.1Kv,4000A | item474 | [52 empty] | 2 | Construction of chamber for 100mm sluices valve | item3 | 10 | Nos
475 | Insulation Class : F | item475 | [52 empty] | 1.01 | Supplying, Conveying and fixing spls. Including eart | item1 | 123.223 | Nos
476 | Auto On load Tap Changer (OLTC) + 5% to - 15% @2.5% (8 Steps) in steps with OLTC C& R Panel . | item476 | [52 empty] | 1.02 | Construction of chamber for 100mm sluice plates | item2 | 213 | Nos
477 | indoor Dry type transformer of 1600 kva , 11kV / 0.433KV with accessories as above (DLP Period shall be of 2 Years) | item477 | 1 | Set | 5725394 |  |  | Excess(+) | 1 | Full Conversion | INR | [40 empty] | #VALUE! | #VALUE! | #VALUE! | 2 | Construction of chamber for 100mm sluices valve | item3 | 10 | Nos
478 | Supply installation , testing & commissioning 5000 amp in all FP aluminium neutral 100% bus trunking suitable for 433 V, 3 phase 4 wire 50Hz AC supply system (between transformer's LT side & incomer of LT panel side & DG SYNC Panel to LT panel side) of alumminium busbars complete with bends,expansion joint,elbows,copper flexible end connection at both ends Earthing with 2 runs of copper earth of size 25mmx5mm strip etc.. i/c necessary support..etc..IP 55 bus duct with MS enclosure, as per enclosed specifications & complete as required. | item478 | 90 | Mtr. | 65905 |  |  | Excess(+) | 1 | Full Conversion | INR | [40 empty] | #VALUE! | #VALUE! | #VALUE! | 3 | Supplying, Conveying and fixing spls. Including ea | item4 | 10 | Nos
479 | Supply installation , testing & commissioning 4000 amp in all FP aluminium nuetral 100% bus trunking suitable for 433 V, 3 phase 4 wire 50Hz AC supply system (between transformer's LT side & incomer of LT panel side & DG SYNC Panel to LT panel side) of aluminium busbars complete with bends,expansion joint,elbows,copper flexible end connection at both ends Earthing with 2 runs of copper earth of size 25mmx5mm strip etc.. i/c necessary support..etc..IP 55 bus duct with MS enclosure, as per enclosed specifications & complete as required. | item479 | 30 | Mtr. | 62386 |  |  | Excess(+) | 1 | Full Conversion | INR | [40 empty] | #VALUE! | #VALUE! | #VALUE! | 1.02 | Construction of chamber for 100mm sluice plates | item2 | 213 | Nos
480 | SITC of Remote terminal Units | item480 | [52 empty] | 2 | Construction of chamber for 100mm sluices valve | item3 | 10 | Nos
481 | Supply and fixing testing and commissioning of Remote Terminal Units (RTU) All functional capability described herein shall be provided by the Contractor even if a function is not initially implemented. As a minimum, the RTUs shall be capable of performing the following functions as per RTU specifications in tender. The System shall have TCP/IP protocol for fetching all system parameters from 11/.433 KV substation (3x2.5 MVA +1X1.6 MVA+1X 0.63 MVA transfomrer) and DG sets (9 nos.)as per the requirement as mentioned below: | item481 | [52 empty] | 3 | Supplying, Conveying and fixing spls. Including ea | item4 | 10 | Nos
482 | RTU as per Technical Specifications suitable for New11kV/0.433Kv Substation with DG sets including cabling -- 1 no | item482 | [52 empty] | 1.01 | Supplying, Conveying and fixing spls. Including eart | item1 | 123.223 | Nos
483 | Class 0.2S Multifunction Meters-- 29 no. | item483 | [52 empty] | 1.02 | Construction of chamber for 100mm sluice plates | item2 | 213 | Nos
484 | Transformer Tap Position Transducers -- 5 no. | item484 | [52 empty] | 2 | Construction of chamber for 100mm sluices valve | item3 | 10 | Nos
485 | Transformer WTI Transducer - 5 no. | item485 | [52 empty] | 3 | Supplying, Conveying and fixing spls. Including ea | item4 | 10 | Nos
486 | L3 IEC61850-3 Ethernet Switches (12 Copper + 6 Fiber) - 2 no. | item486 | [52 empty] | 1.01 | Supplying, Conveying and fixing spls. Including eart | item1 | 123.223 | Nos
487 | Cat6 cabling + LIU + Patch Cords - 1 lot | item487 | [52 empty] | 1.02 | Construction of chamber for 100mm sluice plates | item2 | 213 | Nos
488 | GPS Master Clock - 1 no. | item488 | [52 empty] | 2 | Construction of chamber for 100mm sluices valve | item3 | 10 | Nos
489 | RTU Programming, Diagnostics Software -- 1no | item489 | [52 empty] | 1.01 | Supplying, Conveying and fixing spls. Including eart | item1 | 123.223 | Nos
490 | Integration, Testing, and Commissioning of RTU - 1 job | item490 | [52 empty] | 1.02 | Construction of chamber for 100mm sluice plates | item2 | 213 | Nos
491 | Integration of RTUs with Existing SCADA - 1 job | item491 | [52 empty] | 2 | Construction of chamber for 100mm sluices valve | item3 | 10 | Nos
492 | Merging Units with 5 CT, 5 VT, 24 BI, 20 BO, ethernet RJ45 - 2 nos. | item492 | [52 empty] | 3 | Supplying, Conveying and fixing spls. Including ea | item4 | 10 | Nos
493 | RTU with accessories as above (DLP Period shall be of 2 Years) | item493 | 1 | Nos. | 5671891 |  |  | Excess(+) | 1 | Full Conversion | INR | [40 empty] | #VALUE! | #VALUE! | #VALUE! | 1.02 | Construction of chamber for 100mm sluice plates | item2 | 213 | Nos
494 | Earthing with G.I. earth plate 600 mm X 600 mm X 6 mm thick including accessories, and providing masonry enclosure with cover plate having locking arrangement and watering pipe of 2.7 metre long etc. with charcoal/ coke and salt as required. | item494 | 30 | Set | 6618 |  |  | Excess(+) | 1 | Full Conversion | INR | [40 empty] | #VALUE! | #VALUE! | #VALUE! | 2 | Construction of chamber for 100mm sluices valve | item3 | 10 | Nos
495 | Supplying and laying 50 mm X 6 mm G.I strip at 0.50 metre below ground as strip earth electrode, including connection/ terminating with G.I. nut, bolt, spring, washer etc. as required. (Jointing shall be done by overlapping and with 2 sets of G.I. nut bolt & spring washer spaced at 50mm) | item495 | 700 | Mtrs. | 393 |  |  | Excess(+) | 1 | Full Conversion | INR | [40 empty] | #VALUE! | #VALUE! | #VALUE! | 3 | Supplying, Conveying and fixing spls. Including ea | item4 | 10 | Nos
496 | Providing and fixing earth bus of 50 mm X 5 mm copper strip on surface for connections etc. as required. | item496 | 400 | Mtrs. | 1872 |  |  | Excess(+) | 1 | Full Conversion | INR | [40 empty] | #VALUE! | #VALUE! | #VALUE! | 1.01 | Supplying, Conveying and fixing spls. Including eart | item1 | 123.223 | Nos
497 | Earthing with copper earth plate 600 mm X 600 mm X 3 mm thick including accessories, and providing masonry enclosure with cover plate having locking arrangement and watering pipe of 2.7 metre long etc. with charcoal/ coke and salt as required. | item497 | 26 | Nos. | 12254 |  |  | Excess(+) | 1 | Full Conversion | INR | [40 empty] | #VALUE! | #VALUE! | #VALUE! | 1.02 | Construction of chamber for 100mm sluice plates | item2 | 213 | Nos
498 | Providing and fixing 25 mm X 5 mm G.I. strip on surface or in recess for connections etc. as required. | item498 | 300 | Mtrs. | 216 |  |  | Excess(+) | 1 | Full Conversion | INR | [40 empty] | #VALUE! | #VALUE! | #VALUE! | 2 | Construction of chamber for 100mm sluices valve | item3 | 10 | Nos
499 | Supplying and laying 25 mm X 5 mm G.I strip at 0.50 metre below ground as strip earth electrode, including connection/ terminating with G.I. nut, bolt, spring, washer etc. as required. (Jointing shall be done by overlapping and with 2 sets of G.I. nut bolt & spring washer spaced at 50mm) | item499 | 300 | Mtrs. | 127 |  |  | Excess(+) | 1 | Full Conversion | INR | [40 empty] | #VALUE! | #VALUE! | #VALUE! | 3 | Supplying, Conveying and fixing spls. Including ea | item4 | 10 | Nos
500 | HT & LT cable | item500 | [52 empty] | 1.01 | Supplying, Conveying and fixing spls. Including eart | item1 | 123.223 | Nos
501 | Supply of one no. 3 core 300sq.mm A2XFY,XLPE insulated,PVC sheathed 11kV (UE) grade XLPE HT power cables (heavy Duty) aluminium conductor,steel armoured cable as per IS 7098 part 2 complete as required. | item501 | 1500 | Mtrs. | 2031 |  |  | Excess(+) | 1 | Full Conversion | INR | [40 empty] | #VALUE! | #VALUE! | #VALUE! | 1.02 | Construction of chamber for 100mm sluice plates | item2 | 213 | Nos
502 | Supply of one no. 3 core 185sq.mm A2XFY,XLPE insulated,PVC sheathed 11kV (UE) grade XLPE HT power cables (heavy Duty) aluminium conductor,steel armoured cable as per IS 7098 part 2 complete as required. | item502 | 150 | Mtrs. | 1417 |  |  | Excess(+) | 1 | Full Conversion | INR | [40 empty] | #VALUE! | #VALUE! | #VALUE! | 2 | Construction of chamber for 100mm sluices valve | item3 | 10 | Nos
503 | Supply of one no. 3 core 120sq.mm A2XFY,XLPE insulated,PVC sheathed 11kV (UE) grade XLPE HT power cables (heavy Duty) aluminium conductor,steel armoured cable as per IS 7098 part 2 complete as required. | item503 | 150 | Mtrs. | 1061 |  |  | Excess(+) | 1 | Full Conversion | INR | [40 empty] | #VALUE! | #VALUE! | #VALUE! | 1.01 | Supplying, Conveying and fixing spls. Including eart | item1 | 123.223 | Nos
504 | Laying of one number PVC insulated and PVC sheathed / XLPE power cable of 11kV (UE) grade of following size direct in ground including excavation, sand cushioning,protective covering and refilling the trench etc as required. | item504 | [52 empty] | 1.02 | Construction of chamber for 100mm sluice plates | item2 | 213 | Nos
505 | upto 120 sq. mm | item505 | 10 | Mtrs. | 465 |  |  | Excess(+) | 1 | Full Conversion | INR | [40 empty] | #VALUE! | #VALUE! | #VALUE! | 2 | Construction of chamber for 100mm sluices valve | item3 | 10 | Nos
506 | Above 120 sq. mm and upto 400 sq. mm | item506 | 200 | Mtrs. | 511 |  |  | Excess(+) | 1 | Full Conversion | INR | [40 empty] | #VALUE! | #VALUE! | #VALUE! | 3 | Supplying, Conveying and fixing spls. Including ea | item4 | 10 | Nos
507 | Laying of one number additional PVC insulated and PVC sheathed / XLPE power cable of 11 KV grade of following size direct in ground in the same trench in one tier horizontal formation including excavation, sand cushioning, protective covering and refilling the trench etc as required | item507 | [52 empty] | 1.02 | Construction of chamber for 100mm sluice plates | item2 | 213 | Nos
508 | upto 120 sq. mm | item508 | 10 | Mtrs. | 320 |  |  | Excess(+) | 1 | Full Conversion | INR | [40 empty] | #VALUE! | #VALUE! | #VALUE! | 2 | Construction of chamber for 100mm sluices valve | item3 | 10 | Nos
509 | Above 120 sq. mm and upto 400 sq. mm | item509 | 200 | Mtrs. | 368 |  |  | Excess(+) | 1 | Full Conversion | INR | [40 empty] | #VALUE! | #VALUE! | #VALUE! | 3 | Supplying, Conveying and fixing spls. Including ea | item4 | 10 | Nos
510 | Laying of one number PVC insulated and PVC sheathed / XLPE power cable of 11KV grade of following size in the existing RCC/ HUME/ METAL pipe as required. | item510 | [52 empty] | 1.01 | Supplying, Conveying and fixing spls. Including eart | item1 | 123.223 | Nos
511 | upto 120 sq. mm | item511 | 10 | Mtrs. | 69 |  |  | Excess(+) | 1 | Full Conversion | INR | [40 empty] | #VALUE! | #VALUE! | #VALUE! | 1.02 | Construction of chamber for 100mm sluice plates | item2 | 213 | Nos
512 | Above 120 sq. mm and upto 400 sq. mm | item512 | 100 | Mtrs. | 118 |  |  | Excess(+) | 1 | Full Conversion | INR | [40 empty] | #VALUE! | #VALUE! | #VALUE! | 2 | Construction of chamber for 100mm sluices valve | item3 | 10 | Nos
513 | Laying of one number PVC insulated and PVC sheathed / XLPE power cable of 11KV grade of following size in the existing masonry open duct as required. | item513 | [52 empty] | 3 | Supplying, Conveying and fixing spls. Including ea | item4 | 10 | Nos
514 | upto 120 sq. mm | item514 | 120 | Mtrs. | 56 |  |  | Excess(+) | 1 | Full Conversion | INR | [40 empty] | #VALUE! | #VALUE! | #VALUE! | 1.01 | Supplying, Conveying and fixing spls. Including eart | item1 | 123.223 | Nos
515 | Above 120 sq. mm and upto 400 sq. mm | item515 | 1150 | Mtrs. | 102 |  |  | Excess(+) | 1 | Full Conversion | INR | [40 empty] | #VALUE! | #VALUE! | #VALUE! | 1.02 | Construction of chamber for 100mm sluice plates | item2 | 213 | Nos
516 | Supplying of one No. 3½C x 400 sq.mm. A2XFY, XLPE insulated steel armoured aluminium conductor power cable of grade 1.1 kV PVC sheathed power cables (heavy duty) confirming to IS:7098 (Part-1) aluminium conductor, steel armoured cable as reqd complete in following manners. | item516 | 3500 | Mtrs. | 2043 |  |  | Excess(+) | 1 | Full Conversion | INR | [40 empty] | #VALUE! | #VALUE! | #VALUE! | 2 | Construction of chamber for 100mm sluices valve | item3 | 10 | Nos
517 | Supplying of one No. 4C x 16sq.mm. XLPE steel armoured aluminium conductor power cable of grade 1.1 kV PVC sheathed power cables (heavy duty) confirming to IS:7098 (Part-1) aluminium conductor, steel armoured cable as reqd complete in following manners. | item517 | 100 | Mtrs. | 163 |  |  | Excess(+) | 1 | Full Conversion | INR | [40 empty] | #VALUE! | #VALUE! | #VALUE! | 1.01 | Supplying, Conveying and fixing spls. Including eart | item1 | 123.223 | Nos
518 | Supplying of one No. 2C x 16sq.mm. A2XFY, XLPE insulated steel armoured aluminium conductor power cable of grade 1.1 kV PVC sheathed power cables (heavy duty) confirming to IS:7098 (Part-1) aluminium conductor, steel armoured cable as reqd complete in following manners. | item518 | 100 | Mtrs. | 122 |  |  | Excess(+) | 1 | Full Conversion | INR | [40 empty] | #VALUE! | #VALUE! | #VALUE! | 1.02 | Construction of chamber for 100mm sluice plates | item2 | 213 | Nos
519 | Supply of the 4 core x 2.5 sq.mm control cable of 1.1Kv grade armoured XLPE insulated sheathed copper Conductor as per IS:7098 (Part-1 | item519 | 400 | Mtrs. | 176 |  |  | Excess(+) | 1 | Full Conversion | INR | [40 empty] | #VALUE! | #VALUE! | #VALUE! | 2 | Construction of chamber for 100mm sluices valve | item3 | 10 | Nos
520 | Supply of the 7 core x 2.5 sq.mm control cable of 1.1Kv grade armoured XLPE insulated sheathed copper Conductor as per IS:7098 (Part-1 | item520 | 600 | Mtrs. | 284 |  |  | Excess(+) | 1 | Full Conversion | INR | [40 empty] | #VALUE! | #VALUE! | #VALUE! | 3 | Supplying, Conveying and fixing spls. Including ea | item4 | 10 | Nos
521 | Supply and laying of 12x2.5sqmm PVC insulated and PVC sheathed XLPE copper conductor steel armoured controle cable of 1.1 kV grade of following size and core. | item521 | 500 | Mtrs. | 457 |  |  | Excess(+) | 1 | Full Conversion | INR | [40 empty] | #VALUE! | #VALUE! | #VALUE! | 1.02 | Construction of chamber for 100mm sluice plates | item2 | 213 | Nos
522 | Laying of one no. number PVC insulated and PVC sheathed / XLPE power cable of 1.1 KV grade of following size direct in ground i/c excavation, sand cushioning, protective covering and refilling the trench etc as reqd. | item522 | [52 empty] | 2 | Construction of chamber for 100mm sluices valve | item3 | 10 | Nos
523 | Upto 35 sq. mm | item523 | 100 | Mtrs. | 342 |  |  | Excess(+) | 1 | Full Conversion | INR | [40 empty] | #VALUE! | #VALUE! | #VALUE! | 3 | Supplying, Conveying and fixing spls. Including ea | item4 | 10 | Nos
524 | Above 185 sq. mm and upto 400 sq. mm | item524 | 700 | Mtrs. | 420 |  |  | Excess(+) | 1 | Full Conversion | INR | [40 empty] | #VALUE! | #VALUE! | #VALUE! | 1.01 | Supplying, Conveying and fixing spls. Including eart | item1 | 123.223 | Nos
525 | Laying of one number additional PVC insulated and PVC sheathed / XLPE power cable of 1.1 KV grade of following size direct in ground in the same trench in one tier horizontal formation including excavation, sand cushioning, protective covering and refilling the trench etc as required | item525 | [52 empty] | 1.02 | Construction of chamber for 100mm sluice plates | item2 | 213 | Nos
526 | Upto 35 sq. mm | item526 | 220 | Mtrs. | 238 |  |  | Excess(+) | 1 | Full Conversion | INR | [40 empty] | #VALUE! | #VALUE! | #VALUE! | 2 | Construction of chamber for 100mm sluices valve | item3 | 10 | Nos
527 | Above 185 sq. mm and upto 400 sq. mm | item527 | 1380 | Mtrs. | 315 |  |  | Excess(+) | 1 | Full Conversion | INR | [40 empty] | #VALUE! | #VALUE! | #VALUE! | 3 | Supplying, Conveying and fixing spls. Including ea | item4 | 10 | Nos
528 | Laying of one number PVC insulated and PVC sheathed / XLPE power cable of 1.1 KV grade of following size in the existing RCC/ HUME/ METAL pipe as required | item528 | [52 empty] | 1.01 | Supplying, Conveying and fixing spls. Including eart | item1 | 123.223 | Nos
529 | Upto 35 sq. mm | item529 | 200 | Mtrs. | 32 |  |  | Excess(+) | 1 | Full Conversion | INR | [40 empty] | #VALUE! | #VALUE! | #VALUE! | 1.02 | Construction of chamber for 100mm sluice plates | item2 | 213 | Nos
530 | Above 185 sq. mm and upto 400 sq. mm | item530 | 250 | Mtrs. | 118 |  |  | Excess(+) | 1 | Full Conversion | INR | [40 empty] | #VALUE! | #VALUE! | #VALUE! | 2 | Construction of chamber for 100mm sluices valve | item3 | 10 | Nos
531 | Laying of one number PVC insulated and PVC sheathed / XLPE power cable of 1.1 KV grade of following size in the existing masonry open duct as required | item531 | [52 empty] | 1.01 | Supplying, Conveying and fixing spls. Including eart | item1 | 123.223 | Nos
532 | Upto 35 sq. mm | item532 | 1130 | Mtrs. | 25 |  |  | Excess(+) | 1 | Full Conversion | INR | [40 empty] | #VALUE! | #VALUE! | #VALUE! | 1.02 | Construction of chamber for 100mm sluice plates | item2 | 213 | Nos
533 | Above 185 sq. mm and upto 400 sq. mm | item533 | 1030 | Mtrs. | 102 |  |  | Excess(+) | 1 | Full Conversion | INR | [40 empty] | #VALUE! | #VALUE! | #VALUE! | 2 | Construction of chamber for 100mm sluices valve | item3 | 10 | Nos
534 | Laying and fixing of one number PVC insulated and PVC sheathed / XLPE power cable of 1.1 KV grade of following size on wall surface as required | item534 | [52 empty] | 3 | Supplying, Conveying and fixing spls. Including ea | item4 | 10 | Nos
535 | Upto 35 sq. mm | item535 | 50 | Mtrs. | 48 |  |  | Excess(+) | 1 | Full Conversion | INR | [40 empty] | #VALUE! | #VALUE! | #VALUE! | 1.02 | Construction of chamber for 100mm sluice plates | item2 | 213 | Nos
536 | Above 185 sq. mm and upto 400 sq. mm | item536 | 20 | Mtrs. | 200 |  |  | Excess(+) | 1 | Full Conversion | INR | [40 empty] | #VALUE! | #VALUE! | #VALUE! | 2 | Construction of chamber for 100mm sluices valve | item3 | 10 | Nos
537 | Providing, laying and fixing following dia RCC pipe NP2 class (light duty) in ground complete with RCC collars, jointing with cement mortar 1:2 (1 cement : 2 fine sand) including trenching (75 cm deep) and refilling etc. as required. | item537 | [52 empty] | 3 | Supplying, Conveying and fixing spls. Including ea | item4 | 10 | Nos
538 | 150 mm dia | item538 | 200 | Mtrs. | 641 |  |  | Excess(+) | 1 | Full Conversion | INR | [40 empty] | #VALUE! | #VALUE! | #VALUE! | 1.01 | Supplying, Conveying and fixing spls. Including eart | item1 | 123.223 | Nos
539 | Providing, laying and fixing following dia G.I. pipe (medium class) in ground complete with G.I. fittings including trenching (75 cm deep)and re-filling etc. as required | item539 | [52 empty] | 1.02 | Construction of chamber for 100mm sluice plates | item2 | 213 | Nos
540 | 50 mm Dia | item540 | 100 | Mtrs. | 675 |  |  | Excess(+) | 1 | Full Conversion | INR | [40 empty] | #VALUE! | #VALUE! | #VALUE! | 2 | Construction of chamber for 100mm sluices valve | item3 | 10 | Nos
541 | 80 mm Dia | item541 | 100 | Mtrs. | 922 |  |  | Excess(+) | 1 | Full Conversion | INR | [40 empty] | #VALUE! | #VALUE! | #VALUE! | 3 | Supplying, Conveying and fixing spls. Including ea | item4 | 10 | Nos
542 | 100 mm Dia | item542 | 300 | Mtrs. | 1600 |  |  | Excess(+) | 1 | Full Conversion | INR | [40 empty] | #VALUE! | #VALUE! | #VALUE! | 1.01 | Supplying, Conveying and fixing spls. Including eart | item1 | 123.223 | Nos
543 | Supplying and laying Insulating mat "Shock safe" in front of electrical panels, complete as requied rubber mat of standard size 3.0 mm thick for up to 22kV class B confirming to IS 15652 as required complete. | item543 | 30 | Sq. Mtrs | 1333 |  |  | Excess(+) | 1 | Full Conversion | INR | [40 empty] | #VALUE! | #VALUE! | #VALUE! | 1.02 | Construction of chamber for 100mm sluice plates | item2 | 213 | Nos
544 | Supplying and making indoor cable end termination with heat shrinkable jointing kit complete with all accessories including lugs suitable for following size of 3 core, XLPE aluminium conductor cable of 11 kV grade as required | item544 | [52 empty] | 2 | Construction of chamber for 100mm sluices valve | item3 | 10 | Nos
545 | 120 sq.mm. | item545 | 6 | Nos. | 13255 |  |  | Excess(+) | 1 | Full Conversion | INR | [40 empty] | #VALUE! | #VALUE! | #VALUE! | 1.01 | Supplying, Conveying and fixing spls. Including eart | item1 | 123.223 | Nos
546 | 185-240 sq.mm. | item546 | 6 | Nos. | 14389 |  |  | Excess(+) | 1 | Full Conversion | INR | [40 empty] | #VALUE! | #VALUE! | #VALUE! | 1.02 | Construction of chamber for 100mm sluice plates | item2 | 213 | Nos
547 | 300sq.mm. | item547 | 12 | Nos. | 14389 |  |  | Excess(+) | 1 | Full Conversion | INR | [40 empty] | #VALUE! | #VALUE! | #VALUE! | 2 | Construction of chamber for 100mm sluices valve | item3 | 10 | Nos
548 | Supplying and making indoor end termination with brass compression gland and aluminium lugs for following size of PVC insulated and PVC sheathed / XLPE aluminium conductor cable/control cable of 1.1 KV grade as required. | item548 | [52 empty] | 3 | Supplying, Conveying and fixing spls. Including ea | item4 | 10 | Nos
549 | 2 x 16 Sq.mm (with Aluminium Lugs) | item549 | 10 | Nos. | 226 |  |  | Excess(+) | 1 | Full Conversion | INR | [40 empty] | #VALUE! | #VALUE! | #VALUE! | 1.02 | Construction of chamber for 100mm sluice plates | item2 | 213 | Nos
550 | 4 C x 2.5 sqmm (with copper Lugs) | item550 | 20 | Nos. | 500 |  |  | Excess(+) | 1 | Full Conversion | INR | [40 empty] | #VALUE! | #VALUE! | #VALUE! | 2 | Construction of chamber for 100mm sluices valve | item3 | 10 | Nos
551 | 7 C x 2.5 sqmm (with copper Lugs) | item551 | 20 | Nos. | 500 |  |  | Excess(+) | 1 | Full Conversion | INR | [40 empty] | #VALUE! | #VALUE! | #VALUE! | 3 | Supplying, Conveying and fixing spls. Including ea | item4 | 10 | Nos
552 | 12 C x 2.5 sqmm (with copper Lugs) | item552 | 12 | Nos. | 500 |  |  | Excess(+) | 1 | Full Conversion | INR | [40 empty] | #VALUE! | #VALUE! | #VALUE! | 1.01 | Supplying, Conveying and fixing spls. Including eart | item1 | 123.223 | Nos
553 | 3½ C x 400 sq.mm. (with Aluminium Lugs) | item553 | 100 | Nos. | 617 |  |  | Excess(+) | 1 | Full Conversion | INR | [40 empty] | #VALUE! | #VALUE! | #VALUE! | 1.02 | Construction of chamber for 100mm sluice plates | item2 | 213 | Nos
554 | Supplying and making outdoor end termination with heat shrinkable jointing kit complete with all accessories includin lugs suitable for following size XLPE aluminium conductor cable of 1.1KV grade as required. | item554 | [52 empty] | 2 | Construction of chamber for 100mm sluices valve | item3 | 10 | Nos
555 | 2 X 16 sq. mm | item555 | 5 | Each | 1160 |  |  | Excess(+) | 1 | Full Conversion | INR | [40 empty] | #VALUE! | #VALUE! | #VALUE! | 3 | Supplying, Conveying and fixing spls. Including ea | item4 | 10 | Nos
556 | 4 X 16 sq. mm | item556 | 5 | Each | 1248 |  |  | Excess(+) | 1 | Full Conversion | INR | [40 empty] | #VALUE! | #VALUE! | #VALUE! | 1.01 | Supplying, Conveying and fixing spls. Including eart | item1 | 123.223 | Nos
557 | Supplying and laying of following size DWC HDPE pipe ISI marked along with all accessories like socket, bend, couplers etc. conforming to IS 14930, Part II complete with fitting and cutting, jointing etc.direct in ground (75 cm below ground level) including excavation and refilling the trench but excluding sand cushioning and protective covering etc., complete as required. | item557 | [52 empty] | 1.02 | Construction of chamber for 100mm sluice plates | item2 | 213 | Nos
558 | 63 mm dia (OD-63 mm & ID-51 mm nominal) | item558 | 100 | Mtrs. | 219 |  |  | Excess(+) | 1 | Full Conversion | INR | [40 empty] | #VALUE! | #VALUE! | #VALUE! | 2 | Construction of chamber for 100mm sluices valve | item3 | 10 | Nos
559 | Steel work welded reinforcment in built up sections/framed work, including cutting, hoisting, fixing in position and applying a priming coat of approved steel primer using structural steel etc as required. | item559 | [52 empty] | 1.01 | Supplying, Conveying and fixing spls. Including eart | item1 | 123.223 | Nos
560 | In gratings, frames, guard bar, ladder, railing, brackets, gates and similar works | item560 | 300 | Kg. | 153 |  |  | Excess(+) | 1 | Full Conversion | INR | [40 empty] | #VALUE! | #VALUE! | #VALUE! | 1.02 | Construction of chamber for 100mm sluice plates | item2 | 213 | Nos
561 | Fabrication, supplying & fixing of box of required size made out of 2mm thick CRCA sheet duly powder coated & openable from top-bottom or front required & fixing the same complete as required. | item561 | 100 | Kg. | 255 |  |  | Excess(+) | 1 | Full Conversion | INR | [40 empty] | #VALUE! | #VALUE! | #VALUE! | 2 | Construction of chamber for 100mm sluices valve | item3 | 10 | Nos
562 | Digging trench for taking out cable and refilling , watering ,ramming the sameafter taking out cable as reqd complete.cable size up to 400Sq.mm | item562 | 100 | Mtrs. | 145 |  |  | Excess(+) | 1 | Full Conversion | INR | [40 empty] | #VALUE! | #VALUE! | #VALUE! | 3 | Supplying, Conveying and fixing spls. Including ea | item4 | 10 | Nos
563 | Lifting removing cable up to 400 sq.mm. size from trench/clamps, making role & depositing the same in departmental store I/c cartage. | item563 | 100 | Mtrs. | 138 |  |  | Excess(+) | 1 | Full Conversion | INR | [40 empty] | #VALUE! | #VALUE! | #VALUE! | 1.02 | Construction of chamber for 100mm sluice plates | item2 | 213 | Nos
564 | Dismentling of brass compression type gland up to 400 sq. mm. Cable | item564 | 10 | Nos. | 203 |  |  | Excess(+) | 1 | Full Conversion | INR | [40 empty] | #VALUE! | #VALUE! | #VALUE! | 2 | Construction of chamber for 100mm sluices valve | item3 | 10 | Nos
565 | Supplying and fixing carbon diaxide ( CO2) type fire extingushers confirming to IS 2878:1976 and cylinder fully charged of following capacity. | item565 | [52 empty] | 3 | Supplying, Conveying and fixing spls. Including ea | item4 | 10 | Nos
566 | 4.5 Kg. fire extinguisher wall mounted | item566 | 5 | Nos. | 6951 |  |  | Excess(+) | 1 | Full Conversion | INR | [40 empty] | #VALUE! | #VALUE! | #VALUE! | 1.01 | Supplying, Conveying and fixing spls. Including eart | item1 | 123.223 | Nos
567 | 9 Kg. fire extinguisher trolly mounted | item567 | 5 | Nos. | 15250 |  |  | Excess(+) | 1 | Full Conversion | INR | [40 empty] | #VALUE! | #VALUE! | #VALUE! | 1.02 | Construction of chamber for 100mm sluice plates | item2 | 213 | Nos
568 | Supply,fixing of 4 no's FIRE bucket 9.5 liters capacity GI bucket i/c filling sand, painted in post office red clour with prior coat of red oxide paint and writte with white paint 'FIRE' and mounted on MS angle iron frame with bracket with 35 x 35x 5 mm size angle in required shape,1.5mm MS sheet shed covered i/c cutting, welding, as standard specified suitable for Electrical substations & as directed by EIC. | item568 | 3 | Set | 6481 |  |  | Excess(+) | 1 | Full Conversion | INR | [40 empty] | #VALUE! | #VALUE! | #VALUE! | 2 | Construction of chamber for 100mm sluices valve | item3 | 10 | Nos
569 | Providing & fixing MV danger notice plate of 200mm x 150mm make of mild steel at least 2mm thick vitreous enamelled white on both sides and with inscriptions in signal red colours in front side as reqd. | item569 | 10 | Each | 238 |  |  | Excess(+) | 1 | Full Conversion | INR | [40 empty] | #VALUE! | #VALUE! | #VALUE! | 3 | Supplying, Conveying and fixing spls. Including ea | item4 | 10 | Nos
570 | Supplying and laying chequered plate in cut pcs of 6mm thick with handle cutting/ welding as required complete. | item570 | 60 | SQM | 4299 |  |  | Excess(+) | 1 | Full Conversion | INR | [40 empty] | #VALUE! | #VALUE! | #VALUE! | 1.01 | Supplying, Conveying and fixing spls. Including eart | item1 | 123.223 | Nos
571 | Supplying and fixing 'C' Channel of size 100 x 50 mm ISMC in cut sizes i/c cutting/ welding as required complete. | item571 | 100 | Mtrs. | 861 |  |  | Excess(+) | 1 | Full Conversion | INR | [40 empty] | #VALUE! | #VALUE! | #VALUE! | 1.02 | Construction of chamber for 100mm sluice plates | item2 | 213 | Nos
572 | Supplying and laying of 32mm (8Kg / cm²) HDPE pipe ISI marked along with all accessories like socket, bend, couplers etc. conforming to IS 4984, Part II complete with fitting and cutting, jointing etc. in following manner , complete as required. | item572 | [52 empty] | 2 | Construction of chamber for 100mm sluices valve | item3 | 10 | Nos
573 | in ground i/c excavation, sand cushioning, protective covering and refilling the trench etc as reqd. | item573 | 200 | Mtrs. | 414 |  |  | Excess(+) | 1 | Full Conversion | INR | [40 empty] | #VALUE! | #VALUE! | #VALUE! | 1.01 | Supplying, Conveying and fixing spls. Including eart | item1 | 123.223 | Nos
574 | In Pipe | item574 | 100 | Mtrs. | 75 |  |  | Excess(+) | 1 | Full Conversion | INR | [40 empty] | #VALUE! | #VALUE! | #VALUE! | 1.02 | Construction of chamber for 100mm sluice plates | item2 | 213 | Nos
575 | In open duct | item575 | 200 | Mtrs. | 66 |  |  | Excess(+) | 1 | Full Conversion | INR | [40 empty] | #VALUE! | #VALUE! | #VALUE! | 2 | Construction of chamber for 100mm sluices valve | item3 | 10 | Nos
576 | Supplying and laying of 63mm (8Kg / cm²) HDPE pipe ISI marked along with all accessories like socket, bend, couplers etc. conforming to IS 4984, Part II complete with fitting and cutting, jointing etc. in the existing open duct, complete as required. | item576 | [52 empty] | 3 | Supplying, Conveying and fixing spls. Including ea | item4 | 10 | Nos
577 | in ground i/c excavation, sand cushioning, protective covering and refilling the trench etc as reqd. | item577 | 200 | Mtrs. | 535 |  |  | Excess(+) | 1 | Full Conversion | INR | [40 empty] | #VALUE! | #VALUE! | #VALUE! | 1.02 | Construction of chamber for 100mm sluice plates | item2 | 213 | Nos
578 | In pipe | item578 | 100 | Mtrs. | 199 |  |  | Excess(+) | 1 | Full Conversion | INR | [40 empty] | #VALUE! | #VALUE! | #VALUE! | 2 | Construction of chamber for 100mm sluices valve | item3 | 10 | Nos
579 | In open duct | item579 | 200 | Mtrs. | 188 |  |  | Excess(+) | 1 | Full Conversion | INR | [40 empty] | #VALUE! | #VALUE! | #VALUE! | 3 | Supplying, Conveying and fixing spls. Including ea | item4 | 10 | Nos
580 | Supplying and fixing cable route marker with 10 cm X 10 cm X 5 mm thick G.I. plate with inscription there on, bolted /welded to 35 mm X 35 mm X 6 mm angle iron, 60 cm long and fixing the same in ground as required. | item580 | 50 | Each | 449 |  |  | Excess(+) | 1 | Full Conversion | INR | [40 empty] | #VALUE! | #VALUE! | #VALUE! | 1.01 | Supplying, Conveying and fixing spls. Including eart | item1 | 123.223 | Nos
581 | Supplying and providig First Aid Box as per approved by Indian Red Cross Confirming to IS 2217:1963 as required complete. | item581 | 5 | Each | 7333 |  |  | Excess(+) | 1 | Full Conversion | INR | [40 empty] | #VALUE! | #VALUE! | #VALUE! | 1.02 | Construction of chamber for 100mm sluice plates | item2 | 213 | Nos
582 | (ii) (DG Sets GSMST-Super Speciality Hospital Block, Academic Block & Ancilliary and Engineering Yard ) | item582 | [52 empty] | 2 | Construction of chamber for 100mm sluices valve | item3 | 10 | Nos
583 | DG SETS(9x1010 KVA as per latest CPCB norms) | item583 | [52 empty] | 3 | Supplying, Conveying and fixing spls. Including ea | item4 | 10 | Nos
584 | Supplying ,loading & unloading, Installation, Testing and Commissioning of as per latest CPCB norms standard, ‘Silent Type’ Diesel Generating set along with acoustic enclosure having Prime Power Rating of 1010 KVA, 415 volts at 1500 RPM, 0.8 lagging power factor at 415 V suitable for 50 Hz, 3 phase system & for 0.85 Load Factor and consisting of the followings | item584 | [52 empty] | 1.01 | Supplying, Conveying and fixing spls. Including eart | item1 | 123.223 | Nos
585 | Diesel Engine: | item585 | [52 empty] | 1.02 | Construction of chamber for 100mm sluice plates | item2 | 213 | Nos
586 | Diesel engine 4 stroke water cooled with suitable radiator, electric start, of suitable BHP at 1500 RPM suitable for above output of alternator at 40 Degree C, 50% RH & at 1000 Meter MSL and conforming to BS 5514/ISO 3046, BS 649, IS 10000, Electronics governor of class A, capable of taking 10% over loading for one hour after 12 hours of continuous operation. The engine will be fitted complete with all the required accessories and First fill of lube oil, coolant etc. | item586 | [52 empty] | 2 | Construction of chamber for 100mm sluices valve | item3 | 10 | Nos
587 | Engine mounted Instrument Panel fitted with IP-65 microprocessor based Instrument/ control Panel, control cables etc having following specification & operating /metering feature and having digital display and compatible for SCADA/BMS connectivity for following: | item587 | [52 empty] | 1.01 | Supplying, Conveying and fixing spls. Including eart | item1 | 123.223 | Nos
588 | (i) Start-stop switch with key | item588 | [52 empty] | 1.02 | Construction of chamber for 100mm sluice plates | item2 | 213 | Nos
589 | (ii) Lubrication oil pressure indication | item589 | [52 empty] | 2 | Construction of chamber for 100mm sluices valve | item3 | 10 | Nos
590 | (III) Lubrication oil temperature indication | item590 | [52 empty] | 3 | Supplying, Conveying and fixing spls. Including ea | item4 | 10 | Nos
591 | (Iv) Battery charging indication | item591 | [52 empty] | 1.02 | Construction of chamber for 100mm sluice plates | item2 | 213 | Nos
592 | (v) RPM indication | item592 | [52 empty] | 2 | Construction of chamber for 100mm sluices valve | item3 | 10 | Nos
593 | (vi) Over/under speed indication | item593 | [52 empty] | 3 | Supplying, Conveying and fixing spls. Including ea | item4 | 10 | Nos
594 | (vii) Low lub. Oil trip indication | item594 | [52 empty] | 1.01 | Supplying, Conveying and fixing spls. Including eart | item1 | 123.223 | Nos
595 | (viii)Water/coolant temperature | item595 | [52 empty] | 1.02 | Construction of chamber for 100mm sluice plates | item2 | 213 | Nos
596 | (ix)Electrical parameter:- Generator Voltage (Ph-Ph),(Ph-N),Current (R,Y,B), Generator power (Kw), Cumulative Genrated energy units (KWh), frequency (Hz) etc | item596 | [52 empty] | 2 | Construction of chamber for 100mm sluices valve | item3 | 10 | Nos
597 | (x)Engine Protection :- High water temperature, Low oil Pressure, Low fuel level, Over/under speed, Engine fail to start, Over/under voltage & frequency etc. | item597 | [52 empty] | 3 | Supplying, Conveying and fixing spls. Including ea | item4 | 10 | Nos
598 | (xi)fuel level indication | item598 | [52 empty] | 1.01 | Supplying, Conveying and fixing spls. Including eart | item1 | 123.223 | Nos
599 | (xii)Running hours | item599 | [52 empty] | 1.02 | Construction of chamber for 100mm sluice plates | item2 | 213 | Nos
600 | (xiii) Engine Hours indication | item600 | [52 empty] | 2 | Construction of chamber for 100mm sluices valve | item3 | 10 | Nos
601 | Alternator : | item601 | [52 empty] | 1.01 | Supplying, Conveying and fixing spls. Including eart | item1 | 123.223 | Nos
602 | IP 23, Air-cooled, Synchronous alternator rated at 1010 KVA, 415 volts at 1500 RPM, 3 phase, 4-wire, 4-pole, 50 Hz, AC supply with 0.8 lagging power factor at 40 Degree C, 50% RH & at 1000 Meter MSL. The alternator shall be having SPDP enclosure, brushless, continuous duty, self-excited and self-regulated through AVR conforming to IS: 4722/BS 2613/IEC60034 suitable for tropical conditions and with class- F/H insulation. High Temperature rise limited to Class H with RTD/BTD and Space Heater. | item602 | [52 empty] | 1.02 | Construction of chamber for 100mm sluice plates | item2 | 213 | Nos
603 | Base Frame & Foundation: | item603 | [52 empty] | 2 | Construction of chamber for 100mm sluices valve | item3 | 10 | Nos
604 | Both the engine and alternator shall be mounted on suitable base frame made of MS channel with necessary reinforcement which shall be installed on suitable cement concrete foundation and vibration isolation arrangement as per recommendations of manufacturer. The rate is inclusive of cost of foundation and vibration isolation arrangement with base frame. | item604 | [52 empty] | 3 | Supplying, Conveying and fixing spls. Including ea | item4 | 10 | Nos
605 | Fuel Tank: | item605 | [52 empty] | 1.02 | Construction of chamber for 100mm sluice plates | item2 | 213 | Nos
606 | Daily service fuel tank of 990 liters capacity fabricated out of 3 mm thick M.S. sheet complete with all standard accessories and fuel piping between fuel tank and diesel engine with MS class ‘C’ pipes of suitable dia. Complete with valves, level indications & accessories as required as per specifications. | item606 | [52 empty] | 2 | Construction of chamber for 100mm sluices valve | item3 | 10 | Nos
607 | Exhaust System: | item607 | [52 empty] | 3 | Supplying, Conveying and fixing spls. Including ea | item4 | 10 | Nos
608 | Dry exhaust manifold with hospital exhaust silencer with rock wool insulation and catalytic convertor. | item608 | [52 empty] | 1.01 | Supplying, Conveying and fixing spls. Including eart | item1 | 123.223 | Nos
609 | Starting System: | item609 | [52 empty] | 1.02 | Construction of chamber for 100mm sluice plates | item2 | 213 | Nos
610 | 12V/24V DC starting system comprising of starter motors: voltage regulator and arrangement for initial excitation complete with suitable nos. of batteries (25 plates, 180 Amp. Hour capacity lead acid type) as required as per OEM standard.. | item610 | [52 empty] | 2 | Construction of chamber for 100mm sluices valve | item3 | 10 | Nos
611 | Acoustic and weather proof Integrated enclosure, sound proofing with high quality/density rock wool/mineral wool cover with fiber glass cloth and perforated powder coated MS Sheet, High quality EPDM gasket with arrangement for fresh air intake for cooling of the engine & alternator, extraction, discharging hot air in to the atmosphere as per specification as per latest CPCB norms. | item611 | [52 empty] | 3 | Supplying, Conveying and fixing spls. Including ea | item4 | 10 | Nos
612 | 1010 KVA DG sets as above with accessories (DLP Period shall be of 2 years) | item612 | 9 | Set | 8866459 |  |  | Excess(+) | 1 | Full Conversion | INR | [40 empty] | #VALUE! | #VALUE! | #VALUE! | 1.01 | Supplying, Conveying and fixing spls. Including eart | item1 | 123.223 | Nos
613 | DG Synchronization panel -1,2 &3 | item613 | [52 empty] | 1.02 | Construction of chamber for 100mm sluice plates | item2 | 213 | Nos
614 | Supplying ,Installing, Testing and Commissioning Microprocessor based AMF logic and Synchronization Panel(PLC BASED) with all necessary relays, controls and monitoring shall be as per final SLD. Panel Should have facility to receive command from ATS of main Incomer panels to start / stop DG Sets & Control the DG Sets. Panel shall comply to IS / IEC 61439 - 1 & 2 | item614 | [52 empty] | 2 | Construction of chamber for 100mm sluices valve | item3 | 10 | Nos
615 | Load Management & PLC shall perform following Operation :- HMI to Display & Select Panel Operation Scheme, Load management through PLC shall be provided to achieve Sequence in coordintion with the DG Sync Controllers in DG, Power supply 230Volt AC and Output-24Volt DC, Interlocking to achieve desired operation as per control & operational scheme in panel coordination with the DG Vendor including Programming & commissiong of above. | item615 | [52 empty] | 1.01 | Supplying, Conveying and fixing spls. Including eart | item1 | 123.223 | Nos
616 | DG Synchronization panel -1 | item616 | [52 empty] | 1.02 | Construction of chamber for 100mm sluice plates | item2 | 213 | Nos
617 | INCOMER FEEDERS | item617 | [52 empty] | 2 | Construction of chamber for 100mm sluices valve | item3 | 10 | Nos
618 | 3nos 1600 A, 415/500V, Fully Motorized, FullyDrawout type(EDO), 3P+NL Air Circuit Breaker with microprocessor based overload, short circuit, instantanious & earth Fault trip including under voltage release and lockable trip push button. ACB should have Icw=Ics= 50 KA for 1 sec. METERING ON EACH DG INCOMER :- Digital Multifunction meter with RS-485 MODBUS communication & of accuracy class-1.0, CTs Indication LED Type,Over Voltage Relay etc. comp | item618 | [52 empty] | 3 | Supplying, Conveying and fixing spls. Including ea | item4 | 10 | Nos
619 | i)Main 6300Amp AL busbars with bar type feeder connections and all internal wiring with (FRLS wires) and connections. | item619 | [52 empty] | 1.02 | Construction of chamber for 100mm sluice plates | item2 | 213 | Nos
620 | ii)Earthing all components, frame etc. to a common internal earth bar. | item620 | [52 empty] | 2 | Construction of chamber for 100mm sluices valve | item3 | 10 | Nos
621 | iii)Painting all sheet metal works. | item621 | [52 empty] | 3 | Supplying, Conveying and fixing spls. Including ea | item4 | 10 | Nos
622 | iv)All accessories & supporting structure. | item622 | [52 empty] | 1.01 | Supplying, Conveying and fixing spls. Including eart | item1 | 123.223 | Nos
623 | v) Brass glands and crimping lugs for sending and receiving ends. | item623 | [52 empty] | 1.02 | Construction of chamber for 100mm sluice plates | item2 | 213 | Nos
624 | vi)All ammeters with C.T's and voltmeter and energy meters with necessary fuses. | item624 | [52 empty] | 2 | Construction of chamber for 100mm sluices valve | item3 | 10 | Nos
625 | vii)Panel components as specified | item625 | [52 empty] | 3 | Supplying, Conveying and fixing spls. Including ea | item4 | 10 | Nos
626 | viii)MS base frame. | item626 | [52 empty] | 1.01 | Supplying, Conveying and fixing spls. Including eart | item1 | 123.223 | Nos
627 | ix)All switch gear to have short circuit levels as specified | item627 | [52 empty] | 1.02 | Construction of chamber for 100mm sluice plates | item2 | 213 | Nos
628 | x )Breakers AMF logic and control panel | item628 | [52 empty] | 2 | Construction of chamber for 100mm sluices valve | item3 | 10 | Nos
629 | 3# Neutral Contactor of suitable capacity | item629 | [52 empty] | 1.01 | Supplying, Conveying and fixing spls. Including eart | item1 | 123.223 | Nos
630 | 3# Load manager with the indicating parameters like KW,KVA,KVAR,F,P.F,V,A etc. with RS485 port | item630 | [52 empty] | 1.02 | Construction of chamber for 100mm sluice plates | item2 | 213 | Nos
631 | 3# SET CT's 1600/5A, Cl-1,5VA for metering | item631 | [52 empty] | 2 | Construction of chamber for 100mm sluices valve | item3 | 10 | Nos
632 | 3# SET CT's 1600/5A, Cl-5P10,10VA for DPR | item632 | [52 empty] | 3 | Supplying, Conveying and fixing spls. Including ea | item4 | 10 | Nos
633 | 3# SET CT's 1600/5A, Cl-5P10,10VA for EFR | item633 | [52 empty] | 1.02 | Construction of chamber for 100mm sluice plates | item2 | 213 | Nos
634 | 3# Electronic Hooter 1 Set of Push Buttons-HOOTER ACCEPT/FAULT CLEAR | item634 | [52 empty] | 2 | Construction of chamber for 100mm sluices valve | item3 | 10 | Nos
635 | 3# Control Swich [ON/OFF-for DG manual control] | item635 | [52 empty] | 3 | Supplying, Conveying and fixing spls. Including ea | item4 | 10 | Nos
636 | 3# Mode Selector Switch [AUTO/MANUAL/TEST/OFF] '1 Set of Indicating lamps for 'Load On Set ', 'Load On Mains'etc. | item636 | [52 empty] | 1.01 | Supplying, Conveying and fixing spls. Including eart | item1 | 123.223 | Nos
637 | 3# TNC Switch for Breaker control | item637 | [52 empty] | 1.02 | Construction of chamber for 100mm sluice plates | item2 | 213 | Nos
638 | 6 # ACB ON/Off/Trip Indication Lamp | item638 | [52 empty] | 2 | Construction of chamber for 100mm sluices valve | item3 | 10 | Nos
639 | 3# Earth fault relay | item639 | [52 empty] | 3 | Supplying, Conveying and fixing spls. Including ea | item4 | 10 | Nos
640 | 3# Differentail protection relay | item640 | [52 empty] | 1.01 | Supplying, Conveying and fixing spls. Including eart | item1 | 123.223 | Nos
641 | 3 # Annunciator-8Window,24V DC with Inbuilt Test,Accept,Reset PB's | item641 | [52 empty] | 1.02 | Construction of chamber for 100mm sluice plates | item2 | 213 | Nos
642 | 3 Nos. over voltage relay,3 Nos. reverse power relay and 3 Nos. under voltage relay. | item642 | [52 empty] | 2 | Construction of chamber for 100mm sluices valve | item3 | 10 | Nos
643 | xi) Auto Synchronizing Panel | item643 | [52 empty] | 1.01 | Supplying, Conveying and fixing spls. Including eart | item1 | 123.223 | Nos
644 | 3# Synchroscope | item644 | [52 empty] | 1.02 | Construction of chamber for 100mm sluice plates | item2 | 213 | Nos
645 | 3# Dark Lamps | item645 | [52 empty] | 2 | Construction of chamber for 100mm sluices valve | item3 | 10 | Nos
646 | 3# Synchronising Auto/ManualSelector Switch. | item646 | [52 empty] | 3 | Supplying, Conveying and fixing spls. Including ea | item4 | 10 | Nos
647 | 3# Synchronising ON/OFF Selector Switch | item647 | [52 empty] | 1.02 | Construction of chamber for 100mm sluice plates | item2 | 213 | Nos
648 | 3# Auto Synchronizing Relay | item648 | [52 empty] | 2 | Construction of chamber for 100mm sluices valve | item3 | 10 | Nos
649 | 3 Set of Instrument Fuses as required | item649 | [52 empty] | 3 | Supplying, Conveying and fixing spls. Including ea | item4 | 10 | Nos
650 | OUTGOING FEEDERS | item650 | [52 empty] | 1.01 | Supplying, Conveying and fixing spls. Including eart | item1 | 123.223 | Nos
651 | 2 nos 4000 A, 415/500V, Fully Motorised, FullyDrawout type(EDO), 4P, Air Circuit Breaker with microprocessor based overload, short circuit,instantanious & earth Fault trip including under voltage release andloackable trip push button. ACB should have Icw=Ics= 100 KA for 1 sec. | item651 | [52 empty] | 1.02 | Construction of chamber for 100mm sluice plates | item2 | 213 | Nos
652 | 2# SET CT's 4000/5A, Cl-1,5VA for metering | item652 | [52 empty] | 2 | Construction of chamber for 100mm sluices valve | item3 | 10 | Nos
653 | 2 # Load manager with the indicating parameters like KW,KVA,KVAR,F,P.F,V,A etc. with RS485 port | item653 | [52 empty] | 3 | Supplying, Conveying and fixing spls. Including ea | item4 | 10 | Nos
654 | 1 nos 2500 A, 415/500V, Fully Motorised, FullyDrawout type(EDO), 4P, Air Circuit Breaker with microprocessor based overload, short circuit,instantanious & earth Fault trip including under voltage release andloackable trip push button. ACB should have Icw=Ics= 50 KA for 1 sec. | item654 | [52 empty] | 1.01 | Supplying, Conveying and fixing spls. Including eart | item1 | 123.223 | Nos
655 | 1# SET CT's 2500/5A, Cl-1,5VA for metering | item655 | [52 empty] | 1.02 | Construction of chamber for 100mm sluice plates | item2 | 213 | Nos
656 | 1 # Load manager with the indicating parameters like KW,KVA,KVAR,F,P.F,V,A etc. with RS485 port | item656 | [52 empty] | 2 | Construction of chamber for 100mm sluices valve | item3 | 10 | Nos
657 | DG Sync. Panel 1 with accessories as above (DLP Period shall be of 2 years) | item657 | 1 | NOS | 5448156 |  |  | Excess(+) | 1 | Full Conversion | INR | [40 empty] | #VALUE! | #VALUE! | #VALUE! | 1.01 | Supplying, Conveying and fixing spls. Including eart | item1 | 123.223 | Nos
658 | DG Syncronization panel -2 | item658 | [52 empty] | 1.02 | Construction of chamber for 100mm sluice plates | item2 | 213 | Nos
659 | INCOMER FEEDERS | item659 | [52 empty] | 2 | Construction of chamber for 100mm sluices valve | item3 | 10 | Nos
660 | 3nos 1600 A, 415/500V, Fully Motorised, FullyDrawout type(EDO), 3P+NL Air Circuit Breaker with microprocessor based overload, short circuit,instantanious & earth Fault trip including under voltage release andloackable trip push button. ACB should have Icw=Ics= 50 KA for 1 sec. METERING ON EACH DG INCOMER :- Digital Multifunction meter with RS-485 MODBUS communication & of accuracy class-1.0, CTs Indication LED Type,Over Voltage Relay etc. comp | item660 | [52 empty] | 3 | Supplying, Conveying and fixing spls. Including ea | item4 | 10 | Nos
661 | i)Main 6300a AL busbars with bar type feeder connections and all internal wiring with (FRLS wires) and connections. | item661 | [52 empty] | 1.02 | Construction of chamber for 100mm sluice plates | item2 | 213 | Nos
662 | ii)Earthing all components, frame etc. to a common internal earth bar. | item662 | [52 empty] | 2 | Construction of chamber for 100mm sluices valve | item3 | 10 | Nos
663 | iii)Painting all sheet metal works. | item663 | [52 empty] | 3 | Supplying, Conveying and fixing spls. Including ea | item4 | 10 | Nos
664 | iv)All accessories & supporting structure. | item664 | [52 empty] | 1.01 | Supplying, Conveying and fixing spls. Including eart | item1 | 123.223 | Nos
665 | v) Brass glands and crimping lugs for sending and receiving ends. | item665 | [52 empty] | 1.02 | Construction of chamber for 100mm sluice plates | item2 | 213 | Nos
666 | vi)All ammeters with C.T's and voltmeter and energy meters with necessary fuses. | item666 | [52 empty] | 2 | Construction of chamber for 100mm sluices valve | item3 | 10 | Nos
667 | vii)Panel components as specified | item667 | [52 empty] | 3 | Supplying, Conveying and fixing spls. Including ea | item4 | 10 | Nos
668 | viii)MS base frame. | item668 | [52 empty] | 1.01 | Supplying, Conveying and fixing spls. Including eart | item1 | 123.223 | Nos
669 | ix)All switch gear to have short circuit levels as specified | item669 | [52 empty] | 1.02 | Construction of chamber for 100mm sluice plates | item2 | 213 | Nos
670 | x )Breakers AMF logic and control panel | item670 | [52 empty] | 2 | Construction of chamber for 100mm sluices valve | item3 | 10 | Nos
671 | 3# Neutral Contactor of suitable capacity | item671 | [52 empty] | 1.01 | Supplying, Conveying and fixing spls. Including eart | item1 | 123.223 | Nos
672 | 3# Load manager with the indicating parameters like KW,KVA,KVAR,F,P.F,V,A etc. with RS485 port | item672 | [52 empty] | 1.02 | Construction of chamber for 100mm sluice plates | item2 | 213 | Nos
673 | 3# SET CT's 1600/5A, Cl-1,5VA for metering | item673 | [52 empty] | 2 | Construction of chamber for 100mm sluices valve | item3 | 10 | Nos
674 | 3# SET CT's 1600/5A, Cl-5P10,10VA for DPR | item674 | [52 empty] | 3 | Supplying, Conveying and fixing spls. Including ea | item4 | 10 | Nos
675 | 3# SET CT's 1600/5A, Cl-5P10,10VA for EFR | item675 | [52 empty] | 1.02 | Construction of chamber for 100mm sluice plates | item2 | 213 | Nos
676 | 3# Electronic Hooter 1 Set of Push Buttons-HOOTER ACCEPT/FAULT CLEAR | item676 | [52 empty] | 2 | Construction of chamber for 100mm sluices valve | item3 | 10 | Nos
677 | 3# Control Swich [ON/OFF-for DG manual control] | item677 | [52 empty] | 3 | Supplying, Conveying and fixing spls. Including ea | item4 | 10 | Nos
678 | 3# Mode Selector Switch [AUTO/MANUAL/TEST/OFF] '1 Set of Indicating lamps for 'Load On Set ', 'Load On Mains'etc. | item678 | [52 empty] | 1.01 | Supplying, Conveying and fixing spls. Including eart | item1 | 123.223 | Nos
679 | 3# TNC Switch for Breaker control | item679 | [52 empty] | 1.02 | Construction of chamber for 100mm sluice plates | item2 | 213 | Nos
680 | 6 # ACB ON/Off/Trip Indication Lamp | item680 | [52 empty] | 2 | Construction of chamber for 100mm sluices valve | item3 | 10 | Nos
681 | 3# Earth fault relay | item681 | [52 empty] | 3 | Supplying, Conveying and fixing spls. Including ea | item4 | 10 | Nos
682 | 3# Differentail protection relay | item682 | [52 empty] | 1.01 | Supplying, Conveying and fixing spls. Including eart | item1 | 123.223 | Nos
683 | 3 # Annunciator-8Window,24V DC with Inbuilt Test,Accept,Reset PB's | item683 | [52 empty] | 1.02 | Construction of chamber for 100mm sluice plates | item2 | 213 | Nos
684 | 3 Nos. over voltage relay,3 Nos. reverse power relay and 3 Nos. under voltage relay. | item684 | [52 empty] | 2 | Construction of chamber for 100mm sluices valve | item3 | 10 | Nos
685 | xi) Auto Synchronizing Panel | item685 | [52 empty] | 1.01 | Supplying, Conveying and fixing spls. Including eart | item1 | 123.223 | Nos
686 | 3# Synchroscope | item686 | [52 empty] | 1.02 | Construction of chamber for 100mm sluice plates | item2 | 213 | Nos
687 | 3# Dark Lamps | item687 | [52 empty] | 2 | Construction of chamber for 100mm sluices valve | item3 | 10 | Nos
688 | 3# Synchronising Auto/ManualSelector Switch. | item688 | [52 empty] | 3 | Supplying, Conveying and fixing spls. Including ea | item4 | 10 | Nos
689 | 3# Synchronising ON/OFF Selector Switch | item689 | [52 empty] | 1.02 | Construction of chamber for 100mm sluice plates | item2 | 213 | Nos
690 | 3# Auto Synchronizing Relay | item690 | [52 empty] | 2 | Construction of chamber for 100mm sluices valve | item3 | 10 | Nos
691 | 3 Set of Instrument Fuses as required | item691 | [52 empty] | 3 | Supplying, Conveying and fixing spls. Including ea | item4 | 10 | Nos
692 | OUTGOING FEEDERS | item692 | [52 empty] | 1.01 | Supplying, Conveying and fixing spls. Including eart | item1 | 123.223 | Nos
693 | 2 nos 4000 A, 415/500V, Fully Motorised, Fully Drawout type(EDO), 4P, Air Circuit Breaker with microprocessor based overload, short circuit,instantanious & earth Fault trip including under voltage release andloackable trip push button. ACB should have Icw=Ics= 100 KA for 1 sec. | item693 | [52 empty] | 1.02 | Construction of chamber for 100mm sluice plates | item2 | 213 | Nos
694 | 2# SET CT's 5000/5A, Cl-1,5VA for metering | item694 | [52 empty] | 2 | Construction of chamber for 100mm sluices valve | item3 | 10 | Nos
695 | 2 # Load manager with the indicating parameters like KW,KVA,KVAR,F,P.F,V,A etc. with RS485 port | item695 | [52 empty] | 3 | Supplying, Conveying and fixing spls. Including ea | item4 | 10 | Nos
696 | DG Sync. Panel 2 with accessories as above (DLP Period shall be of 2 years) | item696 | 1 | NOS | 4961200 |  |  | Excess(+) | 1 | Full Conversion | INR | [40 empty] | #VALUE! | #VALUE! | #VALUE! | 1.01 | Supplying, Conveying and fixing spls. Including eart | item1 | 123.223 | Nos
697 | DG Syncronization panel -3 | item697 | [52 empty] | 1.02 | Construction of chamber for 100mm sluice plates | item2 | 213 | Nos
698 | INCOMER FEEDERS | item698 | [52 empty] | 2 | Construction of chamber for 100mm sluices valve | item3 | 10 | Nos
699 | 3nos 1600 A, 415/500V, Fully Motorised, FullyDrawout type(EDO), 4P, Air Circuit Breaker with microprocessor based overload, short circuit,instantanious & earth Fault trip including under voltage release andloackable trip push button. ACB should have Icw=Ics= 50 KA for 1 sec. METERING ON EACH DG INCOMER :- Digital Multifunction meter with RS-485 MODBUS communication & of accuracy class-1.0, CTs Indication LED Type,Over Voltage Relay etc. comp | item699 | [52 empty] | 1.01 | Supplying, Conveying and fixing spls. Including eart | item1 | 123.223 | Nos
700 | i)Main 6300a AL busbars with bar type feeder connections and all internal wiring with (FRLS wires) and connections. | item700 | [52 empty] | 1.02 | Construction of chamber for 100mm sluice plates | item2 | 213 | Nos
701 | ii)Earthing all components, frame etc. to a common internal earth bar. | item701 | [52 empty] | 2 | Construction of chamber for 100mm sluices valve | item3 | 10 | Nos
702 | iii)Painting all sheet metal works. | item702 | [52 empty] | 3 | Supplying, Conveying and fixing spls. Including ea | item4 | 10 | Nos
703 | iv)All accessories & supporting structure. | item703 | [52 empty] | 1.02 | Construction of chamber for 100mm sluice plates | item2 | 213 | Nos
704 | v) Brass glands and crimping lugs for sending and receiving ends. | item704 | [52 empty] | 2 | Construction of chamber for 100mm sluices valve | item3 | 10 | Nos
705 | vi)All ammeters with C.T's and voltmeter and energy meters with necessary fuses. | item705 | [52 empty] | 3 | Supplying, Conveying and fixing spls. Including ea | item4 | 10 | Nos
706 | vii)Panel components as specified | item706 | [52 empty] | 1.01 | Supplying, Conveying and fixing spls. Including eart | item1 | 123.223 | Nos
707 | viii)MS base frame. | item707 | [52 empty] | 1.02 | Construction of chamber for 100mm sluice plates | item2 | 213 | Nos
708 | ix)All switch gear to have short circuit levels as specified | item708 | [52 empty] | 2 | Construction of chamber for 100mm sluices valve | item3 | 10 | Nos
709 | x )Breakers AMF logic and control panel | item709 | [52 empty] | 3 | Supplying, Conveying and fixing spls. Including ea | item4 | 10 | Nos
710 | 3# Neutral Contactor of suitable capacity | item710 | [52 empty] | 1.01 | Supplying, Conveying and fixing spls. Including eart | item1 | 123.223 | Nos
711 | 3# Load manager with the indicating parameters like KW,KVA,KVAR,F,P.F,V,A etc. with RS485 port | item711 | [52 empty] | 1.02 | Construction of chamber for 100mm sluice plates | item2 | 213 | Nos
712 | 3# SET CT's 1600/5A, Cl-1,5VA for metering | item712 | [52 empty] | 2 | Construction of chamber for 100mm sluices valve | item3 | 10 | Nos
713 | 3# SET CT's 1600/5A, Cl-5P10,10VA for DPR | item713 | [52 empty] | 1.01 | Supplying, Conveying and fixing spls. Including eart | item1 | 123.223 | Nos
714 | 3# SET CT's 1600/5A, Cl-5P10,10VA for EFR | item714 | [52 empty] | 1.02 | Construction of chamber for 100mm sluice plates | item2 | 213 | Nos
715 | 3# Electronic Hooter 1 Set of Push Buttons-HOOTER ACCEPT/FAULT CLEAR | item715 | [52 empty] | 2 | Construction of chamber for 100mm sluices valve | item3 | 10 | Nos
716 | 3# Control Swich [ON/OFF-for DG manual control] | item716 | [52 empty] | 3 | Supplying, Conveying and fixing spls. Including ea | item4 | 10 | Nos
717 | 3# Mode Selector Switch [AUTO/MANUAL/TEST/OFF] '1 Set of Indicating lamps for 'Load On Set ', 'Load On Mains'etc. | item717 | [52 empty] | 1.02 | Construction of chamber for 100mm sluice plates | item2 | 213 | Nos
718 | 3# TNC Switch for Breaker control | item718 | [52 empty] | 2 | Construction of chamber for 100mm sluices valve | item3 | 10 | Nos
719 | 6 # ACB ON/Off/Trip Indication Lamp | item719 | [52 empty] | 3 | Supplying, Conveying and fixing spls. Including ea | item4 | 10 | Nos
720 | 3# Earth fault relay | item720 | [52 empty] | 1.01 | Supplying, Conveying and fixing spls. Including eart | item1 | 123.223 | Nos
721 | 3# Differentail protection relay | item721 | [52 empty] | 1.02 | Construction of chamber for 100mm sluice plates | item2 | 213 | Nos
722 | 3 # Annunciator-8Window,24V DC with Inbuilt Test,Accept,Reset PB's | item722 | [52 empty] | 1.01 | Supplying, Conveying and fixing spls. Including eart | item1 | 123.223 | Nos
723 | 3 Nos. over voltage relay,3 Nos. reverse power relay and 3 Nos. under voltage relay. | item723 | [52 empty] | 1.02 | Construction of chamber for 100mm sluice plates | item2 | 213 | Nos
724 | xi) Auto Synchronizing Panel | item724 | [52 empty] | 2 | Construction of chamber for 100mm sluices valve | item3 | 10 | Nos
725 | 3# Synchroscope | item725 | [52 empty] | 3 | Supplying, Conveying and fixing spls. Including ea | item4 | 10 | Nos
726 | 3# Dark Lamps | item726 | [52 empty] | 1.02 | Construction of chamber for 100mm sluice plates | item2 | 213 | Nos
727 | 3# Synchronising Auto/ManualSelector Switch. | item727 | [52 empty] | 2 | Construction of chamber for 100mm sluices valve | item3 | 10 | Nos
728 | 3# Synchronising ON/OFF Selector Switch | item728 | [52 empty] | 3 | Supplying, Conveying and fixing spls. Including ea | item4 | 10 | Nos
729 | 3# Auto Synchronizing Relay | item729 | [52 empty] | 1.01 | Supplying, Conveying and fixing spls. Including eart | item1 | 123.223 | Nos
730 | 3 Set of Instrument Fuses as required | item730 | [52 empty] | 1.02 | Construction of chamber for 100mm sluice plates | item2 | 213 | Nos
731 | OUTGOING FEEDERS | item731 | [52 empty] | 2 | Construction of chamber for 100mm sluices valve | item3 | 10 | Nos
732 | 2 nos 3200 A, 415/500V, Fully Motorised, Fully Drawout type(EDO), 4P, Air Circuit Breaker with microprocessor based overload, short circuit,instantanious & earth Fault trip including under voltage release andloackable trip push button. ACB should have Icw=Ics= 100 KA for 1 sec. | item732 | [52 empty] | 3 | Supplying, Conveying and fixing spls. Including ea | item4 | 10 | Nos
733 | 2# SET CT's 4000/5A, Cl-1,5VA for metering | item733 | [52 empty] | 1.01 | Supplying, Conveying and fixing spls. Including eart | item1 | 123.223 | Nos
734 | 2 # Load manager with the indicating parameters like KW,KVA,KVAR,F,P.F,V,A etc. with RS485 port | item734 | [52 empty] | 1.02 | Construction of chamber for 100mm sluice plates | item2 | 213 | Nos
735 | 1 nos 1000 A, 415/500V, Fully Motorised, FullyDrawout type(EDO), 4P, Air Circuit Breaker with microprocessor based overload, short circuit,instantanious & earth Fault trip including under voltage release andloackable trip push button. ACB should have Icw=Ics= 50 KA for 1 sec. | item735 | [52 empty] | 2 | Construction of chamber for 100mm sluices valve | item3 | 10 | Nos
736 | 1# SET CT's 1000/5A, Cl-1,5VA for metering | item736 | [52 empty] | 1.01 | Supplying, Conveying and fixing spls. Including eart | item1 | 123.223 | Nos
737 | 1 # Load manager with the indicating parameters like KW,KVA,KVAR,F,P.F,V,A etc. with RS485 port | item737 | [52 empty] | 1.02 | Construction of chamber for 100mm sluice plates | item2 | 213 | Nos
738 | 4p 250 A 50 KA Thermal based MCCB with inbuilt S/C, O/C and E/F protection relay (Ics=100% Icu) : 2 No. | item738 | [52 empty] | 2 | Construction of chamber for 100mm sluices valve | item3 | 10 | Nos
739 | 2# SET CT's 250/5A, Cl-1,5VA for metering | item739 | [52 empty] | 3 | Supplying, Conveying and fixing spls. Including ea | item4 | 10 | Nos
740 | 2 # Load manager with the indicating parameters like KW,KVA,KVAR,F,P.F,V,A etc. with RS485 port | item740 | [52 empty] | 1.02 | Construction of chamber for 100mm sluice plates | item2 | 213 | Nos
741 | 4p 200 A 50 KA Thermal based MCCB with inbuilt S/C, O/C and E/F protection relay (Ics=100% Icu) : 1 No. | item741 | [52 empty] | 2 | Construction of chamber for 100mm sluices valve | item3 | 10 | Nos
742 | 1# SET CT's 200/5A, Cl-1,5VA for metering | item742 | [52 empty] | 3 | Supplying, Conveying and fixing spls. Including ea | item4 | 10 | Nos
743 | 1 # Load manager with the indicating parameters like KW,KVA,KVAR,F,P.F,V,A etc. with RS485 port | item743 | [52 empty] | 1.01 | Supplying, Conveying and fixing spls. Including eart | item1 | 123.223 | Nos
744 | DG Sync. Panel 3 with accessories as above (DLP Period shall be of 2 years) | item744 | 1 | No | 6298568 |  |  | Excess(+) | 1 | Full Conversion | INR | [40 empty] | #VALUE! | #VALUE! | #VALUE! | 1.02 | Construction of chamber for 100mm sluice plates | item2 | 213 | Nos
745 | Note :- Additional requirment for all 3 Synchronizing panels with PLC | item745 | [52 empty] | 2 | Construction of chamber for 100mm sluices valve | item3 | 10 | Nos
746 | a. Main supply failure monitor | item746 | [52 empty] | 3 | Supplying, Conveying and fixing spls. Including ea | item4 | 10 | Nos
747 | b. Supply failure timer | item747 | [52 empty] | 1.01 | Supplying, Conveying and fixing spls. Including eart | item1 | 123.223 | Nos
748 | c. Restoration timer | item748 | [52 empty] | 1.02 | Construction of chamber for 100mm sluice plates | item2 | 213 | Nos
749 | d. Control unit with three impulse automatic engine start/stop and failure to start lockout. | item749 | [52 empty] | 2 | Construction of chamber for 100mm sluices valve | item3 | 10 | Nos
750 | e. Impulse counter with locking and reset facility. | item750 | [52 empty] | 1.01 | Supplying, Conveying and fixing spls. Including eart | item1 | 123.223 | Nos
751 | f. Audio/Video annunciation for | item751 | [52 empty] | 1.02 | Construction of chamber for 100mm sluice plates | item2 | 213 | Nos
752 | g. High water temperature | item752 | [52 empty] | 2 | Construction of chamber for 100mm sluices valve | item3 | 10 | Nos
753 | h. Low lubricating oil pressure | item753 | [52 empty] | 3 | Supplying, Conveying and fixing spls. Including ea | item4 | 10 | Nos
754 | i. Engine over speed | item754 | [52 empty] | 1.02 | Construction of chamber for 100mm sluice plates | item2 | 213 | Nos
755 | j. Engine fails to start | item755 | [52 empty] | 2 | Construction of chamber for 100mm sluices valve | item3 | 10 | Nos
756 | k. Full load/maximum load warning | item756 | [52 empty] | 3 | Supplying, Conveying and fixing spls. Including ea | item4 | 10 | Nos
757 | l. Dg sync 'Panel shall be quoted with respect to SLD attached herewith in tender package to comply and due functioning of DG sets with all necessary operation, interlock, safety etc. | item757 | [52 empty] | 1.01 | Supplying, Conveying and fixing spls. Including eart | item1 | 123.223 | Nos
758 | Supplying and fixing exhaust gas piping of suitable dia. welded black MS, B Class pipe conforming to IS:3589 cut to required lengths and installed with necessary bends, supports and clamps,scafolding as required on site,anti-vibration mountings, insulation of exhaust system with mineral wool/Rockwool, 50 mm thick wiremesh & aluminum cladding etc., as required as per specifications complete in all respect. Vendor to calculate the exhaust dia required as per Engine manufacturer's back pressure calculations. (For 9 Nos DG 1010 KVA DG sets) | item758 | 600 | Mtrs. | 16637 |  |  | Excess(+) | 1 | Full Conversion | INR | [40 empty] | #VALUE! | #VALUE! | #VALUE! | 1.02 | Construction of chamber for 100mm sluice plates | item2 | 213 | Nos
759 | Supply and erection of MS Support/Strcuture for supporting Exhaust piping duly painted along with Lightning arrestor along with Earthing Strips,Earthing pit for LA, Aviation lamp with Cabling and termination till Junction Box at Base, STADD analysis for the proposed structure vetted by any government agencies(IIT/NIT) to be provided , and clearance from statutory government bodies for pollution clearance as per CPCB latest norms. ( Total 4 sets of MS stack each for 2 DG's of 1010 KVA and 1 no. MS Stack for 1 no. DG of 1010 KVA, as per the tender drawing and specification) Steel work welded in built up sections/ framed work, including cutting, hoisting, fixing in position and applying a priming coat of approved steel primer using structural steel etc. as required. ( Refer the external DG service yard planning) | item759 | 1 | Lot | 12318741 |  |  | Excess(+) | 1 | Full Conversion | INR | [40 empty] | #VALUE! | #VALUE! | #VALUE! | 2 | Construction of chamber for 100mm sluices valve | item3 | 10 | Nos
Total in Figures | [51 empty] | #VALUE! | #VALUE! | #VALUE! | 4 | Construction of chamber for 100mm sluice plates | item5 | 10 | Nos
Quoted Rate in Figures |  |  |  | Select | [47 empty] | 0 | 0 | #VALUE!
Quoted Rate in Words |  | #VALUE!
Note on K13: gepadmin: 1. If you choose "Full Conversion" then Column BA (AMOUNT) and Column BB (TAXES) BOTH values will be convert based on selected Currency in (Column L). 2. If you choose "Partial Conversion" then Column BA (AMOUNT) only will be converted based on selected currency (Column L) and Column BB (TAXES) value (INR) will be added to the converted values.
Note on K14: gepadmin: 1. If you choose "Full Conversion" then Column BA (AMOUNT) and Column BB (TAXES) BOTH values will be convert based on selected Currency in (Column L). 2. If you choose "Partial Conversion" then Column BA (AMOUNT) only will be converted based on selected currency (Column L) and Column BB (TAXES) value (INR) will be added to the converted values.
Note on K15: gepadmin: 1. If you choose "Full Conversion" then Column BA (AMOUNT) and Column BB (TAXES) BOTH values will be convert based on selected Currency in (Column L). 2. If you choose "Partial Conversion" then Column BA (AMOUNT) only will be converted based on selected currency (Column L) and Column BB (TAXES) value (INR) will be added to the converted values.
Note on K16: gepadmin: 1. If you choose "Full Conversion" then Column BA (AMOUNT) and Column BB (TAXES) BOTH values will be convert based on selected Currency in (Column L). 2. If you choose "Partial Conversion" then Column BA (AMOUNT) only will be converted based on selected currency (Column L) and Column BB (TAXES) value (INR) will be added to the converted values.
Note on K17: gepadmin: 1. If you choose "Full Conversion" then Column BA (AMOUNT) and Column BB (TAXES) BOTH values will be convert based on selected Currency in (Column L). 2. If you choose "Partial Conversion" then Column BA (AMOUNT) only will be converted based on selected currency (Column L) and Column BB (TAXES) value (INR) will be added to the converted values.
Note on K18: gepadmin: 1. If you choose "Full Conversion" then Column BA (AMOUNT) and Column BB (TAXES) BOTH values will be convert based on selected Currency in (Column L). 2. If you choose "Partial Conversion" then Column BA (AMOUNT) only will be converted based on selected currency (Column L) and Column BB (TAXES) value (INR) will be added to the converted values.
Note on K19: gepadmin: 1. If you choose "Full Conversion" then Column BA (AMOUNT) and Column BB (TAXES) BOTH values will be convert based on selected Currency in (Column L). 2. If you choose "Partial Conversion" then Column BA (AMOUNT) only will be converted based on selected currency (Column L) and Column BB (TAXES) value (INR) will be added to the converted values.
Note on K20: gepadmin: 1. If you choose "Full Conversion" then Column BA (AMOUNT) and Column BB (TAXES) BOTH values will be convert based on selected Currency in (Column L). 2. If you choose "Partial Conversion" then Column BA (AMOUNT) only will be converted based on selected currency (Column L) and Column BB (TAXES) value (INR) will be added to the converted values.
Note on K21: gepadmin: 1. If you choose "Full Conversion" then Column BA (AMOUNT) and Column BB (TAXES) BOTH values will be convert based on selected Currency in (Column L). 2. If you choose "Partial Conversion" then Column BA (AMOUNT) only will be converted based on selected currency (Column L) and Column BB (TAXES) value (INR) will be added to the converted values.
Note on K22: gepadmin: 1. If you choose "Full Conversion" then Column BA (AMOUNT) and Column BB (TAXES) BOTH values will be convert based on selected Currency in (Column L). 2. If you choose "Partial Conversion" then Column BA (AMOUNT) only will be converted based on selected currency (Column L) and Column BB (TAXES) value (INR) will be added to the converted values.
Note on K23: gepadmin: 1. If you choose "Full Conversion" then Column BA (AMOUNT) and Column BB (TAXES) BOTH values will be convert based on selected Currency in (Column L). 2. If you choose "Partial Conversion" then Column BA (AMOUNT) only will be converted based on selected currency (Column L) and Column BB (TAXES) value (INR) will be added to the converted values.
Note on K24: gepadmin: 1. If you choose "Full Conversion" then Column BA (AMOUNT) and Column BB (TAXES) BOTH values will be convert based on selected Currency in (Column L). 2. If you choose "Partial Conversion" then Column BA (AMOUNT) only will be converted based on selected currency (Column L) and Column BB (TAXES) value (INR) will be added to the converted values.
Note on K25: gepadmin: 1. If you choose "Full Conversion" then Column BA (AMOUNT) and Column BB (TAXES) BOTH values will be convert based on selected Currency in (Column L). 2. If you choose "Partial Conversion" then Column BA (AMOUNT) only will be converted based on selected currency (Column L) and Column BB (TAXES) value (INR) will be added to the converted values.
Note on K26: gepadmin: 1. If you choose "Full Conversion" then Column BA (AMOUNT) and Column BB (TAXES) BOTH values will be convert based on selected Currency in (Column L). 2. If you choose "Partial Conversion" then Column BA (AMOUNT) only will be converted based on selected currency (Column L) and Column BB (TAXES) value (INR) will be added to the converted values.
Note on K27: gepadmin: 1. If you choose "Full Conversion" then Column BA (AMOUNT) and Column BB (TAXES) BOTH values will be convert based on selected Currency in (Column L). 2. If you choose "Partial Conversion" then Column BA (AMOUNT) only will be converted based on selected currency (Column L) and Column BB (TAXES) value (INR) will be added to the converted values.
Note on K28: gepadmin: 1. If you choose "Full Conversion" then Column BA (AMOUNT) and Column BB (TAXES) BOTH values will be convert based on selected Currency in (Column L). 2. If you choose "Partial Conversion" then Column BA (AMOUNT) only will be converted based on selected currency (Column L) and Column BB (TAXES) value (INR) will be added to the converted values.
Note on K29: gepadmin: 1. If you choose "Full Conversion" then Column BA (AMOUNT) and Column BB (TAXES) BOTH values will be convert based on selected Currency in (Column L). 2. If you choose "Partial Conversion" then Column BA (AMOUNT) only will be converted based on selected currency (Column L) and Column BB (TAXES) value (INR) will be added to the converted values.
Note on K30: gepadmin: 1. If you choose "Full Conversion" then Column BA (AMOUNT) and Column BB (TAXES) BOTH values will be convert based on selected Currency in (Column L). 2. If you choose "Partial Conversion" then Column BA (AMOUNT) only will be converted based on selected currency (Column L) and Column BB (TAXES) value (INR) will be added to the converted values.
Note on K31: gepadmin: 1. If you choose "Full Conversion" then Column BA (AMOUNT) and Column BB (TAXES) BOTH values will be convert based on selected Currency in (Column L). 2. If you choose "Partial Conversion" then Column BA (AMOUNT) only will be converted based on selected currency (Column L) and Column BB (TAXES) value (INR) will be added to the converted values.
Note on K32: gepadmin: 1. If you choose "Full Conversion" then Column BA (AMOUNT) and Column BB (TAXES) BOTH values will be convert based on selected Currency in (Column L). 2. If you choose "Partial Conversion" then Column BA (AMOUNT) only will be converted based on selected currency (Column L) and Column BB (TAXES) value (INR) will be added to the converted values.
Note on K33: gepadmin: 1. If you choose "Full Conversion" then Column BA (AMOUNT) and Column BB (TAXES) BOTH values will be convert based on selected Currency in (Column L). 2. If you choose "Partial Conversion" then Column BA (AMOUNT) only will be converted based on selected currency (Column L) and Column BB (TAXES) value (INR) will be added to the converted values.
Note on K34: gepadmin: 1. If you choose "Full Conversion" then Column BA (AMOUNT) and Column BB (TAXES) BOTH values will be convert based on selected Currency in (Column L). 2. If you choose "Partial Conversion" then Column BA (AMOUNT) only will be converted based on selected currency (Column L) and Column BB (TAXES) value (INR) will be added to the converted values.
Note on K35: gepadmin: 1. If you choose "Full Conversion" then Column BA (AMOUNT) and Column BB (TAXES) BOTH values will be convert based on selected Currency in (Column L). 2. If you choose "Partial Conversion" then Column BA (AMOUNT) only will be converted based on selected currency (Column L) and Column BB (TAXES) value (INR) will be added to the converted values.
Note on K36: gepadmin: 1. If you choose "Full Conversion" then Column BA (AMOUNT) and Column BB (TAXES) BOTH values will be convert based on selected Currency in (Column L). 2. If you choose "Partial Conversion" then Column BA (AMOUNT) only will be converted based on selected currency (Column L) and Column BB (TAXES) value (INR) will be added to the converted values.
Note on K37: gepadmin: 1. If you choose "Full Conversion" then Column BA (AMOUNT) and Column BB (TAXES) BOTH values will be convert based on selected Currency in (Column L). 2. If you choose "Partial Conversion" then Column BA (AMOUNT) only will be converted based on selected currency (Column L) and Column BB (TAXES) value (INR) will be added to the converted values.
Note on K38: gepadmin: 1. If you choose "Full Conversion" then Column BA (AMOUNT) and Column BB (TAXES) BOTH values will be convert based on selected Currency in (Column L). 2. If you choose "Partial Conversion" then Column BA (AMOUNT) only will be converted based on selected currency (Column L) and Column BB (TAXES) value (INR) will be added to the converted values.
Note on K39: gepadmin: 1. If you choose "Full Conversion" then Column BA (AMOUNT) and Column BB (TAXES) BOTH values will be convert based on selected Currency in (Column L). 2. If you choose "Partial Conversion" then Column BA (AMOUNT) only will be converted based on selected currency (Column L) and Column BB (TAXES) value (INR) will be added to the converted values.
Note on K40: gepadmin: 1. If you choose "Full Conversion" then Column BA (AMOUNT) and Column BB (TAXES) BOTH values will be convert based on selected Currency in (Column L). 2. If you choose "Partial Conversion" then Column BA (AMOUNT) only will be converted based on selected currency (Column L) and Column BB (TAXES) value (INR) will be added to the converted values.
Note on K41: gepadmin: 1. If you choose "Full Conversion" then Column BA (AMOUNT) and Column BB (TAXES) BOTH values will be convert based on selected Currency in (Column L). 2. If you choose "Partial Conversion" then Column BA (AMOUNT) only will be converted based on selected currency (Column L) and Column BB (TAXES) value (INR) will be added to the converted values.
Note on K42: gepadmin: 1. If you choose "Full Conversion" then Column BA (AMOUNT) and Column BB (TAXES) BOTH values will be convert based on selected Currency in (Column L). 2. If you choose "Partial Conversion" then Column BA (AMOUNT) only will be converted based on selected currency (Column L) and Column BB (TAXES) value (INR) will be added to the converted values.
Note on K43: gepadmin: 1. If you choose "Full Conversion" then Column BA (AMOUNT) and Column BB (TAXES) BOTH values will be convert based on selected Currency in (Column L). 2. If you choose "Partial Conversion" then Column BA (AMOUNT) only will be converted based on selected currency (Column L) and Column BB (TAXES) value (INR) will be added to the converted values.
Note on K44: gepadmin: 1. If you choose "Full Conversion" then Column BA (AMOUNT) and Column BB (TAXES) BOTH values will be convert based on selected Currency in (Column L). 2. If you choose "Partial Conversion" then Column BA (AMOUNT) only will be converted based on selected currency (Column L) and Column BB (TAXES) value (INR) will be added to the converted values.
Note on K45: gepadmin: 1. If you choose "Full Conversion" then Column BA (AMOUNT) and Column BB (TAXES) BOTH values will be convert based on selected Currency in (Column L). 2. If you choose "Partial Conversion" then Column BA (AMOUNT) only will be converted based on selected currency (Column L) and Column BB (TAXES) value (INR) will be added to the converted values.
Note on K46: gepadmin: 1. If you choose "Full Conversion" then Column BA (AMOUNT) and Column BB (TAXES) BOTH values will be convert based on selected Currency in (Column L). 2. If you choose "Partial Conversion" then Column BA (AMOUNT) only will be converted based on selected currency (Column L) and Column BB (TAXES) value (INR) will be added to the converted values.
Note on K47: gepadmin: 1. If you choose "Full Conversion" then Column BA (AMOUNT) and Column BB (TAXES) BOTH values will be convert based on selected Currency in (Column L). 2. If you choose "Partial Conversion" then Column BA (AMOUNT) only will be converted based on selected currency (Column L) and Column BB (TAXES) value (INR) will be added to the converted values.
Note on K48: gepadmin: 1. If you choose "Full Conversion" then Column BA (AMOUNT) and Column BB (TAXES) BOTH values will be convert based on selected Currency in (Column L). 2. If you choose "Partial Conversion" then Column BA (AMOUNT) only will be converted based on selected currency (Column L) and Column BB (TAXES) value (INR) will be added to the converted values.
Note on K49: gepadmin: 1. If you choose "Full Conversion" then Column BA (AMOUNT) and Column BB (TAXES) BOTH values will be convert based on selected Currency in (Column L). 2. If you choose "Partial Conversion" then Column BA (AMOUNT) only will be converted based on selected currency (Column L) and Column BB (TAXES) value (INR) will be added to the converted values.
Note on K50: gepadmin: 1. If you choose "Full Conversion" then Column BA (AMOUNT) and Column BB (TAXES) BOTH values will be convert based on selected Currency in (Column L). 2. If you choose "Partial Conversion" then Column BA (AMOUNT) only will be converted based on selected currency (Column L) and Column BB (TAXES) value (INR) will be added to the converted values.
Note on K51: gepadmin: 1. If you choose "Full Conversion" then Column BA (AMOUNT) and Column BB (TAXES) BOTH values will be convert based on selected Currency in (Column L). 2. If you choose "Partial Conversion" then Column BA (AMOUNT) only will be converted based on selected currency (Column L) and Column BB (TAXES) value (INR) will be added to the converted values.
Note on K52: gepadmin: 1. If you choose "Full Conversion" then Column BA (AMOUNT) and Column BB (TAXES) BOTH values will be convert based on selected Currency in (Column L). 2. If you choose "Partial Conversion" then Column BA (AMOUNT) only will be converted based on selected currency (Column L) and Column BB (TAXES) value (INR) will be added to the converted values.
Note on K53: gepadmin: 1. If you choose "Full Conversion" then Column BA (AMOUNT) and Column BB (TAXES) BOTH values will be convert based on selected Currency in (Column L). 2. If you choose "Partial Conversion" then Column BA (AMOUNT) only will be converted based on selected currency (Column L) and Column BB (TAXES) value (INR) will be added to the converted values.
Note on K54: gepadmin: 1. If you choose "Full Conversion" then Column BA (AMOUNT) and Column BB (TAXES) BOTH values will be convert based on selected Currency in (Column L). 2. If you choose "Partial Conversion" then Column BA (AMOUNT) only will be converted based on selected currency (Column L) and Column BB (TAXES) value (INR) will be added to the converted values.
Note on K55: gepadmin: 1. If you choose "Full Conversion" then Column BA (AMOUNT) and Column BB (TAXES) BOTH values will be convert based on selected Currency in (Column L). 2. If you choose "Partial Conversion" then Column BA (AMOUNT) only will be converted based on selected currency (Column L) and Column BB (TAXES) value (INR) will be added to the converted values.
Note on K56: gepadmin: 1. If you choose "Full Conversion" then Column BA (AMOUNT) and Column BB (TAXES) BOTH values will be convert based on selected Currency in (Column L). 2. If you choose "Partial Conversion" then Column BA (AMOUNT) only will be converted based on selected currency (Column L) and Column BB (TAXES) value (INR) will be added to the converted values.
Note on K57: gepadmin: 1. If you choose "Full Conversion" then Column BA (AMOUNT) and Column BB (TAXES) BOTH values will be convert based on selected Currency in (Column L). 2. If you choose "Partial Conversion" then Column BA (AMOUNT) only will be converted based on selected currency (Column L) and Column BB (TAXES) value (INR) will be added to the converted values.
Note on K58: gepadmin: 1. If you choose "Full Conversion" then Column BA (AMOUNT) and Column BB (TAXES) BOTH values will be convert based on selected Currency in (Column L). 2. If you choose "Partial Conversion" then Column BA (AMOUNT) only will be converted based on selected currency (Column L) and Column BB (TAXES) value (INR) will be added to the converted values.
Note on K59: gepadmin: 1. If you choose "Full Conversion" then Column BA (AMOUNT) and Column BB (TAXES) BOTH values will be convert based on selected Currency in (Column L). 2. If you choose "Partial Conversion" then Column BA (AMOUNT) only will be converted based on selected currency (Column L) and Column BB (TAXES) value (INR) will be added to the converted values.
Note on K60: gepadmin: 1. If you choose "Full Conversion" then Column BA (AMOUNT) and Column BB (TAXES) BOTH values will be convert based on selected Currency in (Column L). 2. If you choose "Partial Conversion" then Column BA (AMOUNT) only will be converted based on selected currency (Column L) and Column BB (TAXES) value (INR) will be added to the converted values.
Note on K61: gepadmin: 1. If you choose "Full Conversion" then Column BA (AMOUNT) and Column BB (TAXES) BOTH values will be convert based on selected Currency in (Column L). 2. If you choose "Partial Conversion" then Column BA (AMOUNT) only will be converted based on selected currency (Column L) and Column BB (TAXES) value (INR) will be added to the converted values.
Note on K62: gepadmin: 1. If you choose "Full Conversion" then Column BA (AMOUNT) and Column BB (TAXES) BOTH values will be convert based on selected Currency in (Column L). 2. If you choose "Partial Conversion" then Column BA (AMOUNT) only will be converted based on selected currency (Column L) and Column BB (TAXES) value (INR) will be added to the converted values.
Note on K63: gepadmin: 1. If you choose "Full Conversion" then Column BA (AMOUNT) and Column BB (TAXES) BOTH values will be convert based on selected Currency in (Column L). 2. If you choose "Partial Conversion" then Column BA (AMOUNT) only will be converted based on selected currency (Column L) and Column BB (TAXES) value (INR) will be added to the converted values.
Note on K64: gepadmin: 1. If you choose "Full Conversion" then Column BA (AMOUNT) and Column BB (TAXES) BOTH values will be convert based on selected Currency in (Column L). 2. If you choose "Partial Conversion" then Column BA (AMOUNT) only will be converted based on selected currency (Column L) and Column BB (TAXES) value (INR) will be added to the converted values.
Note on K65: gepadmin: 1. If you choose "Full Conversion" then Column BA (AMOUNT) and Column BB (TAXES) BOTH values will be convert based on selected Currency in (Column L). 2. If you choose "Partial Conversion" then Column BA (AMOUNT) only will be converted based on selected currency (Column L) and Column BB (TAXES) value (INR) will be added to the converted values.
Note on K66: gepadmin: 1. If you choose "Full Conversion" then Column BA (AMOUNT) and Column BB (TAXES) BOTH values will be convert based on selected Currency in (Column L). 2. If you choose "Partial Conversion" then Column BA (AMOUNT) only will be converted based on selected currency (Column L) and Column BB (TAXES) value (INR) will be added to the converted values.
Note on K67: gepadmin: 1. If you choose "Full Conversion" then Column BA (AMOUNT) and Column BB (TAXES) BOTH values will be convert based on selected Currency in (Column L). 2. If you choose "Partial Conversion" then Column BA (AMOUNT) only will be converted based on selected currency (Column L) and Column BB (TAXES) value (INR) will be added to the converted values.
Note on K68: gepadmin: 1. If you choose "Full Conversion" then Column BA (AMOUNT) and Column BB (TAXES) BOTH values will be convert based on selected Currency in (Column L). 2. If you choose "Partial Conversion" then Column BA (AMOUNT) only will be converted based on selected currency (Column L) and Column BB (TAXES) value (INR) will be added to the converted values.
Note on K69: gepadmin: 1. If you choose "Full Conversion" then Column BA (AMOUNT) and Column BB (TAXES) BOTH values will be convert based on selected Currency in (Column L). 2. If you choose "Partial Conversion" then Column BA (AMOUNT) only will be converted based on selected currency (Column L) and Column BB (TAXES) value (INR) will be added to the converted values.
Note on K70: gepadmin: 1. If you choose "Full Conversion" then Column BA (AMOUNT) and Column BB (TAXES) BOTH values will be convert based on selected Currency in (Column L). 2. If you choose "Partial Conversion" then Column BA (AMOUNT) only will be converted based on selected currency (Column L) and Column BB (TAXES) value (INR) will be added to the converted values.
Note on K71: gepadmin: 1. If you choose "Full Conversion" then Column BA (AMOUNT) and Column BB (TAXES) BOTH values will be convert based on selected Currency in (Column L). 2. If you choose "Partial Conversion" then Column BA (AMOUNT) only will be converted based on selected currency (Column L) and Column BB (TAXES) value (INR) will be added to the converted values.
Note on K72: gepadmin: 1. If you choose "Full Conversion" then Column BA (AMOUNT) and Column BB (TAXES) BOTH values will be convert based on selected Currency in (Column L). 2. If you choose "Partial Conversion" then Column BA (AMOUNT) only will be converted based on selected currency (Column L) and Column BB (TAXES) value (INR) will be added to the converted values.
Note on K73: gepadmin: 1. If you choose "Full Conversion" then Column BA (AMOUNT) and Column BB (TAXES) BOTH values will be convert based on selected Currency in (Column L). 2. If you choose "Partial Conversion" then Column BA (AMOUNT) only will be converted based on selected currency (Column L) and Column BB (TAXES) value (INR) will be added to the converted values.
Note on K74: gepadmin: 1. If you choose "Full Conversion" then Column BA (AMOUNT) and Column BB (TAXES) BOTH values will be convert based on selected Currency in (Column L). 2. If you choose "Partial Conversion" then Column BA (AMOUNT) only will be converted based on selected currency (Column L) and Column BB (TAXES) value (INR) will be added to the converted values.
Note on K75: gepadmin: 1. If you choose "Full Conversion" then Column BA (AMOUNT) and Column BB (TAXES) BOTH values will be convert based on selected Currency in (Column L). 2. If you choose "Partial Conversion" then Column BA (AMOUNT) only will be converted based on selected currency (Column L) and Column BB (TAXES) value (INR) will be added to the converted values.
Note on K76: gepadmin: 1. If you choose "Full Conversion" then Column BA (AMOUNT) and Column BB (TAXES) BOTH values will be convert based on selected Currency in (Column L). 2. If you choose "Partial Conversion" then Column BA (AMOUNT) only will be converted based on selected currency (Column L) and Column BB (TAXES) value (INR) will be added to the converted values.
Note on K77: gepadmin: 1. If you choose "Full Conversion" then Column BA (AMOUNT) and Column BB (TAXES) BOTH values will be convert based on selected Currency in (Column L). 2. If you choose "Partial Conversion" then Column BA (AMOUNT) only will be converted based on selected currency (Column L) and Column BB (TAXES) value (INR) will be added to the converted values.
Note on K78: gepadmin: 1. If you choose "Full Conversion" then Column BA (AMOUNT) and Column BB (TAXES) BOTH values will be convert based on selected Currency in (Column L). 2. If you choose "Partial Conversion" then Column BA (AMOUNT) only will be converted based on selected currency (Column L) and Column BB (TAXES) value (INR) will be added to the converted values.
Note on K79: gepadmin: 1. If you choose "Full Conversion" then Column BA (AMOUNT) and Column BB (TAXES) BOTH values will be convert based on selected Currency in (Column L). 2. If you choose "Partial Conversion" then Column BA (AMOUNT) only will be converted based on selected currency (Column L) and Column BB (TAXES) value (INR) will be added to the converted values.
Note on K80: gepadmin: 1. If you choose "Full Conversion" then Column BA (AMOUNT) and Column BB (TAXES) BOTH values will be convert based on selected Currency in (Column L). 2. If you choose "Partial Conversion" then Column BA (AMOUNT) only will be converted based on selected currency (Column L) and Column BB (TAXES) value (INR) will be added to the converted values.
Note on K81: gepadmin: 1. If you choose "Full Conversion" then Column BA (AMOUNT) and Column BB (TAXES) BOTH values will be convert based on selected Currency in (Column L). 2. If you choose "Partial Conversion" then Column BA (AMOUNT) only will be converted based on selected currency (Column L) and Column BB (TAXES) value (INR) will be added to the converted values.
Note on K82: gepadmin: 1. If you choose "Full Conversion" then Column BA (AMOUNT) and Column BB (TAXES) BOTH values will be convert based on selected Currency in (Column L). 2. If you choose "Partial Conversion" then Column BA (AMOUNT) only will be converted based on selected currency (Column L) and Column BB (TAXES) value (INR) will be added to the converted values.
Note on K83: gepadmin: 1. If you choose "Full Conversion" then Column BA (AMOUNT) and Column BB (TAXES) BOTH values will be convert based on selected Currency in (Column L). 2. If you choose "Partial Conversion" then Column BA (AMOUNT) only will be converted based on selected currency (Column L) and Column BB (TAXES) value (INR) will be added to the converted values.
Note on K84: gepadmin: 1. If you choose "Full Conversion" then Column BA (AMOUNT) and Column BB (TAXES) BOTH values will be convert based on selected Currency in (Column L). 2. If you choose "Partial Conversion" then Column BA (AMOUNT) only will be converted based on selected currency (Column L) and Column BB (TAXES) value (INR) will be added to the converted values.
Note on K85: gepadmin: 1. If you choose "Full Conversion" then Column BA (AMOUNT) and Column BB (TAXES) BOTH values will be convert based on selected Currency in (Column L). 2. If you choose "Partial Conversion" then Column BA (AMOUNT) only will be converted based on selected currency (Column L) and Column BB (TAXES) value (INR) will be added to the converted values.
Note on K86: gepadmin: 1. If you choose "Full Conversion" then Column BA (AMOUNT) and Column BB (TAXES) BOTH values will be convert based on selected Currency in (Column L). 2. If you choose "Partial Conversion" then Column BA (AMOUNT) only will be converted based on selected currency (Column L) and Column BB (TAXES) value (INR) will be added to the converted values.
Note on K87: gepadmin: 1. If you choose "Full Conversion" then Column BA (AMOUNT) and Column BB (TAXES) BOTH values will be convert based on selected Currency in (Column L). 2. If you choose "Partial Conversion" then Column BA (AMOUNT) only will be converted based on selected currency (Column L) and Column BB (TAXES) value (INR) will be added to the converted values.
Note on K88: gepadmin: 1. If you choose "Full Conversion" then Column BA (AMOUNT) and Column BB (TAXES) BOTH values will be convert based on selected Currency in (Column L). 2. If you choose "Partial Conversion" then Column BA (AMOUNT) only will be converted based on selected currency (Column L) and Column BB (TAXES) value (INR) will be added to the converted values.
Note on K89: gepadmin: 1. If you choose "Full Conversion" then Column BA (AMOUNT) and Column BB (TAXES) BOTH values will be convert based on selected Currency in (Column L). 2. If you choose "Partial Conversion" then Column BA (AMOUNT) only will be converted based on selected currency (Column L) and Column BB (TAXES) value (INR) will be added to the converted values.
Note on K90: gepadmin: 1. If you choose "Full Conversion" then Column BA (AMOUNT) and Column BB (TAXES) BOTH values will be convert based on selected Currency in (Column L). 2. If you choose "Partial Conversion" then Column BA (AMOUNT) only will be converted based on selected currency (Column L) and Column BB (TAXES) value (INR) will be added to the converted values.
Note on K91: gepadmin: 1. If you choose "Full Conversion" then Column BA (AMOUNT) and Column BB (TAXES) BOTH values will be convert based on selected Currency in (Column L). 2. If you choose "Partial Conversion" then Column BA (AMOUNT) only will be converted based on selected currency (Column L) and Column BB (TAXES) value (INR) will be added to the converted values.
Note on K92: gepadmin: 1. If you choose "Full Conversion" then Column BA (AMOUNT) and Column BB (TAXES) BOTH values will be convert based on selected Currency in (Column L). 2. If you choose "Partial Conversion" then Column BA (AMOUNT) only will be converted based on selected currency (Column L) and Column BB (TAXES) value (INR) will be added to the converted values.
Note on K93: gepadmin: 1. If you choose "Full Conversion" then Column BA (AMOUNT) and Column BB (TAXES) BOTH values will be convert based on selected Currency in (Column L). 2. If you choose "Partial Conversion" then Column BA (AMOUNT) only will be converted based on selected currency (Column L) and Column BB (TAXES) value (INR) will be added to the converted values.
Note on K94: gepadmin: 1. If you choose "Full Conversion" then Column BA (AMOUNT) and Column BB (TAXES) BOTH values will be convert based on selected Currency in (Column L). 2. If you choose "Partial Conversion" then Column BA (AMOUNT) only will be converted based on selected currency (Column L) and Column BB (TAXES) value (INR) will be added to the converted values.
Note on K95: gepadmin: 1. If you choose "Full Conversion" then Column BA (AMOUNT) and Column BB (TAXES) BOTH values will be convert based on selected Currency in (Column L). 2. If you choose "Partial Conversion" then Column BA (AMOUNT) only will be converted based on selected currency (Column L) and Column BB (TAXES) value (INR) will be added to the converted values.
Note on K96: gepadmin: 1. If you choose "Full Conversion" then Column BA (AMOUNT) and Column BB (TAXES) BOTH values will be convert based on selected Currency in (Column L). 2. If you choose "Partial Conversion" then Column BA (AMOUNT) only will be converted based on selected currency (Column L) and Column BB (TAXES) value (INR) will be added to the converted values.
Note on K97: gepadmin: 1. If you choose "Full Conversion" then Column BA (AMOUNT) and Column BB (TAXES) BOTH values will be convert based on selected Currency in (Column L). 2. If you choose "Partial Conversion" then Column BA (AMOUNT) only will be converted based on selected currency (Column L) and Column BB (TAXES) value (INR) will be added to the converted values.
Note on K98: gepadmin: 1. If you choose "Full Conversion" then Column BA (AMOUNT) and Column BB (TAXES) BOTH values will be convert based on selected Currency in (Column L). 2. If you choose "Partial Conversion" then Column BA (AMOUNT) only will be converted based on selected currency (Column L) and Column BB (TAXES) value (INR) will be added to the converted values.
Note on K99: gepadmin: 1. If you choose "Full Conversion" then Column BA (AMOUNT) and Column BB (TAXES) BOTH values will be convert based on selected Currency in (Column L). 2. If you choose "Partial Conversion" then Column BA (AMOUNT) only will be converted based on selected currency (Column L) and Column BB (TAXES) value (INR) will be added to the converted values.
Note on K100: gepadmin: 1. If you choose "Full Conversion" then Column BA (AMOUNT) and Column BB (TAXES) BOTH values will be convert based on selected Currency in (Column L). 2. If you choose "Partial Conversion" then Column BA (AMOUNT) only will be converted based on selected currency (Column L) and Column BB (TAXES) value (INR) will be added to the converted values.
Note on K101: gepadmin: 1. If you choose "Full Conversion" then Column BA (AMOUNT) and Column BB (TAXES) BOTH values will be convert based on selected Currency in (Column L). 2. If you choose "Partial Conversion" then Column BA (AMOUNT) only will be converted based on selected currency (Column L) and Column BB (TAXES) value (INR) will be added to the converted values.
Note on K102: gepadmin: 1. If you choose "Full Conversion" then Column BA (AMOUNT) and Column BB (TAXES) BOTH values will be convert based on selected Currency in (Column L). 2. If you choose "Partial Conversion" then Column BA (AMOUNT) only will be converted based on selected currency (Column L) and Column BB (TAXES) value (INR) will be added to the converted values.
Note on K103: gepadmin: 1. If you choose "Full Conversion" then Column BA (AMOUNT) and Column BB (TAXES) BOTH values will be convert based on selected Currency in (Column L). 2. If you choose "Partial Conversion" then Column BA (AMOUNT) only will be converted based on selected currency (Column L) and Column BB (TAXES) value (INR) will be added to the converted values.
Note on K104: gepadmin: 1. If you choose "Full Conversion" then Column BA (AMOUNT) and Column BB (TAXES) BOTH values will be convert based on selected Currency in (Column L). 2. If you choose "Partial Conversion" then Column BA (AMOUNT) only will be converted based on selected currency (Column L) and Column BB (TAXES) value (INR) will be added to the converted values.
Note on K105: gepadmin: 1. If you choose "Full Conversion" then Column BA (AMOUNT) and Column BB (TAXES) BOTH values will be convert based on selected Currency in (Column L). 2. If you choose "Partial Conversion" then Column BA (AMOUNT) only will be converted based on selected currency (Column L) and Column BB (TAXES) value (INR) will be added to the converted values.
Note on K106: gepadmin: 1. If you choose "Full Conversion" then Column BA (AMOUNT) and Column BB (TAXES) BOTH values will be convert based on selected Currency in (Column L). 2. If you choose "Partial Conversion" then Column BA (AMOUNT) only will be converted based on selected currency (Column L) and Column BB (TAXES) value (INR) will be added to the converted values.
Note on K107: gepadmin: 1. If you choose "Full Conversion" then Column BA (AMOUNT) and Column BB (TAXES) BOTH values will be convert based on selected Currency in (Column L). 2. If you choose "Partial Conversion" then Column BA (AMOUNT) only will be converted based on selected currency (Column L) and Column BB (TAXES) value (INR) will be added to the converted values.
Note on K108: gepadmin: 1. If you choose "Full Conversion" then Column BA (AMOUNT) and Column BB (TAXES) BOTH values will be convert based on selected Currency in (Column L). 2. If you choose "Partial Conversion" then Column BA (AMOUNT) only will be converted based on selected currency (Column L) and Column BB (TAXES) value (INR) will be added to the converted values.
Note on K109: gepadmin: 1. If you choose "Full Conversion" then Column BA (AMOUNT) and Column BB (TAXES) BOTH values will be convert based on selected Currency in (Column L). 2. If you choose "Partial Conversion" then Column BA (AMOUNT) only will be converted based on selected currency (Column L) and Column BB (TAXES) value (INR) will be added to the converted values.
Note on K110: gepadmin: 1. If you choose "Full Conversion" then Column BA (AMOUNT) and Column BB (TAXES) BOTH values will be convert based on selected Currency in (Column L). 2. If you choose "Partial Conversion" then Column BA (AMOUNT) only will be converted based on selected currency (Column L) and Column BB (TAXES) value (INR) will be added to the converted values.
Note on K111: gepadmin: 1. If you choose "Full Conversion" then Column BA (AMOUNT) and Column BB (TAXES) BOTH values will be convert based on selected Currency in (Column L). 2. If you choose "Partial Conversion" then Column BA (AMOUNT) only will be converted based on selected currency (Column L) and Column BB (TAXES) value (INR) will be added to the converted values.
Note on K112: gepadmin: 1. If you choose "Full Conversion" then Column BA (AMOUNT) and Column BB (TAXES) BOTH values will be convert based on selected Currency in (Column L). 2. If you choose "Partial Conversion" then Column BA (AMOUNT) only will be converted based on selected currency (Column L) and Column BB (TAXES) value (INR) will be added to the converted values.
Note on K113: gepadmin: 1. If you choose "Full Conversion" then Column BA (AMOUNT) and Column BB (TAXES) BOTH values will be convert based on selected Currency in (Column L). 2. If you choose "Partial Conversion" then Column BA (AMOUNT) only will be converted based on selected currency (Column L) and Column BB (TAXES) value (INR) will be added to the converted values.
Note on K114: gepadmin: 1. If you choose "Full Conversion" then Column BA (AMOUNT) and Column BB (TAXES) BOTH values will be convert based on selected Currency in (Column L). 2. If you choose "Partial Conversion" then Column BA (AMOUNT) only will be converted based on selected currency (Column L) and Column BB (TAXES) value (INR) will be added to the converted values.
Note on K115: gepadmin: 1. If you choose "Full Conversion" then Column BA (AMOUNT) and Column BB (TAXES) BOTH values will be convert based on selected Currency in (Column L). 2. If you choose "Partial Conversion" then Column BA (AMOUNT) only will be converted based on selected currency (Column L) and Column BB (TAXES) value (INR) will be added to the converted values.
Note on K116: gepadmin: 1. If you choose "Full Conversion" then Column BA (AMOUNT) and Column BB (TAXES) BOTH values will be convert based on selected Currency in (Column L). 2. If you choose "Partial Conversion" then Column BA (AMOUNT) only will be converted based on selected currency (Column L) and Column BB (TAXES) value (INR) will be added to the converted values.
Note on K117: gepadmin: 1. If you choose "Full Conversion" then Column BA (AMOUNT) and Column BB (TAXES) BOTH values will be convert based on selected Currency in (Column L). 2. If you choose "Partial Conversion" then Column BA (AMOUNT) only will be converted based on selected currency (Column L) and Column BB (TAXES) value (INR) will be added to the converted values.
Note on K118: gepadmin: 1. If you choose "Full Conversion" then Column BA (AMOUNT) and Column BB (TAXES) BOTH values will be convert based on selected Currency in (Column L). 2. If you choose "Partial Conversion" then Column BA (AMOUNT) only will be converted based on selected currency (Column L) and Column BB (TAXES) value (INR) will be added to the converted values.
Note on K119: gepadmin: 1. If you choose "Full Conversion" then Column BA (AMOUNT) and Column BB (TAXES) BOTH values will be convert based on selected Currency in (Column L). 2. If you choose "Partial Conversion" then Column BA (AMOUNT) only will be converted based on selected currency (Column L) and Column BB (TAXES) value (INR) will be added to the converted values.
Note on K120: gepadmin: 1. If you choose "Full Conversion" then Column BA (AMOUNT) and Column BB (TAXES) BOTH values will be convert based on selected Currency in (Column L). 2. If you choose "Partial Conversion" then Column BA (AMOUNT) only will be converted based on selected currency (Column L) and Column BB (TAXES) value (INR) will be added to the converted values.
Note on K121: gepadmin: 1. If you choose "Full Conversion" then Column BA (AMOUNT) and Column BB (TAXES) BOTH values will be convert based on selected Currency in (Column L). 2. If you choose "Partial Conversion" then Column BA (AMOUNT) only will be converted based on selected currency (Column L) and Column BB (TAXES) value (INR) will be added to the converted values.
Note on K122: gepadmin: 1. If you choose "Full Conversion" then Column BA (AMOUNT) and Column BB (TAXES) BOTH values will be convert based on selected Currency in (Column L). 2. If you choose "Partial Conversion" then Column BA (AMOUNT) only will be converted based on selected currency (Column L) and Column BB (TAXES) value (INR) will be added to the converted values.
Note on K123: gepadmin: 1. If you choose "Full Conversion" then Column BA (AMOUNT) and Column BB (TAXES) BOTH values will be convert based on selected Currency in (Column L). 2. If you choose "Partial Conversion" then Column BA (AMOUNT) only will be converted based on selected currency (Column L) and Column BB (TAXES) value (INR) will be added to the converted values.
Note on K124: gepadmin: 1. If you choose "Full Conversion" then Column BA (AMOUNT) and Column BB (TAXES) BOTH values will be convert based on selected Currency in (Column L). 2. If you choose "Partial Conversion" then Column BA (AMOUNT) only will be converted based on selected currency (Column L) and Column BB (TAXES) value (INR) will be added to the converted values.
Note on K125: gepadmin: 1. If you choose "Full Conversion" then Column BA (AMOUNT) and Column BB (TAXES) BOTH values will be convert based on selected Currency in (Column L). 2. If you choose "Partial Conversion" then Column BA (AMOUNT) only will be converted based on selected currency (Column L) and Column BB (TAXES) value (INR) will be added to the converted values.
Note on K126: gepadmin: 1. If you choose "Full Conversion" then Column BA (AMOUNT) and Column BB (TAXES) BOTH values will be convert based on selected Currency in (Column L). 2. If you choose "Partial Conversion" then Column BA (AMOUNT) only will be converted based on selected currency (Column L) and Column BB (TAXES) value (INR) will be added to the converted values.
Note on K127: gepadmin: 1. If you choose "Full Conversion" then Column BA (AMOUNT) and Column BB (TAXES) BOTH values will be convert based on selected Currency in (Column L). 2. If you choose "Partial Conversion" then Column BA (AMOUNT) only will be converted based on selected currency (Column L) and Column BB (TAXES) value (INR) will be added to the converted values.
Note on K128: gepadmin: 1. If you choose "Full Conversion" then Column BA (AMOUNT) and Column BB (TAXES) BOTH values will be convert based on selected Currency in (Column L). 2. If you choose "Partial Conversion" then Column BA (AMOUNT) only will be converted based on selected currency (Column L) and Column BB (TAXES) value (INR) will be added to the converted values.
Note on K129: gepadmin: 1. If you choose "Full Conversion" then Column BA (AMOUNT) and Column BB (TAXES) BOTH values will be convert based on selected Currency in (Column L). 2. If you choose "Partial Conversion" then Column BA (AMOUNT) only will be converted based on selected currency (Column L) and Column BB (TAXES) value (INR) will be added to the converted values.
Note on K130: gepadmin: 1. If you choose "Full Conversion" then Column BA (AMOUNT) and Column BB (TAXES) BOTH values will be convert based on selected Currency in (Column L). 2. If you choose "Partial Conversion" then Column BA (AMOUNT) only will be converted based on selected currency (Column L) and Column BB (TAXES) value (INR) will be added to the converted values.
Note on K131: gepadmin: 1. If you choose "Full Conversion" then Column BA (AMOUNT) and Column BB (TAXES) BOTH values will be convert based on selected Currency in (Column L). 2. If you choose "Partial Conversion" then Column BA (AMOUNT) only will be converted based on selected currency (Column L) and Column BB (TAXES) value (INR) will be added to the converted values.
Note on K132: gepadmin: 1. If you choose "Full Conversion" then Column BA (AMOUNT) and Column BB (TAXES) BOTH values will be convert based on selected Currency in (Column L). 2. If you choose "Partial Conversion" then Column BA (AMOUNT) only will be converted based on selected currency (Column L) and Column BB (TAXES) value (INR) will be added to the converted values.
Note on K133: gepadmin: 1. If you choose "Full Conversion" then Column BA (AMOUNT) and Column BB (TAXES) BOTH values will be convert based on selected Currency in (Column L). 2. If you choose "Partial Conversion" then Column BA (AMOUNT) only will be converted based on selected currency (Column L) and Column BB (TAXES) value (INR) will be added to the converted values.
Note on K134: gepadmin: 1. If you choose "Full Conversion" then Column BA (AMOUNT) and Column BB (TAXES) BOTH values will be convert based on selected Currency in (Column L). 2. If you choose "Partial Conversion" then Column BA (AMOUNT) only will be converted based on selected currency (Column L) and Column BB (TAXES) value (INR) will be added to the converted values.
Note on K135: gepadmin: 1. If you choose "Full Conversion" then Column BA (AMOUNT) and Column BB (TAXES) BOTH values will be convert based on selected Currency in (Column L). 2. If you choose "Partial Conversion" then Column BA (AMOUNT) only will be converted based on selected currency (Column L) and Column BB (TAXES) value (INR) will be added to the converted values.
Note on K136: gepadmin: 1. If you choose "Full Conversion" then Column BA (AMOUNT) and Column BB (TAXES) BOTH values will be convert based on selected Currency in (Column L). 2. If you choose "Partial Conversion" then Column BA (AMOUNT) only will be converted based on selected currency (Column L) and Column BB (TAXES) value (INR) will be added to the converted values.
Note on K137: gepadmin: 1. If you choose "Full Conversion" then Column BA (AMOUNT) and Column BB (TAXES) BOTH values will be convert based on selected Currency in (Column L). 2. If you choose "Partial Conversion" then Column BA (AMOUNT) only will be converted based on selected currency (Column L) and Column BB (TAXES) value (INR) will be added to the converted values.
Note on K138: gepadmin: 1. If you choose "Full Conversion" then Column BA (AMOUNT) and Column BB (TAXES) BOTH values will be convert based on selected Currency in (Column L). 2. If you choose "Partial Conversion" then Column BA (AMOUNT) only will be converted based on selected currency (Column L) and Column BB (TAXES) value (INR) will be added to the converted values.
Note on K139: gepadmin: 1. If you choose "Full Conversion" then Column BA (AMOUNT) and Column BB (TAXES) BOTH values will be convert based on selected Currency in (Column L). 2. If you choose "Partial Conversion" then Column BA (AMOUNT) only will be converted based on selected currency (Column L) and Column BB (TAXES) value (INR) will be added to the converted values.
Note on K140: gepadmin: 1. If you choose "Full Conversion" then Column BA (AMOUNT) and Column BB (TAXES) BOTH values will be convert based on selected Currency in (Column L). 2. If you choose "Partial Conversion" then Column BA (AMOUNT) only will be converted based on selected currency (Column L) and Column BB (TAXES) value (INR) will be added to the converted values.
Note on K141: gepadmin: 1. If you choose "Full Conversion" then Column BA (AMOUNT) and Column BB (TAXES) BOTH values will be convert based on selected Currency in (Column L). 2. If you choose "Partial Conversion" then Column BA (AMOUNT) only will be converted based on selected currency (Column L) and Column BB (TAXES) value (INR) will be added to the converted values.
Note on K142: gepadmin: 1. If you choose "Full Conversion" then Column BA (AMOUNT) and Column BB (TAXES) BOTH values will be convert based on selected Currency in (Column L). 2. If you choose "Partial Conversion" then Column BA (AMOUNT) only will be converted based on selected currency (Column L) and Column BB (TAXES) value (INR) will be added to the converted values.
Note on K143: gepadmin: 1. If you choose "Full Conversion" then Column BA (AMOUNT) and Column BB (TAXES) BOTH values will be convert based on selected Currency in (Column L). 2. If you choose "Partial Conversion" then Column BA (AMOUNT) only will be converted based on selected currency (Column L) and Column BB (TAXES) value (INR) will be added to the converted values.
Note on K144: gepadmin: 1. If you choose "Full Conversion" then Column BA (AMOUNT) and Column BB (TAXES) BOTH values will be convert based on selected Currency in (Column L). 2. If you choose "Partial Conversion" then Column BA (AMOUNT) only will be converted based on selected currency (Column L) and Column BB (TAXES) value (INR) will be added to the converted values.
Note on K145: gepadmin: 1. If you choose "Full Conversion" then Column BA (AMOUNT) and Column BB (TAXES) BOTH values will be convert based on selected Currency in (Column L). 2. If you choose "Partial Conversion" then Column BA (AMOUNT) only will be converted based on selected currency (Column L) and Column BB (TAXES) value (INR) will be added to the converted values.
Note on K146: gepadmin: 1. If you choose "Full Conversion" then Column BA (AMOUNT) and Column BB (TAXES) BOTH values will be convert based on selected Currency in (Column L). 2. If you choose "Partial Conversion" then Column BA (AMOUNT) only will be converted based on selected currency (Column L) and Column BB (TAXES) value (INR) will be added to the converted values.
Note on K147: gepadmin: 1. If you choose "Full Conversion" then Column BA (AMOUNT) and Column BB (TAXES) BOTH values will be convert based on selected Currency in (Column L). 2. If you choose "Partial Conversion" then Column BA (AMOUNT) only will be converted based on selected currency (Column L) and Column BB (TAXES) value (INR) will be added to the converted values.
Note on K148: gepadmin: 1. If you choose "Full Conversion" then Column BA (AMOUNT) and Column BB (TAXES) BOTH values will be convert based on selected Currency in (Column L). 2. If you choose "Partial Conversion" then Column BA (AMOUNT) only will be converted based on selected currency (Column L) and Column BB (TAXES) value (INR) will be added to the converted values.
Note on K149: gepadmin: 1. If you choose "Full Conversion" then Column BA (AMOUNT) and Column BB (TAXES) BOTH values will be convert based on selected Currency in (Column L). 2. If you choose "Partial Conversion" then Column BA (AMOUNT) only will be converted based on selected currency (Column L) and Column BB (TAXES) value (INR) will be added to the converted values.
Note on K150: gepadmin: 1. If you choose "Full Conversion" then Column BA (AMOUNT) and Column BB (TAXES) BOTH values will be convert based on selected Currency in (Column L). 2. If you choose "Partial Conversion" then Column BA (AMOUNT) only will be converted based on selected currency (Column L) and Column BB (TAXES) value (INR) will be added to the converted values.
Note on K151: gepadmin: 1. If you choose "Full Conversion" then Column BA (AMOUNT) and Column BB (TAXES) BOTH values will be convert based on selected Currency in (Column L). 2. If you choose "Partial Conversion" then Column BA (AMOUNT) only will be converted based on selected currency (Column L) and Column BB (TAXES) value (INR) will be added to the converted values.
Note on K152: gepadmin: 1. If you choose "Full Conversion" then Column BA (AMOUNT) and Column BB (TAXES) BOTH values will be convert based on selected Currency in (Column L). 2. If you choose "Partial Conversion" then Column BA (AMOUNT) only will be converted based on selected currency (Column L) and Column BB (TAXES) value (INR) will be added to the converted values.
Note on K153: gepadmin: 1. If you choose "Full Conversion" then Column BA (AMOUNT) and Column BB (TAXES) BOTH values will be convert based on selected Currency in (Column L). 2. If you choose "Partial Conversion" then Column BA (AMOUNT) only will be converted based on selected currency (Column L) and Column BB (TAXES) value (INR) will be added to the converted values.
Note on K154: gepadmin: 1. If you choose "Full Conversion" then Column BA (AMOUNT) and Column BB (TAXES) BOTH values will be convert based on selected Currency in (Column L). 2. If you choose "Partial Conversion" then Column BA (AMOUNT) only will be converted based on selected currency (Column L) and Column BB (TAXES) value (INR) will be added to the converted values.
Note on K155: gepadmin: 1. If you choose "Full Conversion" then Column BA (AMOUNT) and Column BB (TAXES) BOTH values will be convert based on selected Currency in (Column L). 2. If you choose "Partial Conversion" then Column BA (AMOUNT) only will be converted based on selected currency (Column L) and Column BB (TAXES) value (INR) will be added to the converted values.
Note on K156: gepadmin: 1. If you choose "Full Conversion" then Column BA (AMOUNT) and Column BB (TAXES) BOTH values will be convert based on selected Currency in (Column L). 2. If you choose "Partial Conversion" then Column BA (AMOUNT) only will be converted based on selected currency (Column L) and Column BB (TAXES) value (INR) will be added to the converted values.
Note on K157: gepadmin: 1. If you choose "Full Conversion" then Column BA (AMOUNT) and Column BB (TAXES) BOTH values will be convert based on selected Currency in (Column L). 2. If you choose "Partial Conversion" then Column BA (AMOUNT) only will be converted based on selected currency (Column L) and Column BB (TAXES) value (INR) will be added to the converted values.
Note on K158: gepadmin: 1. If you choose "Full Conversion" then Column BA (AMOUNT) and Column BB (TAXES) BOTH values will be convert based on selected Currency in (Column L). 2. If you choose "Partial Conversion" then Column BA (AMOUNT) only will be converted based on selected currency (Column L) and Column BB (TAXES) value (INR) will be added to the converted values.
Note on K159: gepadmin: 1. If you choose "Full Conversion" then Column BA (AMOUNT) and Column BB (TAXES) BOTH values will be convert based on selected Currency in (Column L). 2. If you choose "Partial Conversion" then Column BA (AMOUNT) only will be converted based on selected currency (Column L) and Column BB (TAXES) value (INR) will be added to the converted values.
Note on K160: gepadmin: 1. If you choose "Full Conversion" then Column BA (AMOUNT) and Column BB (TAXES) BOTH values will be convert based on selected Currency in (Column L). 2. If you choose "Partial Conversion" then Column BA (AMOUNT) only will be converted based on selected currency (Column L) and Column BB (TAXES) value (INR) will be added to the converted values.
Note on K161: gepadmin: 1. If you choose "Full Conversion" then Column BA (AMOUNT) and Column BB (TAXES) BOTH values will be convert based on selected Currency in (Column L). 2. If you choose "Partial Conversion" then Column BA (AMOUNT) only will be converted based on selected currency (Column L) and Column BB (TAXES) value (INR) will be added to the converted values.
Note on K162: gepadmin: 1. If you choose "Full Conversion" then Column BA (AMOUNT) and Column BB (TAXES) BOTH values will be convert based on selected Currency in (Column L). 2. If you choose "Partial Conversion" then Column BA (AMOUNT) only will be converted based on selected currency (Column L) and Column BB (TAXES) value (INR) will be added to the converted values.
Note on K163: gepadmin: 1. If you choose "Full Conversion" then Column BA (AMOUNT) and Column BB (TAXES) BOTH values will be convert based on selected Currency in (Column L). 2. If you choose "Partial Conversion" then Column BA (AMOUNT) only will be converted based on selected currency (Column L) and Column BB (TAXES) value (INR) will be added to the converted values.
Note on K164: gepadmin: 1. If you choose "Full Conversion" then Column BA (AMOUNT) and Column BB (TAXES) BOTH values will be convert based on selected Currency in (Column L). 2. If you choose "Partial Conversion" then Column BA (AMOUNT) only will be converted based on selected currency (Column L) and Column BB (TAXES) value (INR) will be added to the converted values.
Note on K165: gepadmin: 1. If you choose "Full Conversion" then Column BA (AMOUNT) and Column BB (TAXES) BOTH values will be convert based on selected Currency in (Column L). 2. If you choose "Partial Conversion" then Column BA (AMOUNT) only will be converted based on selected currency (Column L) and Column BB (TAXES) value (INR) will be added to the converted values.
Note on K166: gepadmin: 1. If you choose "Full Conversion" then Column BA (AMOUNT) and Column BB (TAXES) BOTH values will be convert based on selected Currency in (Column L). 2. If you choose "Partial Conversion" then Column BA (AMOUNT) only will be converted based on selected currency (Column L) and Column BB (TAXES) value (INR) will be added to the converted values.
Note on K167: gepadmin: 1. If you choose "Full Conversion" then Column BA (AMOUNT) and Column BB (TAXES) BOTH values will be convert based on selected Currency in (Column L). 2. If you choose "Partial Conversion" then Column BA (AMOUNT) only will be converted based on selected currency (Column L) and Column BB (TAXES) value (INR) will be added to the converted values.
Note on K168: gepadmin: 1. If you choose "Full Conversion" then Column BA (AMOUNT) and Column BB (TAXES) BOTH values will be convert based on selected Currency in (Column L). 2. If you choose "Partial Conversion" then Column BA (AMOUNT) only will be converted based on selected currency (Column L) and Column BB (TAXES) value (INR) will be added to the converted values.
Note on K169: gepadmin: 1. If you choose "Full Conversion" then Column BA (AMOUNT) and Column BB (TAXES) BOTH values will be convert based on selected Currency in (Column L). 2. If you choose "Partial Conversion" then Column BA (AMOUNT) only will be converted based on selected currency (Column L) and Column BB (TAXES) value (INR) will be added to the converted values.
Note on K170: gepadmin: 1. If you choose "Full Conversion" then Column BA (AMOUNT) and Column BB (TAXES) BOTH values will be convert based on selected Currency in (Column L). 2. If you choose "Partial Conversion" then Column BA (AMOUNT) only will be converted based on selected currency (Column L) and Column BB (TAXES) value (INR) will be added to the converted values.
Note on K171: gepadmin: 1. If you choose "Full Conversion" then Column BA (AMOUNT) and Column BB (TAXES) BOTH values will be convert based on selected Currency in (Column L). 2. If you choose "Partial Conversion" then Column BA (AMOUNT) only will be converted based on selected currency (Column L) and Column BB (TAXES) value (INR) will be added to the converted values.
Note on K172: gepadmin: 1. If you choose "Full Conversion" then Column BA (AMOUNT) and Column BB (TAXES) BOTH values will be convert based on selected Currency in (Column L). 2. If you choose "Partial Conversion" then Column BA (AMOUNT) only will be converted based on selected currency (Column L) and Column BB (TAXES) value (INR) will be added to the converted values.
Note on K173: gepadmin: 1. If you choose "Full Conversion" then Column BA (AMOUNT) and Column BB (TAXES) BOTH values will be convert based on selected Currency in (Column L). 2. If you choose "Partial Conversion" then Column BA (AMOUNT) only will be converted based on selected currency (Column L) and Column BB (TAXES) value (INR) will be added to the converted values.
Note on K174: gepadmin: 1. If you choose "Full Conversion" then Column BA (AMOUNT) and Column BB (TAXES) BOTH values will be convert based on selected Currency in (Column L). 2. If you choose "Partial Conversion" then Column BA (AMOUNT) only will be converted based on selected currency (Column L) and Column BB (TAXES) value (INR) will be added to the converted values.
Note on K175: gepadmin: 1. If you choose "Full Conversion" then Column BA (AMOUNT) and Column BB (TAXES) BOTH values will be convert based on selected Currency in (Column L). 2. If you choose "Partial Conversion" then Column BA (AMOUNT) only will be converted based on selected currency (Column L) and Column BB (TAXES) value (INR) will be added to the converted values.
Note on K176: gepadmin: 1. If you choose "Full Conversion" then Column BA (AMOUNT) and Column BB (TAXES) BOTH values will be convert based on selected Currency in (Column L). 2. If you choose "Partial Conversion" then Column BA (AMOUNT) only will be converted based on selected currency (Column L) and Column BB (TAXES) value (INR) will be added to the converted values.
Note on K177: gepadmin: 1. If you choose "Full Conversion" then Column BA (AMOUNT) and Column BB (TAXES) BOTH values will be convert based on selected Currency in (Column L). 2. If you choose "Partial Conversion" then Column BA (AMOUNT) only will be converted based on selected currency (Column L) and Column BB (TAXES) value (INR) will be added to the converted values.
Note on K178: gepadmin: 1. If you choose "Full Conversion" then Column BA (AMOUNT) and Column BB (TAXES) BOTH values will be convert based on selected Currency in (Column L). 2. If you choose "Partial Conversion" then Column BA (AMOUNT) only will be converted based on selected currency (Column L) and Column BB (TAXES) value (INR) will be added to the converted values.
Note on K179: gepadmin: 1. If you choose "Full Conversion" then Column BA (AMOUNT) and Column BB (TAXES) BOTH values will be convert based on selected Currency in (Column L). 2. If you choose "Partial Conversion" then Column BA (AMOUNT) only will be converted based on selected currency (Column L) and Column BB (TAXES) value (INR) will be added to the converted values.
Note on K180: gepadmin: 1. If you choose "Full Conversion" then Column BA (AMOUNT) and Column BB (TAXES) BOTH values will be convert based on selected Currency in (Column L). 2. If you choose "Partial Conversion" then Column BA (AMOUNT) only will be converted based on selected currency (Column L) and Column BB (TAXES) value (INR) will be added to the converted values.
Note on K181: gepadmin: 1. If you choose "Full Conversion" then Column BA (AMOUNT) and Column BB (TAXES) BOTH values will be convert based on selected Currency in (Column L). 2. If you choose "Partial Conversion" then Column BA (AMOUNT) only will be converted based on selected currency (Column L) and Column BB (TAXES) value (INR) will be added to the converted values.
Note on K182: gepadmin: 1. If you choose "Full Conversion" then Column BA (AMOUNT) and Column BB (TAXES) BOTH values will be convert based on selected Currency in (Column L). 2. If you choose "Partial Conversion" then Column BA (AMOUNT) only will be converted based on selected currency (Column L) and Column BB (TAXES) value (INR) will be added to the converted values.
Note on K183: gepadmin: 1. If you choose "Full Conversion" then Column BA (AMOUNT) and Column BB (TAXES) BOTH values will be convert based on selected Currency in (Column L). 2. If you choose "Partial Conversion" then Column BA (AMOUNT) only will be converted based on selected currency (Column L) and Column BB (TAXES) value (INR) will be added to the converted values.
Note on K184: gepadmin: 1. If you choose "Full Conversion" then Column BA (AMOUNT) and Column BB (TAXES) BOTH values will be convert based on selected Currency in (Column L). 2. If you choose "Partial Conversion" then Column BA (AMOUNT) only will be converted based on selected currency (Column L) and Column BB (TAXES) value (INR) will be added to the converted values.
Note on K185: gepadmin: 1. If you choose "Full Conversion" then Column BA (AMOUNT) and Column BB (TAXES) BOTH values will be convert based on selected Currency in (Column L). 2. If you choose "Partial Conversion" then Column BA (AMOUNT) only will be converted based on selected currency (Column L) and Column BB (TAXES) value (INR) will be added to the converted values.
Note on K186: gepadmin: 1. If you choose "Full Conversion" then Column BA (AMOUNT) and Column BB (TAXES) BOTH values will be convert based on selected Currency in (Column L). 2. If you choose "Partial Conversion" then Column BA (AMOUNT) only will be converted based on selected currency (Column L) and Column BB (TAXES) value (INR) will be added to the converted values.
Note on K187: gepadmin: 1. If you choose "Full Conversion" then Column BA (AMOUNT) and Column BB (TAXES) BOTH values will be convert based on selected Currency in (Column L). 2. If you choose "Partial Conversion" then Column BA (AMOUNT) only will be converted based on selected currency (Column L) and Column BB (TAXES) value (INR) will be added to the converted values.
Note on K188: gepadmin: 1. If you choose "Full Conversion" then Column BA (AMOUNT) and Column BB (TAXES) BOTH values will be convert based on selected Currency in (Column L). 2. If you choose "Partial Conversion" then Column BA (AMOUNT) only will be converted based on selected currency (Column L) and Column BB (TAXES) value (INR) will be added to the converted values.
Note on K189: gepadmin: 1. If you choose "Full Conversion" then Column BA (AMOUNT) and Column BB (TAXES) BOTH values will be convert based on selected Currency in (Column L). 2. If you choose "Partial Conversion" then Column BA (AMOUNT) only will be converted based on selected currency (Column L) and Column BB (TAXES) value (INR) will be added to the converted values.
Note on K190: gepadmin: 1. If you choose "Full Conversion" then Column BA (AMOUNT) and Column BB (TAXES) BOTH values will be convert based on selected Currency in (Column L). 2. If you choose "Partial Conversion" then Column BA (AMOUNT) only will be converted based on selected currency (Column L) and Column BB (TAXES) value (INR) will be added to the converted values.
Note on K191: gepadmin: 1. If you choose "Full Conversion" then Column BA (AMOUNT) and Column BB (TAXES) BOTH values will be convert based on selected Currency in (Column L). 2. If you choose "Partial Conversion" then Column BA (AMOUNT) only will be converted based on selected currency (Column L) and Column BB (TAXES) value (INR) will be added to the converted values.
Note on K192: gepadmin: 1. If you choose "Full Conversion" then Column BA (AMOUNT) and Column BB (TAXES) BOTH values will be convert based on selected Currency in (Column L). 2. If you choose "Partial Conversion" then Column BA (AMOUNT) only will be converted based on selected currency (Column L) and Column BB (TAXES) value (INR) will be added to the converted values.
Note on K193: gepadmin: 1. If you choose "Full Conversion" then Column BA (AMOUNT) and Column BB (TAXES) BOTH values will be convert based on selected Currency in (Column L). 2. If you choose "Partial Conversion" then Column BA (AMOUNT) only will be converted based on selected currency (Column L) and Column BB (TAXES) value (INR) will be added to the converted values.
Note on K194: gepadmin: 1. If you choose "Full Conversion" then Column BA (AMOUNT) and Column BB (TAXES) BOTH values will be convert based on selected Currency in (Column L). 2. If you choose "Partial Conversion" then Column BA (AMOUNT) only will be converted based on selected currency (Column L) and Column BB (TAXES) value (INR) will be added to the converted values.
Note on K195: gepadmin: 1. If you choose "Full Conversion" then Column BA (AMOUNT) and Column BB (TAXES) BOTH values will be convert based on selected Currency in (Column L). 2. If you choose "Partial Conversion" then Column BA (AMOUNT) only will be converted based on selected currency (Column L) and Column BB (TAXES) value (INR) will be added to the converted values.
Note on K196: gepadmin: 1. If you choose "Full Conversion" then Column BA (AMOUNT) and Column BB (TAXES) BOTH values will be convert based on selected Currency in (Column L). 2. If you choose "Partial Conversion" then Column BA (AMOUNT) only will be converted based on selected currency (Column L) and Column BB (TAXES) value (INR) will be added to the converted values.
Note on K197: gepadmin: 1. If you choose "Full Conversion" then Column BA (AMOUNT) and Column BB (TAXES) BOTH values will be convert based on selected Currency in (Column L). 2. If you choose "Partial Conversion" then Column BA (AMOUNT) only will be converted based on selected currency (Column L) and Column BB (TAXES) value (INR) will be added to the converted values.
Note on K198: gepadmin: 1. If you choose "Full Conversion" then Column BA (AMOUNT) and Column BB (TAXES) BOTH values will be convert based on selected Currency in (Column L). 2. If you choose "Partial Conversion" then Column BA (AMOUNT) only will be converted based on selected currency (Column L) and Column BB (TAXES) value (INR) will be added to the converted values.
Note on K199: gepadmin: 1. If you choose "Full Conversion" then Column BA (AMOUNT) and Column BB (TAXES) BOTH values will be convert based on selected Currency in (Column L). 2. If you choose "Partial Conversion" then Column BA (AMOUNT) only will be converted based on selected currency (Column L) and Column BB (TAXES) value (INR) will be added to the converted values.
Note on K200: gepadmin: 1. If you choose "Full Conversion" then Column BA (AMOUNT) and Column BB (TAXES) BOTH values will be convert based on selected Currency in (Column L). 2. If you choose "Partial Conversion" then Column BA (AMOUNT) only will be converted based on selected currency (Column L) and Column BB (TAXES) value (INR) will be added to the converted values.
Note on K201: gepadmin: 1. If you choose "Full Conversion" then Column BA (AMOUNT) and Column BB (TAXES) BOTH values will be convert based on selected Currency in (Column L). 2. If you choose "Partial Conversion" then Column BA (AMOUNT) only will be converted based on selected currency (Column L) and Column BB (TAXES) value (INR) will be added to the converted values.
Note on K202: gepadmin: 1. If you choose "Full Conversion" then Column BA (AMOUNT) and Column BB (TAXES) BOTH values will be convert based on selected Currency in (Column L). 2. If you choose "Partial Conversion" then Column BA (AMOUNT) only will be converted based on selected currency (Column L) and Column BB (TAXES) value (INR) will be added to the converted values.
Note on K203: gepadmin: 1. If you choose "Full Conversion" then Column BA (AMOUNT) and Column BB (TAXES) BOTH values will be convert based on selected Currency in (Column L). 2. If you choose "Partial Conversion" then Column BA (AMOUNT) only will be converted based on selected currency (Column L) and Column BB (TAXES) value (INR) will be added to the converted values.
Note on K204: gepadmin: 1. If you choose "Full Conversion" then Column BA (AMOUNT) and Column BB (TAXES) BOTH values will be convert based on selected Currency in (Column L). 2. If you choose "Partial Conversion" then Column BA (AMOUNT) only will be converted based on selected currency (Column L) and Column BB (TAXES) value (INR) will be added to the converted values.
Note on K205: gepadmin: 1. If you choose "Full Conversion" then Column BA (AMOUNT) and Column BB (TAXES) BOTH values will be convert based on selected Currency in (Column L). 2. If you choose "Partial Conversion" then Column BA (AMOUNT) only will be converted based on selected currency (Column L) and Column BB (TAXES) value (INR) will be added to the converted values.
Note on K206: gepadmin: 1. If you choose "Full Conversion" then Column BA (AMOUNT) and Column BB (TAXES) BOTH values will be convert based on selected Currency in (Column L). 2. If you choose "Partial Conversion" then Column BA (AMOUNT) only will be converted based on selected currency (Column L) and Column BB (TAXES) value (INR) will be added to the converted values.
Note on K207: gepadmin: 1. If you choose "Full Conversion" then Column BA (AMOUNT) and Column BB (TAXES) BOTH values will be convert based on selected Currency in (Column L). 2. If you choose "Partial Conversion" then Column BA (AMOUNT) only will be converted based on selected currency (Column L) and Column BB (TAXES) value (INR) will be added to the converted values.
Note on K208: gepadmin: 1. If you choose "Full Conversion" then Column BA (AMOUNT) and Column BB (TAXES) BOTH values will be convert based on selected Currency in (Column L). 2. If you choose "Partial Conversion" then Column BA (AMOUNT) only will be converted based on selected currency (Column L) and Column BB (TAXES) value (INR) will be added to the converted values.
Note on K209: gepadmin: 1. If you choose "Full Conversion" then Column BA (AMOUNT) and Column BB (TAXES) BOTH values will be convert based on selected Currency in (Column L). 2. If you choose "Partial Conversion" then Column BA (AMOUNT) only will be converted based on selected currency (Column L) and Column BB (TAXES) value (INR) will be added to the converted values.
Note on K210: gepadmin: 1. If you choose "Full Conversion" then Column BA (AMOUNT) and Column BB (TAXES) BOTH values will be convert based on selected Currency in (Column L). 2. If you choose "Partial Conversion" then Column BA (AMOUNT) only will be converted based on selected currency (Column L) and Column BB (TAXES) value (INR) will be added to the converted values.
Note on K211: gepadmin: 1. If you choose "Full Conversion" then Column BA (AMOUNT) and Column BB (TAXES) BOTH values will be convert based on selected Currency in (Column L). 2. If you choose "Partial Conversion" then Column BA (AMOUNT) only will be converted based on selected currency (Column L) and Column BB (TAXES) value (INR) will be added to the converted values.
Note on K212: gepadmin: 1. If you choose "Full Conversion" then Column BA (AMOUNT) and Column BB (TAXES) BOTH values will be convert based on selected Currency in (Column L). 2. If you choose "Partial Conversion" then Column BA (AMOUNT) only will be converted based on selected currency (Column L) and Column BB (TAXES) value (INR) will be added to the converted values.
Note on K213: gepadmin: 1. If you choose "Full Conversion" then Column BA (AMOUNT) and Column BB (TAXES) BOTH values will be convert based on selected Currency in (Column L). 2. If you choose "Partial Conversion" then Column BA (AMOUNT) only will be converted based on selected currency (Column L) and Column BB (TAXES) value (INR) will be added to the converted values.
Note on K214: gepadmin: 1. If you choose "Full Conversion" then Column BA (AMOUNT) and Column BB (TAXES) BOTH values will be convert based on selected Currency in (Column L). 2. If you choose "Partial Conversion" then Column BA (AMOUNT) only will be converted based on selected currency (Column L) and Column BB (TAXES) value (INR) will be added to the converted values.
Note on K215: gepadmin: 1. If you choose "Full Conversion" then Column BA (AMOUNT) and Column BB (TAXES) BOTH values will be convert based on selected Currency in (Column L). 2. If you choose "Partial Conversion" then Column BA (AMOUNT) only will be converted based on selected currency (Column L) and Column BB (TAXES) value (INR) will be added to the converted values.
Note on K216: gepadmin: 1. If you choose "Full Conversion" then Column BA (AMOUNT) and Column BB (TAXES) BOTH values will be convert based on selected Currency in (Column L). 2. If you choose "Partial Conversion" then Column BA (AMOUNT) only will be converted based on selected currency (Column L) and Column BB (TAXES) value (INR) will be added to the converted values.
Note on K217: gepadmin: 1. If you choose "Full Conversion" then Column BA (AMOUNT) and Column BB (TAXES) BOTH values will be convert based on selected Currency in (Column L). 2. If you choose "Partial Conversion" then Column BA (AMOUNT) only will be converted based on selected currency (Column L) and Column BB (TAXES) value (INR) will be added to the converted values.
Note on K218: gepadmin: 1. If you choose "Full Conversion" then Column BA (AMOUNT) and Column BB (TAXES) BOTH values will be convert based on selected Currency in (Column L). 2. If you choose "Partial Conversion" then Column BA (AMOUNT) only will be converted based on selected currency (Column L) and Column BB (TAXES) value (INR) will be added to the converted values.
Note on K219: gepadmin: 1. If you choose "Full Conversion" then Column BA (AMOUNT) and Column BB (TAXES) BOTH values will be convert based on selected Currency in (Column L). 2. If you choose "Partial Conversion" then Column BA (AMOUNT) only will be converted based on selected currency (Column L) and Column BB (TAXES) value (INR) will be added to the converted values.
Note on K220: gepadmin: 1. If you choose "Full Conversion" then Column BA (AMOUNT) and Column BB (TAXES) BOTH values will be convert based on selected Currency in (Column L). 2. If you choose "Partial Conversion" then Column BA (AMOUNT) only will be converted based on selected currency (Column L) and Column BB (TAXES) value (INR) will be added to the converted values.
Note on K221: gepadmin: 1. If you choose "Full Conversion" then Column BA (AMOUNT) and Column BB (TAXES) BOTH values will be convert based on selected Currency in (Column L). 2. If you choose "Partial Conversion" then Column BA (AMOUNT) only will be converted based on selected currency (Column L) and Column BB (TAXES) value (INR) will be added to the converted values.
Note on K222: gepadmin: 1. If you choose "Full Conversion" then Column BA (AMOUNT) and Column BB (TAXES) BOTH values will be convert based on selected Currency in (Column L). 2. If you choose "Partial Conversion" then Column BA (AMOUNT) only will be converted based on selected currency (Column L) and Column BB (TAXES) value (INR) will be added to the converted values.
Note on K223: gepadmin: 1. If you choose "Full Conversion" then Column BA (AMOUNT) and Column BB (TAXES) BOTH values will be convert based on selected Currency in (Column L). 2. If you choose "Partial Conversion" then Column BA (AMOUNT) only will be converted based on selected currency (Column L) and Column BB (TAXES) value (INR) will be added to the converted values.
Note on K224: gepadmin: 1. If you choose "Full Conversion" then Column BA (AMOUNT) and Column BB (TAXES) BOTH values will be convert based on selected Currency in (Column L). 2. If you choose "Partial Conversion" then Column BA (AMOUNT) only will be converted based on selected currency (Column L) and Column BB (TAXES) value (INR) will be added to the converted values.
Note on K225: gepadmin: 1. If you choose "Full Conversion" then Column BA (AMOUNT) and Column BB (TAXES) BOTH values will be convert based on selected Currency in (Column L). 2. If you choose "Partial Conversion" then Column BA (AMOUNT) only will be converted based on selected currency (Column L) and Column BB (TAXES) value (INR) will be added to the converted values.
Note on K226: gepadmin: 1. If you choose "Full Conversion" then Column BA (AMOUNT) and Column BB (TAXES) BOTH values will be convert based on selected Currency in (Column L). 2. If you choose "Partial Conversion" then Column BA (AMOUNT) only will be converted based on selected currency (Column L) and Column BB (TAXES) value (INR) will be added to the converted values.
Note on K227: gepadmin: 1. If you choose "Full Conversion" then Column BA (AMOUNT) and Column BB (TAXES) BOTH values will be convert based on selected Currency in (Column L). 2. If you choose "Partial Conversion" then Column BA (AMOUNT) only will be converted based on selected currency (Column L) and Column BB (TAXES) value (INR) will be added to the converted values.
Note on K228: gepadmin: 1. If you choose "Full Conversion" then Column BA (AMOUNT) and Column BB (TAXES) BOTH values will be convert based on selected Currency in (Column L). 2. If you choose "Partial Conversion" then Column BA (AMOUNT) only will be converted based on selected currency (Column L) and Column BB (TAXES) value (INR) will be added to the converted values.
Note on K229: gepadmin: 1. If you choose "Full Conversion" then Column BA (AMOUNT) and Column BB (TAXES) BOTH values will be convert based on selected Currency in (Column L). 2. If you choose "Partial Conversion" then Column BA (AMOUNT) only will be converted based on selected currency (Column L) and Column BB (TAXES) value (INR) will be added to the converted values.
Note on K230: gepadmin: 1. If you choose "Full Conversion" then Column BA (AMOUNT) and Column BB (TAXES) BOTH values will be convert based on selected Currency in (Column L). 2. If you choose "Partial Conversion" then Column BA (AMOUNT) only will be converted based on selected currency (Column L) and Column BB (TAXES) value (INR) will be added to the converted values.
Note on K231: gepadmin: 1. If you choose "Full Conversion" then Column BA (AMOUNT) and Column BB (TAXES) BOTH values will be convert based on selected Currency in (Column L). 2. If you choose "Partial Conversion" then Column BA (AMOUNT) only will be converted based on selected currency (Column L) and Column BB (TAXES) value (INR) will be added to the converted values.
Note on K232: gepadmin: 1. If you choose "Full Conversion" then Column BA (AMOUNT) and Column BB (TAXES) BOTH values will be convert based on selected Currency in (Column L). 2. If you choose "Partial Conversion" then Column BA (AMOUNT) only will be converted based on selected currency (Column L) and Column BB (TAXES) value (INR) will be added to the converted values.
Note on K233: gepadmin: 1. If you choose "Full Conversion" then Column BA (AMOUNT) and Column BB (TAXES) BOTH values will be convert based on selected Currency in (Column L). 2. If you choose "Partial Conversion" then Column BA (AMOUNT) only will be converted based on selected currency (Column L) and Column BB (TAXES) value (INR) will be added to the converted values.
Note on K234: gepadmin: 1. If you choose "Full Conversion" then Column BA (AMOUNT) and Column BB (TAXES) BOTH values will be convert based on selected Currency in (Column L). 2. If you choose "Partial Conversion" then Column BA (AMOUNT) only will be converted based on selected currency (Column L) and Column BB (TAXES) value (INR) will be added to the converted values.
Note on K235: gepadmin: 1. If you choose "Full Conversion" then Column BA (AMOUNT) and Column BB (TAXES) BOTH values will be convert based on selected Currency in (Column L). 2. If you choose "Partial Conversion" then Column BA (AMOUNT) only will be converted based on selected currency (Column L) and Column BB (TAXES) value (INR) will be added to the converted values.
Note on K236: gepadmin: 1. If you choose "Full Conversion" then Column BA (AMOUNT) and Column BB (TAXES) BOTH values will be convert based on selected Currency in (Column L). 2. If you choose "Partial Conversion" then Column BA (AMOUNT) only will be converted based on selected currency (Column L) and Column BB (TAXES) value (INR) will be added to the converted values.
Note on K237: gepadmin: 1. If you choose "Full Conversion" then Column BA (AMOUNT) and Column BB (TAXES) BOTH values will be convert based on selected Currency in (Column L). 2. If you choose "Partial Conversion" then Column BA (AMOUNT) only will be converted based on selected currency (Column L) and Column BB (TAXES) value (INR) will be added to the converted values.
Note on K238: gepadmin: 1. If you choose "Full Conversion" then Column BA (AMOUNT) and Column BB (TAXES) BOTH values will be convert based on selected Currency in (Column L). 2. If you choose "Partial Conversion" then Column BA (AMOUNT) only will be converted based on selected currency (Column L) and Column BB (TAXES) value (INR) will be added to the converted values.
Note on K239: gepadmin: 1. If you choose "Full Conversion" then Column BA (AMOUNT) and Column BB (TAXES) BOTH values will be convert based on selected Currency in (Column L). 2. If you choose "Partial Conversion" then Column BA (AMOUNT) only will be converted based on selected currency (Column L) and Column BB (TAXES) value (INR) will be added to the converted values.
Note on K240: gepadmin: 1. If you choose "Full Conversion" then Column BA (AMOUNT) and Column BB (TAXES) BOTH values will be convert based on selected Currency in (Column L). 2. If you choose "Partial Conversion" then Column BA (AMOUNT) only will be converted based on selected currency (Column L) and Column BB (TAXES) value (INR) will be added to the converted values.
Note on K241: gepadmin: 1. If you choose "Full Conversion" then Column BA (AMOUNT) and Column BB (TAXES) BOTH values will be convert based on selected Currency in (Column L). 2. If you choose "Partial Conversion" then Column BA (AMOUNT) only will be converted based on selected currency (Column L) and Column BB (TAXES) value (INR) will be added to the converted values.
Note on K242: gepadmin: 1. If you choose "Full Conversion" then Column BA (AMOUNT) and Column BB (TAXES) BOTH values will be convert based on selected Currency in (Column L). 2. If you choose "Partial Conversion" then Column BA (AMOUNT) only will be converted based on selected currency (Column L) and Column BB (TAXES) value (INR) will be added to the converted values.
Note on K243: gepadmin: 1. If you choose "Full Conversion" then Column BA (AMOUNT) and Column BB (TAXES) BOTH values will be convert based on selected Currency in (Column L). 2. If you choose "Partial Conversion" then Column BA (AMOUNT) only will be converted based on selected currency (Column L) and Column BB (TAXES) value (INR) will be added to the converted values.
Note on K244: gepadmin: 1. If you choose "Full Conversion" then Column BA (AMOUNT) and Column BB (TAXES) BOTH values will be convert based on selected Currency in (Column L). 2. If you choose "Partial Conversion" then Column BA (AMOUNT) only will be converted based on selected currency (Column L) and Column BB (TAXES) value (INR) will be added to the converted values.
Note on K245: gepadmin: 1. If you choose "Full Conversion" then Column BA (AMOUNT) and Column BB (TAXES) BOTH values will be convert based on selected Currency in (Column L). 2. If you choose "Partial Conversion" then Column BA (AMOUNT) only will be converted based on selected currency (Column L) and Column BB (TAXES) value (INR) will be added to the converted values.
Note on K246: gepadmin: 1. If you choose "Full Conversion" then Column BA (AMOUNT) and Column BB (TAXES) BOTH values will be convert based on selected Currency in (Column L). 2. If you choose "Partial Conversion" then Column BA (AMOUNT) only will be converted based on selected currency (Column L) and Column BB (TAXES) value (INR) will be added to the converted values.
Note on K247: gepadmin: 1. If you choose "Full Conversion" then Column BA (AMOUNT) and Column BB (TAXES) BOTH values will be convert based on selected Currency in (Column L). 2. If you choose "Partial Conversion" then Column BA (AMOUNT) only will be converted based on selected currency (Column L) and Column BB (TAXES) value (INR) will be added to the converted values.
Note on K248: gepadmin: 1. If you choose "Full Conversion" then Column BA (AMOUNT) and Column BB (TAXES) BOTH values will be convert based on selected Currency in (Column L). 2. If you choose "Partial Conversion" then Column BA (AMOUNT) only will be converted based on selected currency (Column L) and Column BB (TAXES) value (INR) will be added to the converted values.
Note on K249: gepadmin: 1. If you choose "Full Conversion" then Column BA (AMOUNT) and Column BB (TAXES) BOTH values will be convert based on selected Currency in (Column L). 2. If you choose "Partial Conversion" then Column BA (AMOUNT) only will be converted based on selected currency (Column L) and Column BB (TAXES) value (INR) will be added to the converted values.
Note on K250: gepadmin: 1. If you choose "Full Conversion" then Column BA (AMOUNT) and Column BB (TAXES) BOTH values will be convert based on selected Currency in (Column L). 2. If you choose "Partial Conversion" then Column BA (AMOUNT) only will be converted based on selected currency (Column L) and Column BB (TAXES) value (INR) will be added to the converted values.
Note on K251: gepadmin: 1. If you choose "Full Conversion" then Column BA (AMOUNT) and Column BB (TAXES) BOTH values will be convert based on selected Currency in (Column L). 2. If you choose "Partial Conversion" then Column BA (AMOUNT) only will be converted based on selected currency (Column L) and Column BB (TAXES) value (INR) will be added to the converted values.
Note on K252: gepadmin: 1. If you choose "Full Conversion" then Column BA (AMOUNT) and Column BB (TAXES) BOTH values will be convert based on selected Currency in (Column L). 2. If you choose "Partial Conversion" then Column BA (AMOUNT) only will be converted based on selected currency (Column L) and Column BB (TAXES) value (INR) will be added to the converted values.
Note on K253: gepadmin: 1. If you choose "Full Conversion" then Column BA (AMOUNT) and Column BB (TAXES) BOTH values will be convert based on selected Currency in (Column L). 2. If you choose "Partial Conversion" then Column BA (AMOUNT) only will be converted based on selected currency (Column L) and Column BB (TAXES) value (INR) will be added to the converted values.
Note on K254: gepadmin: 1. If you choose "Full Conversion" then Column BA (AMOUNT) and Column BB (TAXES) BOTH values will be convert based on selected Currency in (Column L). 2. If you choose "Partial Conversion" then Column BA (AMOUNT) only will be converted based on selected currency (Column L) and Column BB (TAXES) value (INR) will be added to the converted values.
Note on K255: gepadmin: 1. If you choose "Full Conversion" then Column BA (AMOUNT) and Column BB (TAXES) BOTH values will be convert based on selected Currency in (Column L). 2. If you choose "Partial Conversion" then Column BA (AMOUNT) only will be converted based on selected currency (Column L) and Column BB (TAXES) value (INR) will be added to the converted values.
Note on K256: gepadmin: 1. If you choose "Full Conversion" then Column BA (AMOUNT) and Column BB (TAXES) BOTH values will be convert based on selected Currency in (Column L). 2. If you choose "Partial Conversion" then Column BA (AMOUNT) only will be converted based on selected currency (Column L) and Column BB (TAXES) value (INR) will be added to the converted values.
Note on K257: gepadmin: 1. If you choose "Full Conversion" then Column BA (AMOUNT) and Column BB (TAXES) BOTH values will be convert based on selected Currency in (Column L). 2. If you choose "Partial Conversion" then Column BA (AMOUNT) only will be converted based on selected currency (Column L) and Column BB (TAXES) value (INR) will be added to the converted values.
Note on K258: gepadmin: 1. If you choose "Full Conversion" then Column BA (AMOUNT) and Column BB (TAXES) BOTH values will be convert based on selected Currency in (Column L). 2. If you choose "Partial Conversion" then Column BA (AMOUNT) only will be converted based on selected currency (Column L) and Column BB (TAXES) value (INR) will be added to the converted values.
Note on K259: gepadmin: 1. If you choose "Full Conversion" then Column BA (AMOUNT) and Column BB (TAXES) BOTH values will be convert based on selected Currency in (Column L). 2. If you choose "Partial Conversion" then Column BA (AMOUNT) only will be converted based on selected currency (Column L) and Column BB (TAXES) value (INR) will be added to the converted values.
Note on K260: gepadmin: 1. If you choose "Full Conversion" then Column BA (AMOUNT) and Column BB (TAXES) BOTH values will be convert based on selected Currency in (Column L). 2. If you choose "Partial Conversion" then Column BA (AMOUNT) only will be converted based on selected currency (Column L) and Column BB (TAXES) value (INR) will be added to the converted values.
Note on K261: gepadmin: 1. If you choose "Full Conversion" then Column BA (AMOUNT) and Column BB (TAXES) BOTH values will be convert based on selected Currency in (Column L). 2. If you choose "Partial Conversion" then Column BA (AMOUNT) only will be converted based on selected currency (Column L) and Column BB (TAXES) value (INR) will be added to the converted values.
Note on K262: gepadmin: 1. If you choose "Full Conversion" then Column BA (AMOUNT) and Column BB (TAXES) BOTH values will be convert based on selected Currency in (Column L). 2. If you choose "Partial Conversion" then Column BA (AMOUNT) only will be converted based on selected currency (Column L) and Column BB (TAXES) value (INR) will be added to the converted values.
Note on K263: gepadmin: 1. If you choose "Full Conversion" then Column BA (AMOUNT) and Column BB (TAXES) BOTH values will be convert based on selected Currency in (Column L). 2. If you choose "Partial Conversion" then Column BA (AMOUNT) only will be converted based on selected currency (Column L) and Column BB (TAXES) value (INR) will be added to the converted values.
Note on K264: gepadmin: 1. If you choose "Full Conversion" then Column BA (AMOUNT) and Column BB (TAXES) BOTH values will be convert based on selected Currency in (Column L). 2. If you choose "Partial Conversion" then Column BA (AMOUNT) only will be converted based on selected currency (Column L) and Column BB (TAXES) value (INR) will be added to the converted values.
Note on K265: gepadmin: 1. If you choose "Full Conversion" then Column BA (AMOUNT) and Column BB (TAXES) BOTH values will be convert based on selected Currency in (Column L). 2. If you choose "Partial Conversion" then Column BA (AMOUNT) only will be converted based on selected currency (Column L) and Column BB (TAXES) value (INR) will be added to the converted values.
Note on K266: gepadmin: 1. If you choose "Full Conversion" then Column BA (AMOUNT) and Column BB (TAXES) BOTH values will be convert based on selected Currency in (Column L). 2. If you choose "Partial Conversion" then Column BA (AMOUNT) only will be converted based on selected currency (Column L) and Column BB (TAXES) value (INR) will be added to the converted values.
Note on K267: gepadmin: 1. If you choose "Full Conversion" then Column BA (AMOUNT) and Column BB (TAXES) BOTH values will be convert based on selected Currency in (Column L). 2. If you choose "Partial Conversion" then Column BA (AMOUNT) only will be converted based on selected currency (Column L) and Column BB (TAXES) value (INR) will be added to the converted values.
Note on K268: gepadmin: 1. If you choose "Full Conversion" then Column BA (AMOUNT) and Column BB (TAXES) BOTH values will be convert based on selected Currency in (Column L). 2. If you choose "Partial Conversion" then Column BA (AMOUNT) only will be converted based on selected currency (Column L) and Column BB (TAXES) value (INR) will be added to the converted values.
Note on K269: gepadmin: 1. If you choose "Full Conversion" then Column BA (AMOUNT) and Column BB (TAXES) BOTH values will be convert based on selected Currency in (Column L). 2. If you choose "Partial Conversion" then Column BA (AMOUNT) only will be converted based on selected currency (Column L) and Column BB (TAXES) value (INR) will be added to the converted values.
Note on K270: gepadmin: 1. If you choose "Full Conversion" then Column BA (AMOUNT) and Column BB (TAXES) BOTH values will be convert based on selected Currency in (Column L). 2. If you choose "Partial Conversion" then Column BA (AMOUNT) only will be converted based on selected currency (Column L) and Column BB (TAXES) value (INR) will be added to the converted values.
Note on K271: gepadmin: 1. If you choose "Full Conversion" then Column BA (AMOUNT) and Column BB (TAXES) BOTH values will be convert based on selected Currency in (Column L). 2. If you choose "Partial Conversion" then Column BA (AMOUNT) only will be converted based on selected currency (Column L) and Column BB (TAXES) value (INR) will be added to the converted values.
Note on K272: gepadmin: 1. If you choose "Full Conversion" then Column BA (AMOUNT) and Column BB (TAXES) BOTH values will be convert based on selected Currency in (Column L). 2. If you choose "Partial Conversion" then Column BA (AMOUNT) only will be converted based on selected currency (Column L) and Column BB (TAXES) value (INR) will be added to the converted values.
Note on K273: gepadmin: 1. If you choose "Full Conversion" then Column BA (AMOUNT) and Column BB (TAXES) BOTH values will be convert based on selected Currency in (Column L). 2. If you choose "Partial Conversion" then Column BA (AMOUNT) only will be converted based on selected currency (Column L) and Column BB (TAXES) value (INR) will be added to the converted values.
Note on K274: gepadmin: 1. If you choose "Full Conversion" then Column BA (AMOUNT) and Column BB (TAXES) BOTH values will be convert based on selected Currency in (Column L). 2. If you choose "Partial Conversion" then Column BA (AMOUNT) only will be converted based on selected currency (Column L) and Column BB (TAXES) value (INR) will be added to the converted values.
Note on K275: gepadmin: 1. If you choose "Full Conversion" then Column BA (AMOUNT) and Column BB (TAXES) BOTH values will be convert based on selected Currency in (Column L). 2. If you choose "Partial Conversion" then Column BA (AMOUNT) only will be converted based on selected currency (Column L) and Column BB (TAXES) value (INR) will be added to the converted values.
Note on K276: gepadmin: 1. If you choose "Full Conversion" then Column BA (AMOUNT) and Column BB (TAXES) BOTH values will be convert based on selected Currency in (Column L). 2. If you choose "Partial Conversion" then Column BA (AMOUNT) only will be converted based on selected currency (Column L) and Column BB (TAXES) value (INR) will be added to the converted values.
Note on K277: gepadmin: 1. If you choose "Full Conversion" then Column BA (AMOUNT) and Column BB (TAXES) BOTH values will be convert based on selected Currency in (Column L). 2. If you choose "Partial Conversion" then Column BA (AMOUNT) only will be converted based on selected currency (Column L) and Column BB (TAXES) value (INR) will be added to the converted values.
Note on K278: gepadmin: 1. If you choose "Full Conversion" then Column BA (AMOUNT) and Column BB (TAXES) BOTH values will be convert based on selected Currency in (Column L). 2. If you choose "Partial Conversion" then Column BA (AMOUNT) only will be converted based on selected currency (Column L) and Column BB (TAXES) value (INR) will be added to the converted values.
Note on K279: gepadmin: 1. If you choose "Full Conversion" then Column BA (AMOUNT) and Column BB (TAXES) BOTH values will be convert based on selected Currency in (Column L). 2. If you choose "Partial Conversion" then Column BA (AMOUNT) only will be converted based on selected currency (Column L) and Column BB (TAXES) value (INR) will be added to the converted values.
Note on K280: gepadmin: 1. If you choose "Full Conversion" then Column BA (AMOUNT) and Column BB (TAXES) BOTH values will be convert based on selected Currency in (Column L). 2. If you choose "Partial Conversion" then Column BA (AMOUNT) only will be converted based on selected currency (Column L) and Column BB (TAXES) value (INR) will be added to the converted values.
Note on K281: gepadmin: 1. If you choose "Full Conversion" then Column BA (AMOUNT) and Column BB (TAXES) BOTH values will be convert based on selected Currency in (Column L). 2. If you choose "Partial Conversion" then Column BA (AMOUNT) only will be converted based on selected currency (Column L) and Column BB (TAXES) value (INR) will be added to the converted values.
Note on K282: gepadmin: 1. If you choose "Full Conversion" then Column BA (AMOUNT) and Column BB (TAXES) BOTH values will be convert based on selected Currency in (Column L). 2. If you choose "Partial Conversion" then Column BA (AMOUNT) only will be converted based on selected currency (Column L) and Column BB (TAXES) value (INR) will be added to the converted values.
Note on K283: gepadmin: 1. If you choose "Full Conversion" then Column BA (AMOUNT) and Column BB (TAXES) BOTH values will be convert based on selected Currency in (Column L). 2. If you choose "Partial Conversion" then Column BA (AMOUNT) only will be converted based on selected currency (Column L) and Column BB (TAXES) value (INR) will be added to the converted values.
Note on K284: gepadmin: 1. If you choose "Full Conversion" then Column BA (AMOUNT) and Column BB (TAXES) BOTH values will be convert based on selected Currency in (Column L). 2. If you choose "Partial Conversion" then Column BA (AMOUNT) only will be converted based on selected currency (Column L) and Column BB (TAXES) value (INR) will be added to the converted values.
Note on K285: gepadmin: 1. If you choose "Full Conversion" then Column BA (AMOUNT) and Column BB (TAXES) BOTH values will be convert based on selected Currency in (Column L). 2. If you choose "Partial Conversion" then Column BA (AMOUNT) only will be converted based on selected currency (Column L) and Column BB (TAXES) value (INR) will be added to the converted values.
Note on K286: gepadmin: 1. If you choose "Full Conversion" then Column BA (AMOUNT) and Column BB (TAXES) BOTH values will be convert based on selected Currency in (Column L). 2. If you choose "Partial Conversion" then Column BA (AMOUNT) only will be converted based on selected currency (Column L) and Column BB (TAXES) value (INR) will be added to the converted values.
Note on K287: gepadmin: 1. If you choose "Full Conversion" then Column BA (AMOUNT) and Column BB (TAXES) BOTH values will be convert based on selected Currency in (Column L). 2. If you choose "Partial Conversion" then Column BA (AMOUNT) only will be converted based on selected currency (Column L) and Column BB (TAXES) value (INR) will be added to the converted values.
Note on K288: gepadmin: 1. If you choose "Full Conversion" then Column BA (AMOUNT) and Column BB (TAXES) BOTH values will be convert based on selected Currency in (Column L). 2. If you choose "Partial Conversion" then Column BA (AMOUNT) only will be converted based on selected currency (Column L) and Column BB (TAXES) value (INR) will be added to the converted values.
Note on K289: gepadmin: 1. If you choose "Full Conversion" then Column BA (AMOUNT) and Column BB (TAXES) BOTH values will be convert based on selected Currency in (Column L). 2. If you choose "Partial Conversion" then Column BA (AMOUNT) only will be converted based on selected currency (Column L) and Column BB (TAXES) value (INR) will be added to the converted values.
Note on K290: gepadmin: 1. If you choose "Full Conversion" then Column BA (AMOUNT) and Column BB (TAXES) BOTH values will be convert based on selected Currency in (Column L). 2. If you choose "Partial Conversion" then Column BA (AMOUNT) only will be converted based on selected currency (Column L) and Column BB (TAXES) value (INR) will be added to the converted values.
Note on K291: gepadmin: 1. If you choose "Full Conversion" then Column BA (AMOUNT) and Column BB (TAXES) BOTH values will be convert based on selected Currency in (Column L). 2. If you choose "Partial Conversion" then Column BA (AMOUNT) only will be converted based on selected currency (Column L) and Column BB (TAXES) value (INR) will be added to the converted values.
Note on K292: gepadmin: 1. If you choose "Full Conversion" then Column BA (AMOUNT) and Column BB (TAXES) BOTH values will be convert based on selected Currency in (Column L). 2. If you choose "Partial Conversion" then Column BA (AMOUNT) only will be converted based on selected currency (Column L) and Column BB (TAXES) value (INR) will be added to the converted values.
Note on K293: gepadmin: 1. If you choose "Full Conversion" then Column BA (AMOUNT) and Column BB (TAXES) BOTH values will be convert based on selected Currency in (Column L). 2. If you choose "Partial Conversion" then Column BA (AMOUNT) only will be converted based on selected currency (Column L) and Column BB (TAXES) value (INR) will be added to the converted values.
Note on K294: gepadmin: 1. If you choose "Full Conversion" then Column BA (AMOUNT) and Column BB (TAXES) BOTH values will be convert based on selected Currency in (Column L). 2. If you choose "Partial Conversion" then Column BA (AMOUNT) only will be converted based on selected currency (Column L) and Column BB (TAXES) value (INR) will be added to the converted values.
Note on K295: gepadmin: 1. If you choose "Full Conversion" then Column BA (AMOUNT) and Column BB (TAXES) BOTH values will be convert based on selected Currency in (Column L). 2. If you choose "Partial Conversion" then Column BA (AMOUNT) only will be converted based on selected currency (Column L) and Column BB (TAXES) value (INR) will be added to the converted values.
Note on K296: gepadmin: 1. If you choose "Full Conversion" then Column BA (AMOUNT) and Column BB (TAXES) BOTH values will be convert based on selected Currency in (Column L). 2. If you choose "Partial Conversion" then Column BA (AMOUNT) only will be converted based on selected currency (Column L) and Column BB (TAXES) value (INR) will be added to the converted values.
Note on K297: gepadmin: 1. If you choose "Full Conversion" then Column BA (AMOUNT) and Column BB (TAXES) BOTH values will be convert based on selected Currency in (Column L). 2. If you choose "Partial Conversion" then Column BA (AMOUNT) only will be converted based on selected currency (Column L) and Column BB (TAXES) value (INR) will be added to the converted values.
Note on K298: gepadmin: 1. If you choose "Full Conversion" then Column BA (AMOUNT) and Column BB (TAXES) BOTH values will be convert based on selected Currency in (Column L). 2. If you choose "Partial Conversion" then Column BA (AMOUNT) only will be converted based on selected currency (Column L) and Column BB (TAXES) value (INR) will be added to the converted values.
Note on K299: gepadmin: 1. If you choose "Full Conversion" then Column BA (AMOUNT) and Column BB (TAXES) BOTH values will be convert based on selected Currency in (Column L). 2. If you choose "Partial Conversion" then Column BA (AMOUNT) only will be converted based on selected currency (Column L) and Column BB (TAXES) value (INR) will be added to the converted values.
Note on K300: gepadmin: 1. If you choose "Full Conversion" then Column BA (AMOUNT) and Column BB (TAXES) BOTH values will be convert based on selected Currency in (Column L). 2. If you choose "Partial Conversion" then Column BA (AMOUNT) only will be converted based on selected currency (Column L) and Column BB (TAXES) value (INR) will be added to the converted values.
Note on K301: gepadmin: 1. If you choose "Full Conversion" then Column BA (AMOUNT) and Column BB (TAXES) BOTH values will be convert based on selected Currency in (Column L). 2. If you choose "Partial Conversion" then Column BA (AMOUNT) only will be converted based on selected currency (Column L) and Column BB (TAXES) value (INR) will be added to the converted values.
Note on K302: gepadmin: 1. If you choose "Full Conversion" then Column BA (AMOUNT) and Column BB (TAXES) BOTH values will be convert based on selected Currency in (Column L). 2. If you choose "Partial Conversion" then Column BA (AMOUNT) only will be converted based on selected currency (Column L) and Column BB (TAXES) value (INR) will be added to the converted values.
Note on K303: gepadmin: 1. If you choose "Full Conversion" then Column BA (AMOUNT) and Column BB (TAXES) BOTH values will be convert based on selected Currency in (Column L). 2. If you choose "Partial Conversion" then Column BA (AMOUNT) only will be converted based on selected currency (Column L) and Column BB (TAXES) value (INR) will be added to the converted values.
Note on K304: gepadmin: 1. If you choose "Full Conversion" then Column BA (AMOUNT) and Column BB (TAXES) BOTH values will be convert based on selected Currency in (Column L). 2. If you choose "Partial Conversion" then Column BA (AMOUNT) only will be converted based on selected currency (Column L) and Column BB (TAXES) value (INR) will be added to the converted values.
Note on K305: gepadmin: 1. If you choose "Full Conversion" then Column BA (AMOUNT) and Column BB (TAXES) BOTH values will be convert based on selected Currency in (Column L). 2. If you choose "Partial Conversion" then Column BA (AMOUNT) only will be converted based on selected currency (Column L) and Column BB (TAXES) value (INR) will be added to the converted values.
Note on K306: gepadmin: 1. If you choose "Full Conversion" then Column BA (AMOUNT) and Column BB (TAXES) BOTH values will be convert based on selected Currency in (Column L). 2. If you choose "Partial Conversion" then Column BA (AMOUNT) only will be converted based on selected currency (Column L) and Column BB (TAXES) value (INR) will be added to the converted values.
Note on K307: gepadmin: 1. If you choose "Full Conversion" then Column BA (AMOUNT) and Column BB (TAXES) BOTH values will be convert based on selected Currency in (Column L). 2. If you choose "Partial Conversion" then Column BA (AMOUNT) only will be converted based on selected currency (Column L) and Column BB (TAXES) value (INR) will be added to the converted values.
Note on K308: gepadmin: 1. If you choose "Full Conversion" then Column BA (AMOUNT) and Column BB (TAXES) BOTH values will be convert based on selected Currency in (Column L). 2. If you choose "Partial Conversion" then Column BA (AMOUNT) only will be converted based on selected currency (Column L) and Column BB (TAXES) value (INR) will be added to the converted values.
Note on K309: gepadmin: 1. If you choose "Full Conversion" then Column BA (AMOUNT) and Column BB (TAXES) BOTH values will be convert based on selected Currency in (Column L). 2. If you choose "Partial Conversion" then Column BA (AMOUNT) only will be converted based on selected currency (Column L) and Column BB (TAXES) value (INR) will be added to the converted values.
Note on K310: gepadmin: 1. If you choose "Full Conversion" then Column BA (AMOUNT) and Column BB (TAXES) BOTH values will be convert based on selected Currency in (Column L). 2. If you choose "Partial Conversion" then Column BA (AMOUNT) only will be converted based on selected currency (Column L) and Column BB (TAXES) value (INR) will be added to the converted values.
Note on K311: gepadmin: 1. If you choose "Full Conversion" then Column BA (AMOUNT) and Column BB (TAXES) BOTH values will be convert based on selected Currency in (Column L). 2. If you choose "Partial Conversion" then Column BA (AMOUNT) only will be converted based on selected currency (Column L) and Column BB (TAXES) value (INR) will be added to the converted values.
Note on K312: gepadmin: 1. If you choose "Full Conversion" then Column BA (AMOUNT) and Column BB (TAXES) BOTH values will be convert based on selected Currency in (Column L). 2. If you choose "Partial Conversion" then Column BA (AMOUNT) only will be converted based on selected currency (Column L) and Column BB (TAXES) value (INR) will be added to the converted values.
Note on K313: gepadmin: 1. If you choose "Full Conversion" then Column BA (AMOUNT) and Column BB (TAXES) BOTH values will be convert based on selected Currency in (Column L). 2. If you choose "Partial Conversion" then Column BA (AMOUNT) only will be converted based on selected currency (Column L) and Column BB (TAXES) value (INR) will be added to the converted values.
Note on K314: gepadmin: 1. If you choose "Full Conversion" then Column BA (AMOUNT) and Column BB (TAXES) BOTH values will be convert based on selected Currency in (Column L). 2. If you choose "Partial Conversion" then Column BA (AMOUNT) only will be converted based on selected currency (Column L) and Column BB (TAXES) value (INR) will be added to the converted values.
Note on K315: gepadmin: 1. If you choose "Full Conversion" then Column BA (AMOUNT) and Column BB (TAXES) BOTH values will be convert based on selected Currency in (Column L). 2. If you choose "Partial Conversion" then Column BA (AMOUNT) only will be converted based on selected currency (Column L) and Column BB (TAXES) value (INR) will be added to the converted values.
Note on K316: gepadmin: 1. If you choose "Full Conversion" then Column BA (AMOUNT) and Column BB (TAXES) BOTH values will be convert based on selected Currency in (Column L). 2. If you choose "Partial Conversion" then Column BA (AMOUNT) only will be converted based on selected currency (Column L) and Column BB (TAXES) value (INR) will be added to the converted values.
Note on K317: gepadmin: 1. If you choose "Full Conversion" then Column BA (AMOUNT) and Column BB (TAXES) BOTH values will be convert based on selected Currency in (Column L). 2. If you choose "Partial Conversion" then Column BA (AMOUNT) only will be converted based on selected currency (Column L) and Column BB (TAXES) value (INR) will be added to the converted values.
Note on K318: gepadmin: 1. If you choose "Full Conversion" then Column BA (AMOUNT) and Column BB (TAXES) BOTH values will be convert based on selected Currency in (Column L). 2. If you choose "Partial Conversion" then Column BA (AMOUNT) only will be converted based on selected currency (Column L) and Column BB (TAXES) value (INR) will be added to the converted values.
Note on K319: gepadmin: 1. If you choose "Full Conversion" then Column BA (AMOUNT) and Column BB (TAXES) BOTH values will be convert based on selected Currency in (Column L). 2. If you choose "Partial Conversion" then Column BA (AMOUNT) only will be converted based on selected currency (Column L) and Column BB (TAXES) value (INR) will be added to the converted values.
Note on K320: gepadmin: 1. If you choose "Full Conversion" then Column BA (AMOUNT) and Column BB (TAXES) BOTH values will be convert based on selected Currency in (Column L). 2. If you choose "Partial Conversion" then Column BA (AMOUNT) only will be converted based on selected currency (Column L) and Column BB (TAXES) value (INR) will be added to the converted values.
Note on K321: gepadmin: 1. If you choose "Full Conversion" then Column BA (AMOUNT) and Column BB (TAXES) BOTH values will be convert based on selected Currency in (Column L). 2. If you choose "Partial Conversion" then Column BA (AMOUNT) only will be converted based on selected currency (Column L) and Column BB (TAXES) value (INR) will be added to the converted values.
Note on K322: gepadmin: 1. If you choose "Full Conversion" then Column BA (AMOUNT) and Column BB (TAXES) BOTH values will be convert based on selected Currency in (Column L). 2. If you choose "Partial Conversion" then Column BA (AMOUNT) only will be converted based on selected currency (Column L) and Column BB (TAXES) value (INR) will be added to the converted values.
Note on K323: gepadmin: 1. If you choose "Full Conversion" then Column BA (AMOUNT) and Column BB (TAXES) BOTH values will be convert based on selected Currency in (Column L). 2. If you choose "Partial Conversion" then Column BA (AMOUNT) only will be converted based on selected currency (Column L) and Column BB (TAXES) value (INR) will be added to the converted values.
Note on K324: gepadmin: 1. If you choose "Full Conversion" then Column BA (AMOUNT) and Column BB (TAXES) BOTH values will be convert based on selected Currency in (Column L). 2. If you choose "Partial Conversion" then Column BA (AMOUNT) only will be converted based on selected currency (Column L) and Column BB (TAXES) value (INR) will be added to the converted values.
Note on K325: gepadmin: 1. If you choose "Full Conversion" then Column BA (AMOUNT) and Column BB (TAXES) BOTH values will be convert based on selected Currency in (Column L). 2. If you choose "Partial Conversion" then Column BA (AMOUNT) only will be converted based on selected currency (Column L) and Column BB (TAXES) value (INR) will be added to the converted values.
Note on K326: gepadmin: 1. If you choose "Full Conversion" then Column BA (AMOUNT) and Column BB (TAXES) BOTH values will be convert based on selected Currency in (Column L). 2. If you choose "Partial Conversion" then Column BA (AMOUNT) only will be converted based on selected currency (Column L) and Column BB (TAXES) value (INR) will be added to the converted values.
Note on K327: gepadmin: 1. If you choose "Full Conversion" then Column BA (AMOUNT) and Column BB (TAXES) BOTH values will be convert based on selected Currency in (Column L). 2. If you choose "Partial Conversion" then Column BA (AMOUNT) only will be converted based on selected currency (Column L) and Column BB (TAXES) value (INR) will be added to the converted values.
Note on K328: gepadmin: 1. If you choose "Full Conversion" then Column BA (AMOUNT) and Column BB (TAXES) BOTH values will be convert based on selected Currency in (Column L). 2. If you choose "Partial Conversion" then Column BA (AMOUNT) only will be converted based on selected currency (Column L) and Column BB (TAXES) value (INR) will be added to the converted values.
Note on K329: gepadmin: 1. If you choose "Full Conversion" then Column BA (AMOUNT) and Column BB (TAXES) BOTH values will be convert based on selected Currency in (Column L). 2. If you choose "Partial Conversion" then Column BA (AMOUNT) only will be converted based on selected currency (Column L) and Column BB (TAXES) value (INR) will be added to the converted values.
Note on K330: gepadmin: 1. If you choose "Full Conversion" then Column BA (AMOUNT) and Column BB (TAXES) BOTH values will be convert based on selected Currency in (Column L). 2. If you choose "Partial Conversion" then Column BA (AMOUNT) only will be converted based on selected currency (Column L) and Column BB (TAXES) value (INR) will be added to the converted values.
Note on K331: gepadmin: 1. If you choose "Full Conversion" then Column BA (AMOUNT) and Column BB (TAXES) BOTH values will be convert based on selected Currency in (Column L). 2. If you choose "Partial Conversion" then Column BA (AMOUNT) only will be converted based on selected currency (Column L) and Column BB (TAXES) value (INR) will be added to the converted values.
Note on K332: gepadmin: 1. If you choose "Full Conversion" then Column BA (AMOUNT) and Column BB (TAXES) BOTH values will be convert based on selected Currency in (Column L). 2. If you choose "Partial Conversion" then Column BA (AMOUNT) only will be converted based on selected currency (Column L) and Column BB (TAXES) value (INR) will be added to the converted values.
Note on K333: gepadmin: 1. If you choose "Full Conversion" then Column BA (AMOUNT) and Column BB (TAXES) BOTH values will be convert based on selected Currency in (Column L). 2. If you choose "Partial Conversion" then Column BA (AMOUNT) only will be converted based on selected currency (Column L) and Column BB (TAXES) value (INR) will be added to the converted values.
Note on K334: gepadmin: 1. If you choose "Full Conversion" then Column BA (AMOUNT) and Column BB (TAXES) BOTH values will be convert based on selected Currency in (Column L). 2. If you choose "Partial Conversion" then Column BA (AMOUNT) only will be converted based on selected currency (Column L) and Column BB (TAXES) value (INR) will be added to the converted values.
Note on K335: gepadmin: 1. If you choose "Full Conversion" then Column BA (AMOUNT) and Column BB (TAXES) BOTH values will be convert based on selected Currency in (Column L). 2. If you choose "Partial Conversion" then Column BA (AMOUNT) only will be converted based on selected currency (Column L) and Column BB (TAXES) value (INR) will be added to the converted values.
Note on K336: gepadmin: 1. If you choose "Full Conversion" then Column BA (AMOUNT) and Column BB (TAXES) BOTH values will be convert based on selected Currency in (Column L). 2. If you choose "Partial Conversion" then Column BA (AMOUNT) only will be converted based on selected currency (Column L) and Column BB (TAXES) value (INR) will be added to the converted values.
Note on K337: gepadmin: 1. If you choose "Full Conversion" then Column BA (AMOUNT) and Column BB (TAXES) BOTH values will be convert based on selected Currency in (Column L). 2. If you choose "Partial Conversion" then Column BA (AMOUNT) only will be converted based on selected currency (Column L) and Column BB (TAXES) value (INR) will be added to the converted values.
Note on K338: gepadmin: 1. If you choose "Full Conversion" then Column BA (AMOUNT) and Column BB (TAXES) BOTH values will be convert based on selected Currency in (Column L). 2. If you choose "Partial Conversion" then Column BA (AMOUNT) only will be converted based on selected currency (Column L) and Column BB (TAXES) value (INR) will be added to the converted values.
Note on K339: gepadmin: 1. If you choose "Full Conversion" then Column BA (AMOUNT) and Column BB (TAXES) BOTH values will be convert based on selected Currency in (Column L). 2. If you choose "Partial Conversion" then Column BA (AMOUNT) only will be converted based on selected currency (Column L) and Column BB (TAXES) value (INR) will be added to the converted values.
Note on K340: gepadmin: 1. If you choose "Full Conversion" then Column BA (AMOUNT) and Column BB (TAXES) BOTH values will be convert based on selected Currency in (Column L). 2. If you choose "Partial Conversion" then Column BA (AMOUNT) only will be converted based on selected currency (Column L) and Column BB (TAXES) value (INR) will be added to the converted values.
Note on K341: gepadmin: 1. If you choose "Full Conversion" then Column BA (AMOUNT) and Column BB (TAXES) BOTH values will be convert based on selected Currency in (Column L). 2. If you choose "Partial Conversion" then Column BA (AMOUNT) only will be converted based on selected currency (Column L) and Column BB (TAXES) value (INR) will be added to the converted values.
Note on K342: gepadmin: 1. If you choose "Full Conversion" then Column BA (AMOUNT) and Column BB (TAXES) BOTH values will be convert based on selected Currency in (Column L). 2. If you choose "Partial Conversion" then Column BA (AMOUNT) only will be converted based on selected currency (Column L) and Column BB (TAXES) value (INR) will be added to the converted values.
Note on K343: gepadmin: 1. If you choose "Full Conversion" then Column BA (AMOUNT) and Column BB (TAXES) BOTH values will be convert based on selected Currency in (Column L). 2. If you choose "Partial Conversion" then Column BA (AMOUNT) only will be converted based on selected currency (Column L) and Column BB (TAXES) value (INR) will be added to the converted values.
Note on K344: gepadmin: 1. If you choose "Full Conversion" then Column BA (AMOUNT) and Column BB (TAXES) BOTH values will be convert based on selected Currency in (Column L). 2. If you choose "Partial Conversion" then Column BA (AMOUNT) only will be converted based on selected currency (Column L) and Column BB (TAXES) value (INR) will be added to the converted values.
Note on K345: gepadmin: 1. If you choose "Full Conversion" then Column BA (AMOUNT) and Column BB (TAXES) BOTH values will be convert based on selected Currency in (Column L). 2. If you choose "Partial Conversion" then Column BA (AMOUNT) only will be converted based on selected currency (Column L) and Column BB (TAXES) value (INR) will be added to the converted values.
Note on K346: gepadmin: 1. If you choose "Full Conversion" then Column BA (AMOUNT) and Column BB (TAXES) BOTH values will be convert based on selected Currency in (Column L). 2. If you choose "Partial Conversion" then Column BA (AMOUNT) only will be converted based on selected currency (Column L) and Column BB (TAXES) value (INR) will be added to the converted values.
Note on K347: gepadmin: 1. If you choose "Full Conversion" then Column BA (AMOUNT) and Column BB (TAXES) BOTH values will be convert based on selected Currency in (Column L). 2. If you choose "Partial Conversion" then Column BA (AMOUNT) only will be converted based on selected currency (Column L) and Column BB (TAXES) value (INR) will be added to the converted values.
Note on K348: gepadmin: 1. If you choose "Full Conversion" then Column BA (AMOUNT) and Column BB (TAXES) BOTH values will be convert based on selected Currency in (Column L). 2. If you choose "Partial Conversion" then Column BA (AMOUNT) only will be converted based on selected currency (Column L) and Column BB (TAXES) value (INR) will be added to the converted values.
Note on K349: gepadmin: 1. If you choose "Full Conversion" then Column BA (AMOUNT) and Column BB (TAXES) BOTH values will be convert based on selected Currency in (Column L). 2. If you choose "Partial Conversion" then Column BA (AMOUNT) only will be converted based on selected currency (Column L) and Column BB (TAXES) value (INR) will be added to the converted values.
Note on K350: gepadmin: 1. If you choose "Full Conversion" then Column BA (AMOUNT) and Column BB (TAXES) BOTH values will be convert based on selected Currency in (Column L). 2. If you choose "Partial Conversion" then Column BA (AMOUNT) only will be converted based on selected currency (Column L) and Column BB (TAXES) value (INR) will be added to the converted values.
Note on K351: gepadmin: 1. If you choose "Full Conversion" then Column BA (AMOUNT) and Column BB (TAXES) BOTH values will be convert based on selected Currency in (Column L). 2. If you choose "Partial Conversion" then Column BA (AMOUNT) only will be converted based on selected currency (Column L) and Column BB (TAXES) value (INR) will be added to the converted values.
Note on K352: gepadmin: 1. If you choose "Full Conversion" then Column BA (AMOUNT) and Column BB (TAXES) BOTH values will be convert based on selected Currency in (Column L). 2. If you choose "Partial Conversion" then Column BA (AMOUNT) only will be converted based on selected currency (Column L) and Column BB (TAXES) value (INR) will be added to the converted values.
Note on K353: gepadmin: 1. If you choose "Full Conversion" then Column BA (AMOUNT) and Column BB (TAXES) BOTH values will be convert based on selected Currency in (Column L). 2. If you choose "Partial Conversion" then Column BA (AMOUNT) only will be converted based on selected currency (Column L) and Column BB (TAXES) value (INR) will be added to the converted values.
Note on K354: gepadmin: 1. If you choose "Full Conversion" then Column BA (AMOUNT) and Column BB (TAXES) BOTH values will be convert based on selected Currency in (Column L). 2. If you choose "Partial Conversion" then Column BA (AMOUNT) only will be converted based on selected currency (Column L) and Column BB (TAXES) value (INR) will be added to the converted values.
Note on K355: gepadmin: 1. If you choose "Full Conversion" then Column BA (AMOUNT) and Column BB (TAXES) BOTH values will be convert based on selected Currency in (Column L). 2. If you choose "Partial Conversion" then Column BA (AMOUNT) only will be converted based on selected currency (Column L) and Column BB (TAXES) value (INR) will be added to the converted values.
Note on K356: gepadmin: 1. If you choose "Full Conversion" then Column BA (AMOUNT) and Column BB (TAXES) BOTH values will be convert based on selected Currency in (Column L). 2. If you choose "Partial Conversion" then Column BA (AMOUNT) only will be converted based on selected currency (Column L) and Column BB (TAXES) value (INR) will be added to the converted values.
Note on K357: gepadmin: 1. If you choose "Full Conversion" then Column BA (AMOUNT) and Column BB (TAXES) BOTH values will be convert based on selected Currency in (Column L). 2. If you choose "Partial Conversion" then Column BA (AMOUNT) only will be converted based on selected currency (Column L) and Column BB (TAXES) value (INR) will be added to the converted values.
Note on K358: gepadmin: 1. If you choose "Full Conversion" then Column BA (AMOUNT) and Column BB (TAXES) BOTH values will be convert based on selected Currency in (Column L). 2. If you choose "Partial Conversion" then Column BA (AMOUNT) only will be converted based on selected currency (Column L) and Column BB (TAXES) value (INR) will be added to the converted values.
Note on K359: gepadmin: 1. If you choose "Full Conversion" then Column BA (AMOUNT) and Column BB (TAXES) BOTH values will be convert based on selected Currency in (Column L). 2. If you choose "Partial Conversion" then Column BA (AMOUNT) only will be converted based on selected currency (Column L) and Column BB (TAXES) value (INR) will be added to the converted values.
Note on K360: gepadmin: 1. If you choose "Full Conversion" then Column BA (AMOUNT) and Column BB (TAXES) BOTH values will be convert based on selected Currency in (Column L). 2. If you choose "Partial Conversion" then Column BA (AMOUNT) only will be converted based on selected currency (Column L) and Column BB (TAXES) value (INR) will be added to the converted values.
Note on K361: gepadmin: 1. If you choose "Full Conversion" then Column BA (AMOUNT) and Column BB (TAXES) BOTH values will be convert based on selected Currency in (Column L). 2. If you choose "Partial Conversion" then Column BA (AMOUNT) only will be converted based on selected currency (Column L) and Column BB (TAXES) value (INR) will be added to the converted values.
Note on K362: gepadmin: 1. If you choose "Full Conversion" then Column BA (AMOUNT) and Column BB (TAXES) BOTH values will be convert based on selected Currency in (Column L). 2. If you choose "Partial Conversion" then Column BA (AMOUNT) only will be converted based on selected currency (Column L) and Column BB (TAXES) value (INR) will be added to the converted values.
Note on K363: gepadmin: 1. If you choose "Full Conversion" then Column BA (AMOUNT) and Column BB (TAXES) BOTH values will be convert based on selected Currency in (Column L). 2. If you choose "Partial Conversion" then Column BA (AMOUNT) only will be converted based on selected currency (Column L) and Column BB (TAXES) value (INR) will be added to the converted values.
Note on K364: gepadmin: 1. If you choose "Full Conversion" then Column BA (AMOUNT) and Column BB (TAXES) BOTH values will be convert based on selected Currency in (Column L). 2. If you choose "Partial Conversion" then Column BA (AMOUNT) only will be converted based on selected currency (Column L) and Column BB (TAXES) value (INR) will be added to the converted values.
Note on K365: gepadmin: 1. If you choose "Full Conversion" then Column BA (AMOUNT) and Column BB (TAXES) BOTH values will be convert based on selected Currency in (Column L). 2. If you choose "Partial Conversion" then Column BA (AMOUNT) only will be converted based on selected currency (Column L) and Column BB (TAXES) value (INR) will be added to the converted values.
Note on K366: gepadmin: 1. If you choose "Full Conversion" then Column BA (AMOUNT) and Column BB (TAXES) BOTH values will be convert based on selected Currency in (Column L). 2. If you choose "Partial Conversion" then Column BA (AMOUNT) only will be converted based on selected currency (Column L) and Column BB (TAXES) value (INR) will be added to the converted values.
Note on K367: gepadmin: 1. If you choose "Full Conversion" then Column BA (AMOUNT) and Column BB (TAXES) BOTH values will be convert based on selected Currency in (Column L). 2. If you choose "Partial Conversion" then Column BA (AMOUNT) only will be converted based on selected currency (Column L) and Column BB (TAXES) value (INR) will be added to the converted values.
Note on K368: gepadmin: 1. If you choose "Full Conversion" then Column BA (AMOUNT) and Column BB (TAXES) BOTH values will be convert based on selected Currency in (Column L). 2. If you choose "Partial Conversion" then Column BA (AMOUNT) only will be converted based on selected currency (Column L) and Column BB (TAXES) value (INR) will be added to the converted values.
Note on K369: gepadmin: 1. If you choose "Full Conversion" then Column BA (AMOUNT) and Column BB (TAXES) BOTH values will be convert based on selected Currency in (Column L). 2. If you choose "Partial Conversion" then Column BA (AMOUNT) only will be converted based on selected currency (Column L) and Column BB (TAXES) value (INR) will be added to the converted values.
Note on K370: gepadmin: 1. If you choose "Full Conversion" then Column BA (AMOUNT) and Column BB (TAXES) BOTH values will be convert based on selected Currency in (Column L). 2. If you choose "Partial Conversion" then Column BA (AMOUNT) only will be converted based on selected currency (Column L) and Column BB (TAXES) value (INR) will be added to the converted values.
Note on K371: gepadmin: 1. If you choose "Full Conversion" then Column BA (AMOUNT) and Column BB (TAXES) BOTH values will be convert based on selected Currency in (Column L). 2. If you choose "Partial Conversion" then Column BA (AMOUNT) only will be converted based on selected currency (Column L) and Column BB (TAXES) value (INR) will be added to the converted values.
Note on K372: gepadmin: 1. If you choose "Full Conversion" then Column BA (AMOUNT) and Column BB (TAXES) BOTH values will be convert based on selected Currency in (Column L). 2. If you choose "Partial Conversion" then Column BA (AMOUNT) only will be converted based on selected currency (Column L) and Column BB (TAXES) value (INR) will be added to the converted values.
Note on K373: gepadmin: 1. If you choose "Full Conversion" then Column BA (AMOUNT) and Column BB (TAXES) BOTH values will be convert based on selected Currency in (Column L). 2. If you choose "Partial Conversion" then Column BA (AMOUNT) only will be converted based on selected currency (Column L) and Column BB (TAXES) value (INR) will be added to the converted values.
Note on K374: gepadmin: 1. If you choose "Full Conversion" then Column BA (AMOUNT) and Column BB (TAXES) BOTH values will be convert based on selected Currency in (Column L). 2. If you choose "Partial Conversion" then Column BA (AMOUNT) only will be converted based on selected currency (Column L) and Column BB (TAXES) value (INR) will be added to the converted values.
Note on K375: gepadmin: 1. If you choose "Full Conversion" then Column BA (AMOUNT) and Column BB (TAXES) BOTH values will be convert based on selected Currency in (Column L). 2. If you choose "Partial Conversion" then Column BA (AMOUNT) only will be converted based on selected currency (Column L) and Column BB (TAXES) value (INR) will be added to the converted values.
Note on K376: gepadmin: 1. If you choose "Full Conversion" then Column BA (AMOUNT) and Column BB (TAXES) BOTH values will be convert based on selected Currency in (Column L). 2. If you choose "Partial Conversion" then Column BA (AMOUNT) only will be converted based on selected currency (Column L) and Column BB (TAXES) value (INR) will be added to the converted values.
Note on K377: gepadmin: 1. If you choose "Full Conversion" then Column BA (AMOUNT) and Column BB (TAXES) BOTH values will be convert based on selected Currency in (Column L). 2. If you choose "Partial Conversion" then Column BA (AMOUNT) only will be converted based on selected currency (Column L) and Column BB (TAXES) value (INR) will be added to the converted values.
Note on K378: gepadmin: 1. If you choose "Full Conversion" then Column BA (AMOUNT) and Column BB (TAXES) BOTH values will be convert based on selected Currency in (Column L). 2. If you choose "Partial Conversion" then Column BA (AMOUNT) only will be converted based on selected currency (Column L) and Column BB (TAXES) value (INR) will be added to the converted values.
Note on K379: gepadmin: 1. If you choose "Full Conversion" then Column BA (AMOUNT) and Column BB (TAXES) BOTH values will be convert based on selected Currency in (Column L). 2. If you choose "Partial Conversion" then Column BA (AMOUNT) only will be converted based on selected currency (Column L) and Column BB (TAXES) value (INR) will be added to the converted values.
Note on K380: gepadmin: 1. If you choose "Full Conversion" then Column BA (AMOUNT) and Column BB (TAXES) BOTH values will be convert based on selected Currency in (Column L). 2. If you choose "Partial Conversion" then Column BA (AMOUNT) only will be converted based on selected currency (Column L) and Column BB (TAXES) value (INR) will be added to the converted values.
Note on K381: gepadmin: 1. If you choose "Full Conversion" then Column BA (AMOUNT) and Column BB (TAXES) BOTH values will be convert based on selected Currency in (Column L). 2. If you choose "Partial Conversion" then Column BA (AMOUNT) only will be converted based on selected currency (Column L) and Column BB (TAXES) value (INR) will be added to the converted values.
Note on K382: gepadmin: 1. If you choose "Full Conversion" then Column BA (AMOUNT) and Column BB (TAXES) BOTH values will be convert based on selected Currency in (Column L). 2. If you choose "Partial Conversion" then Column BA (AMOUNT) only will be converted based on selected currency (Column L) and Column BB (TAXES) value (INR) will be added to the converted values.
Note on K383: gepadmin: 1. If you choose "Full Conversion" then Column BA (AMOUNT) and Column BB (TAXES) BOTH values will be convert based on selected Currency in (Column L). 2. If you choose "Partial Conversion" then Column BA (AMOUNT) only will be converted based on selected currency (Column L) and Column BB (TAXES) value (INR) will be added to the converted values.
Note on K384: gepadmin: 1. If you choose "Full Conversion" then Column BA (AMOUNT) and Column BB (TAXES) BOTH values will be convert based on selected Currency in (Column L). 2. If you choose "Partial Conversion" then Column BA (AMOUNT) only will be converted based on selected currency (Column L) and Column BB (TAXES) value (INR) will be added to the converted values.
Note on K385: gepadmin: 1. If you choose "Full Conversion" then Column BA (AMOUNT) and Column BB (TAXES) BOTH values will be convert based on selected Currency in (Column L). 2. If you choose "Partial Conversion" then Column BA (AMOUNT) only will be converted based on selected currency (Column L) and Column BB (TAXES) value (INR) will be added to the converted values.
Note on K386: gepadmin: 1. If you choose "Full Conversion" then Column BA (AMOUNT) and Column BB (TAXES) BOTH values will be convert based on selected Currency in (Column L). 2. If you choose "Partial Conversion" then Column BA (AMOUNT) only will be converted based on selected currency (Column L) and Column BB (TAXES) value (INR) will be added to the converted values.
Note on K387: gepadmin: 1. If you choose "Full Conversion" then Column BA (AMOUNT) and Column BB (TAXES) BOTH values will be convert based on selected Currency in (Column L). 2. If you choose "Partial Conversion" then Column BA (AMOUNT) only will be converted based on selected currency (Column L) and Column BB (TAXES) value (INR) will be added to the converted values.
Note on K388: gepadmin: 1. If you choose "Full Conversion" then Column BA (AMOUNT) and Column BB (TAXES) BOTH values will be convert based on selected Currency in (Column L). 2. If you choose "Partial Conversion" then Column BA (AMOUNT) only will be converted based on selected currency (Column L) and Column BB (TAXES) value (INR) will be added to the converted values.
Note on K389: gepadmin: 1. If you choose "Full Conversion" then Column BA (AMOUNT) and Column BB (TAXES) BOTH values will be convert based on selected Currency in (Column L). 2. If you choose "Partial Conversion" then Column BA (AMOUNT) only will be converted based on selected currency (Column L) and Column BB (TAXES) value (INR) will be added to the converted values.
Note on K390: gepadmin: 1. If you choose "Full Conversion" then Column BA (AMOUNT) and Column BB (TAXES) BOTH values will be convert based on selected Currency in (Column L). 2. If you choose "Partial Conversion" then Column BA (AMOUNT) only will be converted based on selected currency (Column L) and Column BB (TAXES) value (INR) will be added to the converted values.
Note on K391: gepadmin: 1. If you choose "Full Conversion" then Column BA (AMOUNT) and Column BB (TAXES) BOTH values will be convert based on selected Currency in (Column L). 2. If you choose "Partial Conversion" then Column BA (AMOUNT) only will be converted based on selected currency (Column L) and Column BB (TAXES) value (INR) will be added to the converted values.
Note on K392: gepadmin: 1. If you choose "Full Conversion" then Column BA (AMOUNT) and Column BB (TAXES) BOTH values will be convert based on selected Currency in (Column L). 2. If you choose "Partial Conversion" then Column BA (AMOUNT) only will be converted based on selected currency (Column L) and Column BB (TAXES) value (INR) will be added to the converted values.
Note on K393: gepadmin: 1. If you choose "Full Conversion" then Column BA (AMOUNT) and Column BB (TAXES) BOTH values will be convert based on selected Currency in (Column L). 2. If you choose "Partial Conversion" then Column BA (AMOUNT) only will be converted based on selected currency (Column L) and Column BB (TAXES) value (INR) will be added to the converted values.
Note on K394: gepadmin: 1. If you choose "Full Conversion" then Column BA (AMOUNT) and Column BB (TAXES) BOTH values will be convert based on selected Currency in (Column L). 2. If you choose "Partial Conversion" then Column BA (AMOUNT) only will be converted based on selected currency (Column L) and Column BB (TAXES) value (INR) will be added to the converted values.
Note on K395: gepadmin: 1. If you choose "Full Conversion" then Column BA (AMOUNT) and Column BB (TAXES) BOTH values will be convert based on selected Currency in (Column L). 2. If you choose "Partial Conversion" then Column BA (AMOUNT) only will be converted based on selected currency (Column L) and Column BB (TAXES) value (INR) will be added to the converted values.
Note on K396: gepadmin: 1. If you choose "Full Conversion" then Column BA (AMOUNT) and Column BB (TAXES) BOTH values will be convert based on selected Currency in (Column L). 2. If you choose "Partial Conversion" then Column BA (AMOUNT) only will be converted based on selected currency (Column L) and Column BB (TAXES) value (INR) will be added to the converted values.
Note on K397: gepadmin: 1. If you choose "Full Conversion" then Column BA (AMOUNT) and Column BB (TAXES) BOTH values will be convert based on selected Currency in (Column L). 2. If you choose "Partial Conversion" then Column BA (AMOUNT) only will be converted based on selected currency (Column L) and Column BB (TAXES) value (INR) will be added to the converted values.
Note on K398: gepadmin: 1. If you choose "Full Conversion" then Column BA (AMOUNT) and Column BB (TAXES) BOTH values will be convert based on selected Currency in (Column L). 2. If you choose "Partial Conversion" then Column BA (AMOUNT) only will be converted based on selected currency (Column L) and Column BB (TAXES) value (INR) will be added to the converted values.
Note on K399: gepadmin: 1. If you choose "Full Conversion" then Column BA (AMOUNT) and Column BB (TAXES) BOTH values will be convert based on selected Currency in (Column L). 2. If you choose "Partial Conversion" then Column BA (AMOUNT) only will be converted based on selected currency (Column L) and Column BB (TAXES) value (INR) will be added to the converted values.
Note on K400: gepadmin: 1. If you choose "Full Conversion" then Column BA (AMOUNT) and Column BB (TAXES) BOTH values will be convert based on selected Currency in (Column L). 2. If you choose "Partial Conversion" then Column BA (AMOUNT) only will be converted based on selected currency (Column L) and Column BB (TAXES) value (INR) will be added to the converted values.
Note on K401: gepadmin: 1. If you choose "Full Conversion" then Column BA (AMOUNT) and Column BB (TAXES) BOTH values will be convert based on selected Currency in (Column L). 2. If you choose "Partial Conversion" then Column BA (AMOUNT) only will be converted based on selected currency (Column L) and Column BB (TAXES) value (INR) will be added to the converted values.
Note on K402: gepadmin: 1. If you choose "Full Conversion" then Column BA (AMOUNT) and Column BB (TAXES) BOTH values will be convert based on selected Currency in (Column L). 2. If you choose "Partial Conversion" then Column BA (AMOUNT) only will be converted based on selected currency (Column L) and Column BB (TAXES) value (INR) will be added to the converted values.
Note on K403: gepadmin: 1. If you choose "Full Conversion" then Column BA (AMOUNT) and Column BB (TAXES) BOTH values will be convert based on selected Currency in (Column L). 2. If you choose "Partial Conversion" then Column BA (AMOUNT) only will be converted based on selected currency (Column L) and Column BB (TAXES) value (INR) will be added to the converted values.
Note on K404: gepadmin: 1. If you choose "Full Conversion" then Column BA (AMOUNT) and Column BB (TAXES) BOTH values will be convert based on selected Currency in (Column L). 2. If you choose "Partial Conversion" then Column BA (AMOUNT) only will be converted based on selected currency (Column L) and Column BB (TAXES) value (INR) will be added to the converted values.
Note on K405: gepadmin: 1. If you choose "Full Conversion" then Column BA (AMOUNT) and Column BB (TAXES) BOTH values will be convert based on selected Currency in (Column L). 2. If you choose "Partial Conversion" then Column BA (AMOUNT) only will be converted based on selected currency (Column L) and Column BB (TAXES) value (INR) will be added to the converted values.
Note on K406: gepadmin: 1. If you choose "Full Conversion" then Column BA (AMOUNT) and Column BB (TAXES) BOTH values will be convert based on selected Currency in (Column L). 2. If you choose "Partial Conversion" then Column BA (AMOUNT) only will be converted based on selected currency (Column L) and Column BB (TAXES) value (INR) will be added to the converted values.
Note on K407: gepadmin: 1. If you choose "Full Conversion" then Column BA (AMOUNT) and Column BB (TAXES) BOTH values will be convert based on selected Currency in (Column L). 2. If you choose "Partial Conversion" then Column BA (AMOUNT) only will be converted based on selected currency (Column L) and Column BB (TAXES) value (INR) will be added to the converted values.
Note on K408: gepadmin: 1. If you choose "Full Conversion" then Column BA (AMOUNT) and Column BB (TAXES) BOTH values will be convert based on selected Currency in (Column L). 2. If you choose "Partial Conversion" then Column BA (AMOUNT) only will be converted based on selected currency (Column L) and Column BB (TAXES) value (INR) will be added to the converted values.
Note on K409: gepadmin: 1. If you choose "Full Conversion" then Column BA (AMOUNT) and Column BB (TAXES) BOTH values will be convert based on selected Currency in (Column L). 2. If you choose "Partial Conversion" then Column BA (AMOUNT) only will be converted based on selected currency (Column L) and Column BB (TAXES) value (INR) will be added to the converted values.
Note on K410: gepadmin: 1. If you choose "Full Conversion" then Column BA (AMOUNT) and Column BB (TAXES) BOTH values will be convert based on selected Currency in (Column L). 2. If you choose "Partial Conversion" then Column BA (AMOUNT) only will be converted based on selected currency (Column L) and Column BB (TAXES) value (INR) will be added to the converted values.
Note on K411: gepadmin: 1. If you choose "Full Conversion" then Column BA (AMOUNT) and Column BB (TAXES) BOTH values will be convert based on selected Currency in (Column L). 2. If you choose "Partial Conversion" then Column BA (AMOUNT) only will be converted based on selected currency (Column L) and Column BB (TAXES) value (INR) will be added to the converted values.
Note on K412: gepadmin: 1. If you choose "Full Conversion" then Column BA (AMOUNT) and Column BB (TAXES) BOTH values will be convert based on selected Currency in (Column L). 2. If you choose "Partial Conversion" then Column BA (AMOUNT) only will be converted based on selected currency (Column L) and Column BB (TAXES) value (INR) will be added to the converted values.
Note on K413: gepadmin: 1. If you choose "Full Conversion" then Column BA (AMOUNT) and Column BB (TAXES) BOTH values will be convert based on selected Currency in (Column L). 2. If you choose "Partial Conversion" then Column BA (AMOUNT) only will be converted based on selected currency (Column L) and Column BB (TAXES) value (INR) will be added to the converted values.
Note on K414: gepadmin: 1. If you choose "Full Conversion" then Column BA (AMOUNT) and Column BB (TAXES) BOTH values will be convert based on selected Currency in (Column L). 2. If you choose "Partial Conversion" then Column BA (AMOUNT) only will be converted based on selected currency (Column L) and Column BB (TAXES) value (INR) will be added to the converted values.
Note on K415: gepadmin: 1. If you choose "Full Conversion" then Column BA (AMOUNT) and Column BB (TAXES) BOTH values will be convert based on selected Currency in (Column L). 2. If you choose "Partial Conversion" then Column BA (AMOUNT) only will be converted based on selected currency (Column L) and Column BB (TAXES) value (INR) will be added to the converted values.
Note on K416: gepadmin: 1. If you choose "Full Conversion" then Column BA (AMOUNT) and Column BB (TAXES) BOTH values will be convert based on selected Currency in (Column L). 2. If you choose "Partial Conversion" then Column BA (AMOUNT) only will be converted based on selected currency (Column L) and Column BB (TAXES) value (INR) will be added to the converted values.
Note on K417: gepadmin: 1. If you choose "Full Conversion" then Column BA (AMOUNT) and Column BB (TAXES) BOTH values will be convert based on selected Currency in (Column L). 2. If you choose "Partial Conversion" then Column BA (AMOUNT) only will be converted based on selected currency (Column L) and Column BB (TAXES) value (INR) will be added to the converted values.
Note on K418: gepadmin: 1. If you choose "Full Conversion" then Column BA (AMOUNT) and Column BB (TAXES) BOTH values will be convert based on selected Currency in (Column L). 2. If you choose "Partial Conversion" then Column BA (AMOUNT) only will be converted based on selected currency (Column L) and Column BB (TAXES) value (INR) will be added to the converted values.
Note on K419: gepadmin: 1. If you choose "Full Conversion" then Column BA (AMOUNT) and Column BB (TAXES) BOTH values will be convert based on selected Currency in (Column L). 2. If you choose "Partial Conversion" then Column BA (AMOUNT) only will be converted based on selected currency (Column L) and Column BB (TAXES) value (INR) will be added to the converted values.
Note on K420: gepadmin: 1. If you choose "Full Conversion" then Column BA (AMOUNT) and Column BB (TAXES) BOTH values will be convert based on selected Currency in (Column L). 2. If you choose "Partial Conversion" then Column BA (AMOUNT) only will be converted based on selected currency (Column L) and Column BB (TAXES) value (INR) will be added to the converted values.
Note on K421: gepadmin: 1. If you choose "Full Conversion" then Column BA (AMOUNT) and Column BB (TAXES) BOTH values will be convert based on selected Currency in (Column L). 2. If you choose "Partial Conversion" then Column BA (AMOUNT) only will be converted based on selected currency (Column L) and Column BB (TAXES) value (INR) will be added to the converted values.
Note on K422: gepadmin: 1. If you choose "Full Conversion" then Column BA (AMOUNT) and Column BB (TAXES) BOTH values will be convert based on selected Currency in (Column L). 2. If you choose "Partial Conversion" then Column BA (AMOUNT) only will be converted based on selected currency (Column L) and Column BB (TAXES) value (INR) will be added to the converted values.
Note on K423: gepadmin: 1. If you choose "Full Conversion" then Column BA (AMOUNT) and Column BB (TAXES) BOTH values will be convert based on selected Currency in (Column L). 2. If you choose "Partial Conversion" then Column BA (AMOUNT) only will be converted based on selected currency (Column L) and Column BB (TAXES) value (INR) will be added to the converted values.
Note on K424: gepadmin: 1. If you choose "Full Conversion" then Column BA (AMOUNT) and Column BB (TAXES) BOTH values will be convert based on selected Currency in (Column L). 2. If you choose "Partial Conversion" then Column BA (AMOUNT) only will be converted based on selected currency (Column L) and Column BB (TAXES) value (INR) will be added to the converted values.
Note on K425: gepadmin: 1. If you choose "Full Conversion" then Column BA (AMOUNT) and Column BB (TAXES) BOTH values will be convert based on selected Currency in (Column L). 2. If you choose "Partial Conversion" then Column BA (AMOUNT) only will be converted based on selected currency (Column L) and Column BB (TAXES) value (INR) will be added to the converted values.
Note on K426: gepadmin: 1. If you choose "Full Conversion" then Column BA (AMOUNT) and Column BB (TAXES) BOTH values will be convert based on selected Currency in (Column L). 2. If you choose "Partial Conversion" then Column BA (AMOUNT) only will be converted based on selected currency (Column L) and Column BB (TAXES) value (INR) will be added to the converted values.
Note on K427: gepadmin: 1. If you choose "Full Conversion" then Column BA (AMOUNT) and Column BB (TAXES) BOTH values will be convert based on selected Currency in (Column L). 2. If you choose "Partial Conversion" then Column BA (AMOUNT) only will be converted based on selected currency (Column L) and Column BB (TAXES) value (INR) will be added to the converted values.
Note on K428: gepadmin: 1. If you choose "Full Conversion" then Column BA (AMOUNT) and Column BB (TAXES) BOTH values will be convert based on selected Currency in (Column L). 2. If you choose "Partial Conversion" then Column BA (AMOUNT) only will be converted based on selected currency (Column L) and Column BB (TAXES) value (INR) will be added to the converted values.
Note on K429: gepadmin: 1. If you choose "Full Conversion" then Column BA (AMOUNT) and Column BB (TAXES) BOTH values will be convert based on selected Currency in (Column L). 2. If you choose "Partial Conversion" then Column BA (AMOUNT) only will be converted based on selected currency (Column L) and Column BB (TAXES) value (INR) will be added to the converted values.
Note on K430: gepadmin: 1. If you choose "Full Conversion" then Column BA (AMOUNT) and Column BB (TAXES) BOTH values will be convert based on selected Currency in (Column L). 2. If you choose "Partial Conversion" then Column BA (AMOUNT) only will be converted based on selected currency (Column L) and Column BB (TAXES) value (INR) will be added to the converted values.
Note on K431: gepadmin: 1. If you choose "Full Conversion" then Column BA (AMOUNT) and Column BB (TAXES) BOTH values will be convert based on selected Currency in (Column L). 2. If you choose "Partial Conversion" then Column BA (AMOUNT) only will be converted based on selected currency (Column L) and Column BB (TAXES) value (INR) will be added to the converted values.
Note on K432: gepadmin: 1. If you choose "Full Conversion" then Column BA (AMOUNT) and Column BB (TAXES) BOTH values will be convert based on selected Currency in (Column L). 2. If you choose "Partial Conversion" then Column BA (AMOUNT) only will be converted based on selected currency (Column L) and Column BB (TAXES) value (INR) will be added to the converted values.
Note on K433: gepadmin: 1. If you choose "Full Conversion" then Column BA (AMOUNT) and Column BB (TAXES) BOTH values will be convert based on selected Currency in (Column L). 2. If you choose "Partial Conversion" then Column BA (AMOUNT) only will be converted based on selected currency (Column L) and Column BB (TAXES) value (INR) will be added to the converted values.
Note on K434: gepadmin: 1. If you choose "Full Conversion" then Column BA (AMOUNT) and Column BB (TAXES) BOTH values will be convert based on selected Currency in (Column L). 2. If you choose "Partial Conversion" then Column BA (AMOUNT) only will be converted based on selected currency (Column L) and Column BB (TAXES) value (INR) will be added to the converted values.
Note on K435: gepadmin: 1. If you choose "Full Conversion" then Column BA (AMOUNT) and Column BB (TAXES) BOTH values will be convert based on selected Currency in (Column L). 2. If you choose "Partial Conversion" then Column BA (AMOUNT) only will be converted based on selected currency (Column L) and Column BB (TAXES) value (INR) will be added to the converted values.
Note on K436: gepadmin: 1. If you choose "Full Conversion" then Column BA (AMOUNT) and Column BB (TAXES) BOTH values will be convert based on selected Currency in (Column L). 2. If you choose "Partial Conversion" then Column BA (AMOUNT) only will be converted based on selected currency (Column L) and Column BB (TAXES) value (INR) will be added to the converted values.
Note on K437: gepadmin: 1. If you choose "Full Conversion" then Column BA (AMOUNT) and Column BB (TAXES) BOTH values will be convert based on selected Currency in (Column L). 2. If you choose "Partial Conversion" then Column BA (AMOUNT) only will be converted based on selected currency (Column L) and Column BB (TAXES) value (INR) will be added to the converted values.
Note on K438: gepadmin: 1. If you choose "Full Conversion" then Column BA (AMOUNT) and Column BB (TAXES) BOTH values will be convert based on selected Currency in (Column L). 2. If you choose "Partial Conversion" then Column BA (AMOUNT) only will be converted based on selected currency (Column L) and Column BB (TAXES) value (INR) will be added to the converted values.
Note on K439: gepadmin: 1. If you choose "Full Conversion" then Column BA (AMOUNT) and Column BB (TAXES) BOTH values will be convert based on selected Currency in (Column L). 2. If you choose "Partial Conversion" then Column BA (AMOUNT) only will be converted based on selected currency (Column L) and Column BB (TAXES) value (INR) will be added to the converted values.
Note on K440: gepadmin: 1. If you choose "Full Conversion" then Column BA (AMOUNT) and Column BB (TAXES) BOTH values will be convert based on selected Currency in (Column L). 2. If you choose "Partial Conversion" then Column BA (AMOUNT) only will be converted based on selected currency (Column L) and Column BB (TAXES) value (INR) will be added to the converted values.
Note on K441: gepadmin: 1. If you choose "Full Conversion" then Column BA (AMOUNT) and Column BB (TAXES) BOTH values will be convert based on selected Currency in (Column L). 2. If you choose "Partial Conversion" then Column BA (AMOUNT) only will be converted based on selected currency (Column L) and Column BB (TAXES) value (INR) will be added to the converted values.
Note on K442: gepadmin: 1. If you choose "Full Conversion" then Column BA (AMOUNT) and Column BB (TAXES) BOTH values will be convert based on selected Currency in (Column L). 2. If you choose "Partial Conversion" then Column BA (AMOUNT) only will be converted based on selected currency (Column L) and Column BB (TAXES) value (INR) will be added to the converted values.
Note on K443: gepadmin: 1. If you choose "Full Conversion" then Column BA (AMOUNT) and Column BB (TAXES) BOTH values will be convert based on selected Currency in (Column L). 2. If you choose "Partial Conversion" then Column BA (AMOUNT) only will be converted based on selected currency (Column L) and Column BB (TAXES) value (INR) will be added to the converted values.
Note on K444: gepadmin: 1. If you choose "Full Conversion" then Column BA (AMOUNT) and Column BB (TAXES) BOTH values will be convert based on selected Currency in (Column L). 2. If you choose "Partial Conversion" then Column BA (AMOUNT) only will be converted based on selected currency (Column L) and Column BB (TAXES) value (INR) will be added to the converted values.
Note on K445: gepadmin: 1. If you choose "Full Conversion" then Column BA (AMOUNT) and Column BB (TAXES) BOTH values will be convert based on selected Currency in (Column L). 2. If you choose "Partial Conversion" then Column BA (AMOUNT) only will be converted based on selected currency (Column L) and Column BB (TAXES) value (INR) will be added to the converted values.
Note on K446: gepadmin: 1. If you choose "Full Conversion" then Column BA (AMOUNT) and Column BB (TAXES) BOTH values will be convert based on selected Currency in (Column L). 2. If you choose "Partial Conversion" then Column BA (AMOUNT) only will be converted based on selected currency (Column L) and Column BB (TAXES) value (INR) will be added to the converted values.
Note on K447: gepadmin: 1. If you choose "Full Conversion" then Column BA (AMOUNT) and Column BB (TAXES) BOTH values will be convert based on selected Currency in (Column L). 2. If you choose "Partial Conversion" then Column BA (AMOUNT) only will be converted based on selected currency (Column L) and Column BB (TAXES) value (INR) will be added to the converted values.
Note on K448: gepadmin: 1. If you choose "Full Conversion" then Column BA (AMOUNT) and Column BB (TAXES) BOTH values will be convert based on selected Currency in (Column L). 2. If you choose "Partial Conversion" then Column BA (AMOUNT) only will be converted based on selected currency (Column L) and Column BB (TAXES) value (INR) will be added to the converted values.
Note on K449: gepadmin: 1. If you choose "Full Conversion" then Column BA (AMOUNT) and Column BB (TAXES) BOTH values will be convert based on selected Currency in (Column L). 2. If you choose "Partial Conversion" then Column BA (AMOUNT) only will be converted based on selected currency (Column L) and Column BB (TAXES) value (INR) will be added to the converted values.
Note on K450: gepadmin: 1. If you choose "Full Conversion" then Column BA (AMOUNT) and Column BB (TAXES) BOTH values will be convert based on selected Currency in (Column L). 2. If you choose "Partial Conversion" then Column BA (AMOUNT) only will be converted based on selected currency (Column L) and Column BB (TAXES) value (INR) will be added to the converted values.
Note on K451: gepadmin: 1. If you choose "Full Conversion" then Column BA (AMOUNT) and Column BB (TAXES) BOTH values will be convert based on selected Currency in (Column L). 2. If you choose "Partial Conversion" then Column BA (AMOUNT) only will be converted based on selected currency (Column L) and Column BB (TAXES) value (INR) will be added to the converted values.
Note on K452: gepadmin: 1. If you choose "Full Conversion" then Column BA (AMOUNT) and Column BB (TAXES) BOTH values will be convert based on selected Currency in (Column L). 2. If you choose "Partial Conversion" then Column BA (AMOUNT) only will be converted based on selected currency (Column L) and Column BB (TAXES) value (INR) will be added to the converted values.
Note on K453: gepadmin: 1. If you choose "Full Conversion" then Column BA (AMOUNT) and Column BB (TAXES) BOTH values will be convert based on selected Currency in (Column L). 2. If you choose "Partial Conversion" then Column BA (AMOUNT) only will be converted based on selected currency (Column L) and Column BB (TAXES) value (INR) will be added to the converted values.
Note on K454: gepadmin: 1. If you choose "Full Conversion" then Column BA (AMOUNT) and Column BB (TAXES) BOTH values will be convert based on selected Currency in (Column L). 2. If you choose "Partial Conversion" then Column BA (AMOUNT) only will be converted based on selected currency (Column L) and Column BB (TAXES) value (INR) will be added to the converted values.
Note on K455: gepadmin: 1. If you choose "Full Conversion" then Column BA (AMOUNT) and Column BB (TAXES) BOTH values will be convert based on selected Currency in (Column L). 2. If you choose "Partial Conversion" then Column BA (AMOUNT) only will be converted based on selected currency (Column L) and Column BB (TAXES) value (INR) will be added to the converted values.
Note on K456: gepadmin: 1. If you choose "Full Conversion" then Column BA (AMOUNT) and Column BB (TAXES) BOTH values will be convert based on selected Currency in (Column L). 2. If you choose "Partial Conversion" then Column BA (AMOUNT) only will be converted based on selected currency (Column L) and Column BB (TAXES) value (INR) will be added to the converted values.
Note on K457: gepadmin: 1. If you choose "Full Conversion" then Column BA (AMOUNT) and Column BB (TAXES) BOTH values will be convert based on selected Currency in (Column L). 2. If you choose "Partial Conversion" then Column BA (AMOUNT) only will be converted based on selected currency (Column L) and Column BB (TAXES) value (INR) will be added to the converted values.
Note on K458: gepadmin: 1. If you choose "Full Conversion" then Column BA (AMOUNT) and Column BB (TAXES) BOTH values will be convert based on selected Currency in (Column L). 2. If you choose "Partial Conversion" then Column BA (AMOUNT) only will be converted based on selected currency (Column L) and Column BB (TAXES) value (INR) will be added to the converted values.
Note on K459: gepadmin: 1. If you choose "Full Conversion" then Column BA (AMOUNT) and Column BB (TAXES) BOTH values will be convert based on selected Currency in (Column L). 2. If you choose "Partial Conversion" then Column BA (AMOUNT) only will be converted based on selected currency (Column L) and Column BB (TAXES) value (INR) will be added to the converted values.
Note on K460: gepadmin: 1. If you choose "Full Conversion" then Column BA (AMOUNT) and Column BB (TAXES) BOTH values will be convert based on selected Currency in (Column L). 2. If you choose "Partial Conversion" then Column BA (AMOUNT) only will be converted based on selected currency (Column L) and Column BB (TAXES) value (INR) will be added to the converted values.
Note on K461: gepadmin: 1. If you choose "Full Conversion" then Column BA (AMOUNT) and Column BB (TAXES) BOTH values will be convert based on selected Currency in (Column L). 2. If you choose "Partial Conversion" then Column BA (AMOUNT) only will be converted based on selected currency (Column L) and Column BB (TAXES) value (INR) will be added to the converted values.
Note on K462: gepadmin: 1. If you choose "Full Conversion" then Column BA (AMOUNT) and Column BB (TAXES) BOTH values will be convert based on selected Currency in (Column L). 2. If you choose "Partial Conversion" then Column BA (AMOUNT) only will be converted based on selected currency (Column L) and Column BB (TAXES) value (INR) will be added to the converted values.
Note on K463: gepadmin: 1. If you choose "Full Conversion" then Column BA (AMOUNT) and Column BB (TAXES) BOTH values will be convert based on selected Currency in (Column L). 2. If you choose "Partial Conversion" then Column BA (AMOUNT) only will be converted based on selected currency (Column L) and Column BB (TAXES) value (INR) will be added to the converted values.
Note on K464: gepadmin: 1. If you choose "Full Conversion" then Column BA (AMOUNT) and Column BB (TAXES) BOTH values will be convert based on selected Currency in (Column L). 2. If you choose "Partial Conversion" then Column BA (AMOUNT) only will be converted based on selected currency (Column L) and Column BB (TAXES) value (INR) will be added to the converted values.
Note on K465: gepadmin: 1. If you choose "Full Conversion" then Column BA (AMOUNT) and Column BB (TAXES) BOTH values will be convert based on selected Currency in (Column L). 2. If you choose "Partial Conversion" then Column BA (AMOUNT) only will be converted based on selected currency (Column L) and Column BB (TAXES) value (INR) will be added to the converted values.
Note on K466: gepadmin: 1. If you choose "Full Conversion" then Column BA (AMOUNT) and Column BB (TAXES) BOTH values will be convert based on selected Currency in (Column L). 2. If you choose "Partial Conversion" then Column BA (AMOUNT) only will be converted based on selected currency (Column L) and Column BB (TAXES) value (INR) will be added to the converted values.
Note on K467: gepadmin: 1. If you choose "Full Conversion" then Column BA (AMOUNT) and Column BB (TAXES) BOTH values will be convert based on selected Currency in (Column L). 2. If you choose "Partial Conversion" then Column BA (AMOUNT) only will be converted based on selected currency (Column L) and Column BB (TAXES) value (INR) will be added to the converted values.
Note on K468: gepadmin: 1. If you choose "Full Conversion" then Column BA (AMOUNT) and Column BB (TAXES) BOTH values will be convert based on selected Currency in (Column L). 2. If you choose "Partial Conversion" then Column BA (AMOUNT) only will be converted based on selected currency (Column L) and Column BB (TAXES) value (INR) will be added to the converted values.
Note on K469: gepadmin: 1. If you choose "Full Conversion" then Column BA (AMOUNT) and Column BB (TAXES) BOTH values will be convert based on selected Currency in (Column L). 2. If you choose "Partial Conversion" then Column BA (AMOUNT) only will be converted based on selected currency (Column L) and Column BB (TAXES) value (INR) will be added to the converted values.
Note on K470: gepadmin: 1. If you choose "Full Conversion" then Column BA (AMOUNT) and Column BB (TAXES) BOTH values will be convert based on selected Currency in (Column L). 2. If you choose "Partial Conversion" then Column BA (AMOUNT) only will be converted based on selected currency (Column L) and Column BB (TAXES) value (INR) will be added to the converted values.
Note on K471: gepadmin: 1. If you choose "Full Conversion" then Column BA (AMOUNT) and Column BB (TAXES) BOTH values will be convert based on selected Currency in (Column L). 2. If you choose "Partial Conversion" then Column BA (AMOUNT) only will be converted based on selected currency (Column L) and Column BB (TAXES) value (INR) will be added to the converted values.
Note on K472: gepadmin: 1. If you choose "Full Conversion" then Column BA (AMOUNT) and Column BB (TAXES) BOTH values will be convert based on selected Currency in (Column L). 2. If you choose "Partial Conversion" then Column BA (AMOUNT) only will be converted based on selected currency (Column L) and Column BB (TAXES) value (INR) will be added to the converted values.
Note on K473: gepadmin: 1. If you choose "Full Conversion" then Column BA (AMOUNT) and Column BB (TAXES) BOTH values will be convert based on selected Currency in (Column L). 2. If you choose "Partial Conversion" then Column BA (AMOUNT) only will be converted based on selected currency (Column L) and Column BB (TAXES) value (INR) will be added to the converted values.
Note on K474: gepadmin: 1. If you choose "Full Conversion" then Column BA (AMOUNT) and Column BB (TAXES) BOTH values will be convert based on selected Currency in (Column L). 2. If you choose "Partial Conversion" then Column BA (AMOUNT) only will be converted based on selected currency (Column L) and Column BB (TAXES) value (INR) will be added to the converted values.
Note on K475: gepadmin: 1. If you choose "Full Conversion" then Column BA (AMOUNT) and Column BB (TAXES) BOTH values will be convert based on selected Currency in (Column L). 2. If you choose "Partial Conversion" then Column BA (AMOUNT) only will be converted based on selected currency (Column L) and Column BB (TAXES) value (INR) will be added to the converted values.
Note on K476: gepadmin: 1. If you choose "Full Conversion" then Column BA (AMOUNT) and Column BB (TAXES) BOTH values will be convert based on selected Currency in (Column L). 2. If you choose "Partial Conversion" then Column BA (AMOUNT) only will be converted based on selected currency (Column L) and Column BB (TAXES) value (INR) will be added to the converted values.
Note on K477: gepadmin: 1. If you choose "Full Conversion" then Column BA (AMOUNT) and Column BB (TAXES) BOTH values will be convert based on selected Currency in (Column L). 2. If you choose "Partial Conversion" then Column BA (AMOUNT) only will be converted based on selected currency (Column L) and Column BB (TAXES) value (INR) will be added to the converted values.
Note on K478: gepadmin: 1. If you choose "Full Conversion" then Column BA (AMOUNT) and Column BB (TAXES) BOTH values will be convert based on selected Currency in (Column L). 2. If you choose "Partial Conversion" then Column BA (AMOUNT) only will be converted based on selected currency (Column L) and Column BB (TAXES) value (INR) will be added to the converted values.
Note on K479: gepadmin: 1. If you choose "Full Conversion" then Column BA (AMOUNT) and Column BB (TAXES) BOTH values will be convert based on selected Currency in (Column L). 2. If you choose "Partial Conversion" then Column BA (AMOUNT) only will be converted based on selected currency (Column L) and Column BB (TAXES) value (INR) will be added to the converted values.
Note on K480: gepadmin: 1. If you choose "Full Conversion" then Column BA (AMOUNT) and Column BB (TAXES) BOTH values will be convert based on selected Currency in (Column L). 2. If you choose "Partial Conversion" then Column BA (AMOUNT) only will be converted based on selected currency (Column L) and Column BB (TAXES) value (INR) will be added to the converted values.
Note on K481: gepadmin: 1. If you choose "Full Conversion" then Column BA (AMOUNT) and Column BB (TAXES) BOTH values will be convert based on selected Currency in (Column L). 2. If you choose "Partial Conversion" then Column BA (AMOUNT) only will be converted based on selected currency (Column L) and Column BB (TAXES) value (INR) will be added to the converted values.
Note on K482: gepadmin: 1. If you choose "Full Conversion" then Column BA (AMOUNT) and Column BB (TAXES) BOTH values will be convert based on selected Currency in (Column L). 2. If you choose "Partial Conversion" then Column BA (AMOUNT) only will be converted based on selected currency (Column L) and Column BB (TAXES) value (INR) will be added to the converted values.
Note on K483: gepadmin: 1. If you choose "Full Conversion" then Column BA (AMOUNT) and Column BB (TAXES) BOTH values will be convert based on selected Currency in (Column L). 2. If you choose "Partial Conversion" then Column BA (AMOUNT) only will be converted based on selected currency (Column L) and Column BB (TAXES) value (INR) will be added to the converted values.
Note on K484: gepadmin: 1. If you choose "Full Conversion" then Column BA (AMOUNT) and Column BB (TAXES) BOTH values will be convert based on selected Currency in (Column L). 2. If you choose "Partial Conversion" then Column BA (AMOUNT) only will be converted based on selected currency (Column L) and Column BB (TAXES) value (INR) will be added to the converted values.
Note on K485: gepadmin: 1. If you choose "Full Conversion" then Column BA (AMOUNT) and Column BB (TAXES) BOTH values will be convert based on selected Currency in (Column L). 2. If you choose "Partial Conversion" then Column BA (AMOUNT) only will be converted based on selected currency (Column L) and Column BB (TAXES) value (INR) will be added to the converted values.
Note on K486: gepadmin: 1. If you choose "Full Conversion" then Column BA (AMOUNT) and Column BB (TAXES) BOTH values will be convert based on selected Currency in (Column L). 2. If you choose "Partial Conversion" then Column BA (AMOUNT) only will be converted based on selected currency (Column L) and Column BB (TAXES) value (INR) will be added to the converted values.
Note on K487: gepadmin: 1. If you choose "Full Conversion" then Column BA (AMOUNT) and Column BB (TAXES) BOTH values will be convert based on selected Currency in (Column L). 2. If you choose "Partial Conversion" then Column BA (AMOUNT) only will be converted based on selected currency (Column L) and Column BB (TAXES) value (INR) will be added to the converted values.
Note on K488: gepadmin: 1. If you choose "Full Conversion" then Column BA (AMOUNT) and Column BB (TAXES) BOTH values will be convert based on selected Currency in (Column L). 2. If you choose "Partial Conversion" then Column BA (AMOUNT) only will be converted based on selected currency (Column L) and Column BB (TAXES) value (INR) will be added to the converted values.
Note on K489: gepadmin: 1. If you choose "Full Conversion" then Column BA (AMOUNT) and Column BB (TAXES) BOTH values will be convert based on selected Currency in (Column L). 2. If you choose "Partial Conversion" then Column BA (AMOUNT) only will be converted based on selected currency (Column L) and Column BB (TAXES) value (INR) will be added to the converted values.
Note on K490: gepadmin: 1. If you choose "Full Conversion" then Column BA (AMOUNT) and Column BB (TAXES) BOTH values will be convert based on selected Currency in (Column L). 2. If you choose "Partial Conversion" then Column BA (AMOUNT) only will be converted based on selected currency (Column L) and Column BB (TAXES) value (INR) will be added to the converted values.
Note on K491: gepadmin: 1. If you choose "Full Conversion" then Column BA (AMOUNT) and Column BB (TAXES) BOTH values will be convert based on selected Currency in (Column L). 2. If you choose "Partial Conversion" then Column BA (AMOUNT) only will be converted based on selected currency (Column L) and Column BB (TAXES) value (INR) will be added to the converted values.
Note on K492: gepadmin: 1. If you choose "Full Conversion" then Column BA (AMOUNT) and Column BB (TAXES) BOTH values will be convert based on selected Currency in (Column L). 2. If you choose "Partial Conversion" then Column BA (AMOUNT) only will be converted based on selected currency (Column L) and Column BB (TAXES) value (INR) will be added to the converted values.
Note on K493: gepadmin: 1. If you choose "Full Conversion" then Column BA (AMOUNT) and Column BB (TAXES) BOTH values will be convert based on selected Currency in (Column L). 2. If you choose "Partial Conversion" then Column BA (AMOUNT) only will be converted based on selected currency (Column L) and Column BB (TAXES) value (INR) will be added to the converted values.
Note on K494: gepadmin: 1. If you choose "Full Conversion" then Column BA (AMOUNT) and Column BB (TAXES) BOTH values will be convert based on selected Currency in (Column L). 2. If you choose "Partial Conversion" then Column BA (AMOUNT) only will be converted based on selected currency (Column L) and Column BB (TAXES) value (INR) will be added to the converted values.
Note on K495: gepadmin: 1. If you choose "Full Conversion" then Column BA (AMOUNT) and Column BB (TAXES) BOTH values will be convert based on selected Currency in (Column L). 2. If you choose "Partial Conversion" then Column BA (AMOUNT) only will be converted based on selected currency (Column L) and Column BB (TAXES) value (INR) will be added to the converted values.
Note on K496: gepadmin: 1. If you choose "Full Conversion" then Column BA (AMOUNT) and Column BB (TAXES) BOTH values will be convert based on selected Currency in (Column L). 2. If you choose "Partial Conversion" then Column BA (AMOUNT) only will be converted based on selected currency (Column L) and Column BB (TAXES) value (INR) will be added to the converted values.
Note on K497: gepadmin: 1. If you choose "Full Conversion" then Column BA (AMOUNT) and Column BB (TAXES) BOTH values will be convert based on selected Currency in (Column L). 2. If you choose "Partial Conversion" then Column BA (AMOUNT) only will be converted based on selected currency (Column L) and Column BB (TAXES) value (INR) will be added to the converted values.
Note on K498: gepadmin: 1. If you choose "Full Conversion" then Column BA (AMOUNT) and Column BB (TAXES) BOTH values will be convert based on selected Currency in (Column L). 2. If you choose "Partial Conversion" then Column BA (AMOUNT) only will be converted based on selected currency (Column L) and Column BB (TAXES) value (INR) will be added to the converted values.
Note on K499: gepadmin: 1. If you choose "Full Conversion" then Column BA (AMOUNT) and Column BB (TAXES) BOTH values will be convert based on selected Currency in (Column L). 2. If you choose "Partial Conversion" then Column BA (AMOUNT) only will be converted based on selected currency (Column L) and Column BB (TAXES) value (INR) will be added to the converted values.
Note on K500: gepadmin: 1. If you choose "Full Conversion" then Column BA (AMOUNT) and Column BB (TAXES) BOTH values will be convert based on selected Currency in (Column L). 2. If you choose "Partial Conversion" then Column BA (AMOUNT) only will be converted based on selected currency (Column L) and Column BB (TAXES) value (INR) will be added to the converted values.
Note on K501: gepadmin: 1. If you choose "Full Conversion" then Column BA (AMOUNT) and Column BB (TAXES) BOTH values will be convert based on selected Currency in (Column L). 2. If you choose "Partial Conversion" then Column BA (AMOUNT) only will be converted based on selected currency (Column L) and Column BB (TAXES) value (INR) will be added to the converted values.
Note on K502: gepadmin: 1. If you choose "Full Conversion" then Column BA (AMOUNT) and Column BB (TAXES) BOTH values will be convert based on selected Currency in (Column L). 2. If you choose "Partial Conversion" then Column BA (AMOUNT) only will be converted based on selected currency (Column L) and Column BB (TAXES) value (INR) will be added to the converted values.
Note on K503: gepadmin: 1. If you choose "Full Conversion" then Column BA (AMOUNT) and Column BB (TAXES) BOTH values will be convert based on selected Currency in (Column L). 2. If you choose "Partial Conversion" then Column BA (AMOUNT) only will be converted based on selected currency (Column L) and Column BB (TAXES) value (INR) will be added to the converted values.
Note on K504: gepadmin: 1. If you choose "Full Conversion" then Column BA (AMOUNT) and Column BB (TAXES) BOTH values will be convert based on selected Currency in (Column L). 2. If you choose "Partial Conversion" then Column BA (AMOUNT) only will be converted based on selected currency (Column L) and Column BB (TAXES) value (INR) will be added to the converted values.
Note on K505: gepadmin: 1. If you choose "Full Conversion" then Column BA (AMOUNT) and Column BB (TAXES) BOTH values will be convert based on selected Currency in (Column L). 2. If you choose "Partial Conversion" then Column BA (AMOUNT) only will be converted based on selected currency (Column L) and Column BB (TAXES) value (INR) will be added to the converted values.
Note on K506: gepadmin: 1. If you choose "Full Conversion" then Column BA (AMOUNT) and Column BB (TAXES) BOTH values will be convert based on selected Currency in (Column L). 2. If you choose "Partial Conversion" then Column BA (AMOUNT) only will be converted based on selected currency (Column L) and Column BB (TAXES) value (INR) will be added to the converted values.
Note on K507: gepadmin: 1. If you choose "Full Conversion" then Column BA (AMOUNT) and Column BB (TAXES) BOTH values will be convert based on selected Currency in (Column L). 2. If you choose "Partial Conversion" then Column BA (AMOUNT) only will be converted based on selected currency (Column L) and Column BB (TAXES) value (INR) will be added to the converted values.
Note on K508: gepadmin: 1. If you choose "Full Conversion" then Column BA (AMOUNT) and Column BB (TAXES) BOTH values will be convert based on selected Currency in (Column L). 2. If you choose "Partial Conversion" then Column BA (AMOUNT) only will be converted based on selected currency (Column L) and Column BB (TAXES) value (INR) will be added to the converted values.
Note on K509: gepadmin: 1. If you choose "Full Conversion" then Column BA (AMOUNT) and Column BB (TAXES) BOTH values will be convert based on selected Currency in (Column L). 2. If you choose "Partial Conversion" then Column BA (AMOUNT) only will be converted based on selected currency (Column L) and Column BB (TAXES) value (INR) will be added to the converted values.
Note on K510: gepadmin: 1. If you choose "Full Conversion" then Column BA (AMOUNT) and Column BB (TAXES) BOTH values will be convert based on selected Currency in (Column L). 2. If you choose "Partial Conversion" then Column BA (AMOUNT) only will be converted based on selected currency (Column L) and Column BB (TAXES) value (INR) will be added to the converted values.
Note on K511: gepadmin: 1. If you choose "Full Conversion" then Column BA (AMOUNT) and Column BB (TAXES) BOTH values will be convert based on selected Currency in (Column L). 2. If you choose "Partial Conversion" then Column BA (AMOUNT) only will be converted based on selected currency (Column L) and Column BB (TAXES) value (INR) will be added to the converted values.
Note on K512: gepadmin: 1. If you choose "Full Conversion" then Column BA (AMOUNT) and Column BB (TAXES) BOTH values will be convert based on selected Currency in (Column L). 2. If you choose "Partial Conversion" then Column BA (AMOUNT) only will be converted based on selected currency (Column L) and Column BB (TAXES) value (INR) will be added to the converted values.
Note on K513: gepadmin: 1. If you choose "Full Conversion" then Column BA (AMOUNT) and Column BB (TAXES) BOTH values will be convert based on selected Currency in (Column L). 2. If you choose "Partial Conversion" then Column BA (AMOUNT) only will be converted based on selected currency (Column L) and Column BB (TAXES) value (INR) will be added to the converted values.
Note on K514: gepadmin: 1. If you choose "Full Conversion" then Column BA (AMOUNT) and Column BB (TAXES) BOTH values will be convert based on selected Currency in (Column L). 2. If you choose "Partial Conversion" then Column BA (AMOUNT) only will be converted based on selected currency (Column L) and Column BB (TAXES) value (INR) will be added to the converted values.
Note on K515: gepadmin: 1. If you choose "Full Conversion" then Column BA (AMOUNT) and Column BB (TAXES) BOTH values will be convert based on selected Currency in (Column L). 2. If you choose "Partial Conversion" then Column BA (AMOUNT) only will be converted based on selected currency (Column L) and Column BB (TAXES) value (INR) will be added to the converted values.
Note on K516: gepadmin: 1. If you choose "Full Conversion" then Column BA (AMOUNT) and Column BB (TAXES) BOTH values will be convert based on selected Currency in (Column L). 2. If you choose "Partial Conversion" then Column BA (AMOUNT) only will be converted based on selected currency (Column L) and Column BB (TAXES) value (INR) will be added to the converted values.
Note on K517: gepadmin: 1. If you choose "Full Conversion" then Column BA (AMOUNT) and Column BB (TAXES) BOTH values will be convert based on selected Currency in (Column L). 2. If you choose "Partial Conversion" then Column BA (AMOUNT) only will be converted based on selected currency (Column L) and Column BB (TAXES) value (INR) will be added to the converted values.
Note on K518: gepadmin: 1. If you choose "Full Conversion" then Column BA (AMOUNT) and Column BB (TAXES) BOTH values will be convert based on selected Currency in (Column L). 2. If you choose "Partial Conversion" then Column BA (AMOUNT) only will be converted based on selected currency (Column L) and Column BB (TAXES) value (INR) will be added to the converted values.
Note on K519: gepadmin: 1. If you choose "Full Conversion" then Column BA (AMOUNT) and Column BB (TAXES) BOTH values will be convert based on selected Currency in (Column L). 2. If you choose "Partial Conversion" then Column BA (AMOUNT) only will be converted based on selected currency (Column L) and Column BB (TAXES) value (INR) will be added to the converted values.
Note on K520: gepadmin: 1. If you choose "Full Conversion" then Column BA (AMOUNT) and Column BB (TAXES) BOTH values will be convert based on selected Currency in (Column L). 2. If you choose "Partial Conversion" then Column BA (AMOUNT) only will be converted based on selected currency (Column L) and Column BB (TAXES) value (INR) will be added to the converted values.
Note on K521: gepadmin: 1. If you choose "Full Conversion" then Column BA (AMOUNT) and Column BB (TAXES) BOTH values will be convert based on selected Currency in (Column L). 2. If you choose "Partial Conversion" then Column BA (AMOUNT) only will be converted based on selected currency (Column L) and Column BB (TAXES) value (INR) will be added to the converted values.
Note on K522: gepadmin: 1. If you choose "Full Conversion" then Column BA (AMOUNT) and Column BB (TAXES) BOTH values will be convert based on selected Currency in (Column L). 2. If you choose "Partial Conversion" then Column BA (AMOUNT) only will be converted based on selected currency (Column L) and Column BB (TAXES) value (INR) will be added to the converted values.
Note on K523: gepadmin: 1. If you choose "Full Conversion" then Column BA (AMOUNT) and Column BB (TAXES) BOTH values will be convert based on selected Currency in (Column L). 2. If you choose "Partial Conversion" then Column BA (AMOUNT) only will be converted based on selected currency (Column L) and Column BB (TAXES) value (INR) will be added to the converted values.
Note on K524: gepadmin: 1. If you choose "Full Conversion" then Column BA (AMOUNT) and Column BB (TAXES) BOTH values will be convert based on selected Currency in (Column L). 2. If you choose "Partial Conversion" then Column BA (AMOUNT) only will be converted based on selected currency (Column L) and Column BB (TAXES) value (INR) will be added to the converted values.
Note on K525: gepadmin: 1. If you choose "Full Conversion" then Column BA (AMOUNT) and Column BB (TAXES) BOTH values will be convert based on selected Currency in (Column L). 2. If you choose "Partial Conversion" then Column BA (AMOUNT) only will be converted based on selected currency (Column L) and Column BB (TAXES) value (INR) will be added to the converted values.
Note on K526: gepadmin: 1. If you choose "Full Conversion" then Column BA (AMOUNT) and Column BB (TAXES) BOTH values will be convert based on selected Currency in (Column L). 2. If you choose "Partial Conversion" then Column BA (AMOUNT) only will be converted based on selected currency (Column L) and Column BB (TAXES) value (INR) will be added to the converted values.
Note on K527: gepadmin: 1. If you choose "Full Conversion" then Column BA (AMOUNT) and Column BB (TAXES) BOTH values will be convert based on selected Currency in (Column L). 2. If you choose "Partial Conversion" then Column BA (AMOUNT) only will be converted based on selected currency (Column L) and Column BB (TAXES) value (INR) will be added to the converted values.
Note on K528: gepadmin: 1. If you choose "Full Conversion" then Column BA (AMOUNT) and Column BB (TAXES) BOTH values will be convert based on selected Currency in (Column L). 2. If you choose "Partial Conversion" then Column BA (AMOUNT) only will be converted based on selected currency (Column L) and Column BB (TAXES) value (INR) will be added to the converted values.
Note on K529: gepadmin: 1. If you choose "Full Conversion" then Column BA (AMOUNT) and Column BB (TAXES) BOTH values will be convert based on selected Currency in (Column L). 2. If you choose "Partial Conversion" then Column BA (AMOUNT) only will be converted based on selected currency (Column L) and Column BB (TAXES) value (INR) will be added to the converted values.
Note on K530: gepadmin: 1. If you choose "Full Conversion" then Column BA (AMOUNT) and Column BB (TAXES) BOTH values will be convert based on selected Currency in (Column L). 2. If you choose "Partial Conversion" then Column BA (AMOUNT) only will be converted based on selected currency (Column L) and Column BB (TAXES) value (INR) will be added to the converted values.
Note on K531: gepadmin: 1. If you choose "Full Conversion" then Column BA (AMOUNT) and Column BB (TAXES) BOTH values will be convert based on selected Currency in (Column L). 2. If you choose "Partial Conversion" then Column BA (AMOUNT) only will be converted based on selected currency (Column L) and Column BB (TAXES) value (INR) will be added to the converted values.
Note on K532: gepadmin: 1. If you choose "Full Conversion" then Column BA (AMOUNT) and Column BB (TAXES) BOTH values will be convert based on selected Currency in (Column L). 2. If you choose "Partial Conversion" then Column BA (AMOUNT) only will be converted based on selected currency (Column L) and Column BB (TAXES) value (INR) will be added to the converted values.
Note on K533: gepadmin: 1. If you choose "Full Conversion" then Column BA (AMOUNT) and Column BB (TAXES) BOTH values will be convert based on selected Currency in (Column L). 2. If you choose "Partial Conversion" then Column BA (AMOUNT) only will be converted based on selected currency (Column L) and Column BB (TAXES) value (INR) will be added to the converted values.
Note on K534: gepadmin: 1. If you choose "Full Conversion" then Column BA (AMOUNT) and Column BB (TAXES) BOTH values will be convert based on selected Currency in (Column L). 2. If you choose "Partial Conversion" then Column BA (AMOUNT) only will be converted based on selected currency (Column L) and Column BB (TAXES) value (INR) will be added to the converted values.
Note on K535: gepadmin: 1. If you choose "Full Conversion" then Column BA (AMOUNT) and Column BB (TAXES) BOTH values will be convert based on selected Currency in (Column L). 2. If you choose "Partial Conversion" then Column BA (AMOUNT) only will be converted based on selected currency (Column L) and Column BB (TAXES) value (INR) will be added to the converted values.
Note on K536: gepadmin: 1. If you choose "Full Conversion" then Column BA (AMOUNT) and Column BB (TAXES) BOTH values will be convert based on selected Currency in (Column L). 2. If you choose "Partial Conversion" then Column BA (AMOUNT) only will be converted based on selected currency (Column L) and Column BB (TAXES) value (INR) will be added to the converted values.
Note on K537: gepadmin: 1. If you choose "Full Conversion" then Column BA (AMOUNT) and Column BB (TAXES) BOTH values will be convert based on selected Currency in (Column L). 2. If you choose "Partial Conversion" then Column BA (AMOUNT) only will be converted based on selected currency (Column L) and Column BB (TAXES) value (INR) will be added to the converted values.
Note on K538: gepadmin: 1. If you choose "Full Conversion" then Column BA (AMOUNT) and Column BB (TAXES) BOTH values will be convert based on selected Currency in (Column L). 2. If you choose "Partial Conversion" then Column BA (AMOUNT) only will be converted based on selected currency (Column L) and Column BB (TAXES) value (INR) will be added to the converted values.
Note on K539: gepadmin: 1. If you choose "Full Conversion" then Column BA (AMOUNT) and Column BB (TAXES) BOTH values will be convert based on selected Currency in (Column L). 2. If you choose "Partial Conversion" then Column BA (AMOUNT) only will be converted based on selected currency (Column L) and Column BB (TAXES) value (INR) will be added to the converted values.
Note on K540: gepadmin: 1. If you choose "Full Conversion" then Column BA (AMOUNT) and Column BB (TAXES) BOTH values will be convert based on selected Currency in (Column L). 2. If you choose "Partial Conversion" then Column BA (AMOUNT) only will be converted based on selected currency (Column L) and Column BB (TAXES) value (INR) will be added to the converted values.
Note on K541: gepadmin: 1. If you choose "Full Conversion" then Column BA (AMOUNT) and Column BB (TAXES) BOTH values will be convert based on selected Currency in (Column L). 2. If you choose "Partial Conversion" then Column BA (AMOUNT) only will be converted based on selected currency (Column L) and Column BB (TAXES) value (INR) will be added to the converted values.
Note on K542: gepadmin: 1. If you choose "Full Conversion" then Column BA (AMOUNT) and Column BB (TAXES) BOTH values will be convert based on selected Currency in (Column L). 2. If you choose "Partial Conversion" then Column BA (AMOUNT) only will be converted based on selected currency (Column L) and Column BB (TAXES) value (INR) will be added to the converted values.
Note on K543: gepadmin: 1. If you choose "Full Conversion" then Column BA (AMOUNT) and Column BB (TAXES) BOTH values will be convert based on selected Currency in (Column L). 2. If you choose "Partial Conversion" then Column BA (AMOUNT) only will be converted based on selected currency (Column L) and Column BB (TAXES) value (INR) will be added to the converted values.
Note on K544: gepadmin: 1. If you choose "Full Conversion" then Column BA (AMOUNT) and Column BB (TAXES) BOTH values will be convert based on selected Currency in (Column L). 2. If you choose "Partial Conversion" then Column BA (AMOUNT) only will be converted based on selected currency (Column L) and Column BB (TAXES) value (INR) will be added to the converted values.
Note on K545: gepadmin: 1. If you choose "Full Conversion" then Column BA (AMOUNT) and Column BB (TAXES) BOTH values will be convert based on selected Currency in (Column L). 2. If you choose "Partial Conversion" then Column BA (AMOUNT) only will be converted based on selected currency (Column L) and Column BB (TAXES) value (INR) will be added to the converted values.
Note on K546: gepadmin: 1. If you choose "Full Conversion" then Column BA (AMOUNT) and Column BB (TAXES) BOTH values will be convert based on selected Currency in (Column L). 2. If you choose "Partial Conversion" then Column BA (AMOUNT) only will be converted based on selected currency (Column L) and Column BB (TAXES) value (INR) will be added to the converted values.
Note on K547: gepadmin: 1. If you choose "Full Conversion" then Column BA (AMOUNT) and Column BB (TAXES) BOTH values will be convert based on selected Currency in (Column L). 2. If you choose "Partial Conversion" then Column BA (AMOUNT) only will be converted based on selected currency (Column L) and Column BB (TAXES) value (INR) will be added to the converted values.
Note on K548: gepadmin: 1. If you choose "Full Conversion" then Column BA (AMOUNT) and Column BB (TAXES) BOTH values will be convert based on selected Currency in (Column L). 2. If you choose "Partial Conversion" then Column BA (AMOUNT) only will be converted based on selected currency (Column L) and Column BB (TAXES) value (INR) will be added to the converted values.
Note on K549: gepadmin: 1. If you choose "Full Conversion" then Column BA (AMOUNT) and Column BB (TAXES) BOTH values will be convert based on selected Currency in (Column L). 2. If you choose "Partial Conversion" then Column BA (AMOUNT) only will be converted based on selected currency (Column L) and Column BB (TAXES) value (INR) will be added to the converted values.
Note on K550: gepadmin: 1. If you choose "Full Conversion" then Column BA (AMOUNT) and Column BB (TAXES) BOTH values will be convert based on selected Currency in (Column L). 2. If you choose "Partial Conversion" then Column BA (AMOUNT) only will be converted based on selected currency (Column L) and Column BB (TAXES) value (INR) will be added to the converted values.
Note on K551: gepadmin: 1. If you choose "Full Conversion" then Column BA (AMOUNT) and Column BB (TAXES) BOTH values will be convert based on selected Currency in (Column L). 2. If you choose "Partial Conversion" then Column BA (AMOUNT) only will be converted based on selected currency (Column L) and Column BB (TAXES) value (INR) will be added to the converted values.
Note on K552: gepadmin: 1. If you choose "Full Conversion" then Column BA (AMOUNT) and Column BB (TAXES) BOTH values will be convert based on selected Currency in (Column L). 2. If you choose "Partial Conversion" then Column BA (AMOUNT) only will be converted based on selected currency (Column L) and Column BB (TAXES) value (INR) will be added to the converted values.
Note on K553: gepadmin: 1. If you choose "Full Conversion" then Column BA (AMOUNT) and Column BB (TAXES) BOTH values will be convert based on selected Currency in (Column L). 2. If you choose "Partial Conversion" then Column BA (AMOUNT) only will be converted based on selected currency (Column L) and Column BB (TAXES) value (INR) will be added to the converted values.
Note on K554: gepadmin: 1. If you choose "Full Conversion" then Column BA (AMOUNT) and Column BB (TAXES) BOTH values will be convert based on selected Currency in (Column L). 2. If you choose "Partial Conversion" then Column BA (AMOUNT) only will be converted based on selected currency (Column L) and Column BB (TAXES) value (INR) will be added to the converted values.
Note on K555: gepadmin: 1. If you choose "Full Conversion" then Column BA (AMOUNT) and Column BB (TAXES) BOTH values will be convert based on selected Currency in (Column L). 2. If you choose "Partial Conversion" then Column BA (AMOUNT) only will be converted based on selected currency (Column L) and Column BB (TAXES) value (INR) will be added to the converted values.
Note on K556: gepadmin: 1. If you choose "Full Conversion" then Column BA (AMOUNT) and Column BB (TAXES) BOTH values will be convert based on selected Currency in (Column L). 2. If you choose "Partial Conversion" then Column BA (AMOUNT) only will be converted based on selected currency (Column L) and Column BB (TAXES) value (INR) will be added to the converted values.
Note on K557: gepadmin: 1. If you choose "Full Conversion" then Column BA (AMOUNT) and Column BB (TAXES) BOTH values will be convert based on selected Currency in (Column L). 2. If you choose "Partial Conversion" then Column BA (AMOUNT) only will be converted based on selected currency (Column L) and Column BB (TAXES) value (INR) will be added to the converted values.
Note on K558: gepadmin: 1. If you choose "Full Conversion" then Column BA (AMOUNT) and Column BB (TAXES) BOTH values will be convert based on selected Currency in (Column L). 2. If you choose "Partial Conversion" then Column BA (AMOUNT) only will be converted based on selected currency (Column L) and Column BB (TAXES) value (INR) will be added to the converted values.
Note on K559: gepadmin: 1. If you choose "Full Conversion" then Column BA (AMOUNT) and Column BB (TAXES) BOTH values will be convert based on selected Currency in (Column L). 2. If you choose "Partial Conversion" then Column BA (AMOUNT) only will be converted based on selected currency (Column L) and Column BB (TAXES) value (INR) will be added to the converted values.
Note on K560: gepadmin: 1. If you choose "Full Conversion" then Column BA (AMOUNT) and Column BB (TAXES) BOTH values will be convert based on selected Currency in (Column L). 2. If you choose "Partial Conversion" then Column BA (AMOUNT) only will be converted based on selected currency (Column L) and Column BB (TAXES) value (INR) will be added to the converted values.
Note on K561: gepadmin: 1. If you choose "Full Conversion" then Column BA (AMOUNT) and Column BB (TAXES) BOTH values will be convert based on selected Currency in (Column L). 2. If you choose "Partial Conversion" then Column BA (AMOUNT) only will be converted based on selected currency (Column L) and Column BB (TAXES) value (INR) will be added to the converted values.
Note on K562: gepadmin: 1. If you choose "Full Conversion" then Column BA (AMOUNT) and Column BB (TAXES) BOTH values will be convert based on selected Currency in (Column L). 2. If you choose "Partial Conversion" then Column BA (AMOUNT) only will be converted based on selected currency (Column L) and Column BB (TAXES) value (INR) will be added to the converted values.
Note on K563: gepadmin: 1. If you choose "Full Conversion" then Column BA (AMOUNT) and Column BB (TAXES) BOTH values will be convert based on selected Currency in (Column L). 2. If you choose "Partial Conversion" then Column BA (AMOUNT) only will be converted based on selected currency (Column L) and Column BB (TAXES) value (INR) will be added to the converted values.
Note on K564: gepadmin: 1. If you choose "Full Conversion" then Column BA (AMOUNT) and Column BB (TAXES) BOTH values will be convert based on selected Currency in (Column L). 2. If you choose "Partial Conversion" then Column BA (AMOUNT) only will be converted based on selected currency (Column L) and Column BB (TAXES) value (INR) will be added to the converted values.
Note on K565: gepadmin: 1. If you choose "Full Conversion" then Column BA (AMOUNT) and Column BB (TAXES) BOTH values will be convert based on selected Currency in (Column L). 2. If you choose "Partial Conversion" then Column BA (AMOUNT) only will be converted based on selected currency (Column L) and Column BB (TAXES) value (INR) will be added to the converted values.
Note on K566: gepadmin: 1. If you choose "Full Conversion" then Column BA (AMOUNT) and Column BB (TAXES) BOTH values will be convert based on selected Currency in (Column L). 2. If you choose "Partial Conversion" then Column BA (AMOUNT) only will be converted based on selected currency (Column L) and Column BB (TAXES) value (INR) will be added to the converted values.
Note on K567: gepadmin: 1. If you choose "Full Conversion" then Column BA (AMOUNT) and Column BB (TAXES) BOTH values will be convert based on selected Currency in (Column L). 2. If you choose "Partial Conversion" then Column BA (AMOUNT) only will be converted based on selected currency (Column L) and Column BB (TAXES) value (INR) will be added to the converted values.
Note on K568: gepadmin: 1. If you choose "Full Conversion" then Column BA (AMOUNT) and Column BB (TAXES) BOTH values will be convert based on selected Currency in (Column L). 2. If you choose "Partial Conversion" then Column BA (AMOUNT) only will be converted based on selected currency (Column L) and Column BB (TAXES) value (INR) will be added to the converted values.
Note on K569: gepadmin: 1. If you choose "Full Conversion" then Column BA (AMOUNT) and Column BB (TAXES) BOTH values will be convert based on selected Currency in (Column L). 2. If you choose "Partial Conversion" then Column BA (AMOUNT) only will be converted based on selected currency (Column L) and Column BB (TAXES) value (INR) will be added to the converted values.
Note on K570: gepadmin: 1. If you choose "Full Conversion" then Column BA (AMOUNT) and Column BB (TAXES) BOTH values will be convert based on selected Currency in (Column L). 2. If you choose "Partial Conversion" then Column BA (AMOUNT) only will be converted based on selected currency (Column L) and Column BB (TAXES) value (INR) will be added to the converted values.
Note on K571: gepadmin: 1. If you choose "Full Conversion" then Column BA (AMOUNT) and Column BB (TAXES) BOTH values will be convert based on selected Currency in (Column L). 2. If you choose "Partial Conversion" then Column BA (AMOUNT) only will be converted based on selected currency (Column L) and Column BB (TAXES) value (INR) will be added to the converted values.
Note on K572: gepadmin: 1. If you choose "Full Conversion" then Column BA (AMOUNT) and Column BB (TAXES) BOTH values will be convert based on selected Currency in (Column L). 2. If you choose "Partial Conversion" then Column BA (AMOUNT) only will be converted based on selected currency (Column L) and Column BB (TAXES) value (INR) will be added to the converted values.
Note on K573: gepadmin: 1. If you choose "Full Conversion" then Column BA (AMOUNT) and Column BB (TAXES) BOTH values will be convert based on selected Currency in (Column L). 2. If you choose "Partial Conversion" then Column BA (AMOUNT) only will be converted based on selected currency (Column L) and Column BB (TAXES) value (INR) will be added to the converted values.
Note on K574: gepadmin: 1. If you choose "Full Conversion" then Column BA (AMOUNT) and Column BB (TAXES) BOTH values will be convert based on selected Currency in (Column L). 2. If you choose "Partial Conversion" then Column BA (AMOUNT) only will be converted based on selected currency (Column L) and Column BB (TAXES) value (INR) will be added to the converted values.
Note on K575: gepadmin: 1. If you choose "Full Conversion" then Column BA (AMOUNT) and Column BB (TAXES) BOTH values will be convert based on selected Currency in (Column L). 2. If you choose "Partial Conversion" then Column BA (AMOUNT) only will be converted based on selected currency (Column L) and Column BB (TAXES) value (INR) will be added to the converted values.
Note on K576: gepadmin: 1. If you choose "Full Conversion" then Column BA (AMOUNT) and Column BB (TAXES) BOTH values will be convert based on selected Currency in (Column L). 2. If you choose "Partial Conversion" then Column BA (AMOUNT) only will be converted based on selected currency (Column L) and Column BB (TAXES) value (INR) will be added to the converted values.
Note on K577: gepadmin: 1. If you choose "Full Conversion" then Column BA (AMOUNT) and Column BB (TAXES) BOTH values will be convert based on selected Currency in (Column L). 2. If you choose "Partial Conversion" then Column BA (AMOUNT) only will be converted based on selected currency (Column L) and Column BB (TAXES) value (INR) will be added to the converted values.
Note on K578: gepadmin: 1. If you choose "Full Conversion" then Column BA (AMOUNT) and Column BB (TAXES) BOTH values will be convert based on selected Currency in (Column L). 2. If you choose "Partial Conversion" then Column BA (AMOUNT) only will be converted based on selected currency (Column L) and Column BB (TAXES) value (INR) will be added to the converted values.
Note on K579: gepadmin: 1. If you choose "Full Conversion" then Column BA (AMOUNT) and Column BB (TAXES) BOTH values will be convert based on selected Currency in (Column L). 2. If you choose "Partial Conversion" then Column BA (AMOUNT) only will be converted based on selected currency (Column L) and Column BB (TAXES) value (INR) will be added to the converted values.
Note on K580: gepadmin: 1. If you choose "Full Conversion" then Column BA (AMOUNT) and Column BB (TAXES) BOTH values will be convert based on selected Currency in (Column L). 2. If you choose "Partial Conversion" then Column BA (AMOUNT) only will be converted based on selected currency (Column L) and Column BB (TAXES) value (INR) will be added to the converted values.
Note on K581: gepadmin: 1. If you choose "Full Conversion" then Column BA (AMOUNT) and Column BB (TAXES) BOTH values will be convert based on selected Currency in (Column L). 2. If you choose "Partial Conversion" then Column BA (AMOUNT) only will be converted based on selected currency (Column L) and Column BB (TAXES) value (INR) will be added to the converted values.
Note on K582: gepadmin: 1. If you choose "Full Conversion" then Column BA (AMOUNT) and Column BB (TAXES) BOTH values will be convert based on selected Currency in (Column L). 2. If you choose "Partial Conversion" then Column BA (AMOUNT) only will be converted based on selected currency (Column L) and Column BB (TAXES) value (INR) will be added to the converted values.
Note on K583: gepadmin: 1. If you choose "Full Conversion" then Column BA (AMOUNT) and Column BB (TAXES) BOTH values will be convert based on selected Currency in (Column L). 2. If you choose "Partial Conversion" then Column BA (AMOUNT) only will be converted based on selected currency (Column L) and Column BB (TAXES) value (INR) will be added to the converted values.
Note on K584: gepadmin: 1. If you choose "Full Conversion" then Column BA (AMOUNT) and Column BB (TAXES) BOTH values will be convert based on selected Currency in (Column L). 2. If you choose "Partial Conversion" then Column BA (AMOUNT) only will be converted based on selected currency (Column L) and Column BB (TAXES) value (INR) will be added to the converted values.
Note on K585: gepadmin: 1. If you choose "Full Conversion" then Column BA (AMOUNT) and Column BB (TAXES) BOTH values will be convert based on selected Currency in (Column L). 2. If you choose "Partial Conversion" then Column BA (AMOUNT) only will be converted based on selected currency (Column L) and Column BB (TAXES) value (INR) will be added to the converted values.
Note on K586: gepadmin: 1. If you choose "Full Conversion" then Column BA (AMOUNT) and Column BB (TAXES) BOTH values will be convert based on selected Currency in (Column L). 2. If you choose "Partial Conversion" then Column BA (AMOUNT) only will be converted based on selected currency (Column L) and Column BB (TAXES) value (INR) will be added to the converted values.
Note on K587: gepadmin: 1. If you choose "Full Conversion" then Column BA (AMOUNT) and Column BB (TAXES) BOTH values will be convert based on selected Currency in (Column L). 2. If you choose "Partial Conversion" then Column BA (AMOUNT) only will be converted based on selected currency (Column L) and Column BB (TAXES) value (INR) will be added to the converted values.
Note on K588: gepadmin: 1. If you choose "Full Conversion" then Column BA (AMOUNT) and Column BB (TAXES) BOTH values will be convert based on selected Currency in (Column L). 2. If you choose "Partial Conversion" then Column BA (AMOUNT) only will be converted based on selected currency (Column L) and Column BB (TAXES) value (INR) will be added to the converted values.
Note on K589: gepadmin: 1. If you choose "Full Conversion" then Column BA (AMOUNT) and Column BB (TAXES) BOTH values will be convert based on selected Currency in (Column L). 2. If you choose "Partial Conversion" then Column BA (AMOUNT) only will be converted based on selected currency (Column L) and Column BB (TAXES) value (INR) will be added to the converted values.
Note on K590: gepadmin: 1. If you choose "Full Conversion" then Column BA (AMOUNT) and Column BB (TAXES) BOTH values will be convert based on selected Currency in (Column L). 2. If you choose "Partial Conversion" then Column BA (AMOUNT) only will be converted based on selected currency (Column L) and Column BB (TAXES) value (INR) will be added to the converted values.
Note on K591: gepadmin: 1. If you choose "Full Conversion" then Column BA (AMOUNT) and Column BB (TAXES) BOTH values will be convert based on selected Currency in (Column L). 2. If you choose "Partial Conversion" then Column BA (AMOUNT) only will be converted based on selected currency (Column L) and Column BB (TAXES) value (INR) will be added to the converted values.
Note on K592: gepadmin: 1. If you choose "Full Conversion" then Column BA (AMOUNT) and Column BB (TAXES) BOTH values will be convert based on selected Currency in (Column L). 2. If you choose "Partial Conversion" then Column BA (AMOUNT) only will be converted based on selected currency (Column L) and Column BB (TAXES) value (INR) will be added to the converted values.
Note on K593: gepadmin: 1. If you choose "Full Conversion" then Column BA (AMOUNT) and Column BB (TAXES) BOTH values will be convert based on selected Currency in (Column L). 2. If you choose "Partial Conversion" then Column BA (AMOUNT) only will be converted based on selected currency (Column L) and Column BB (TAXES) value (INR) will be added to the converted values.
Note on K594: gepadmin: 1. If you choose "Full Conversion" then Column BA (AMOUNT) and Column BB (TAXES) BOTH values will be convert based on selected Currency in (Column L). 2. If you choose "Partial Conversion" then Column BA (AMOUNT) only will be converted based on selected currency (Column L) and Column BB (TAXES) value (INR) will be added to the converted values.
Note on K595: gepadmin: 1. If you choose "Full Conversion" then Column BA (AMOUNT) and Column BB (TAXES) BOTH values will be convert based on selected Currency in (Column L). 2. If you choose "Partial Conversion" then Column BA (AMOUNT) only will be converted based on selected currency (Column L) and Column BB (TAXES) value (INR) will be added to the converted values.
Note on K596: gepadmin: 1. If you choose "Full Conversion" then Column BA (AMOUNT) and Column BB (TAXES) BOTH values will be convert based on selected Currency in (Column L). 2. If you choose "Partial Conversion" then Column BA (AMOUNT) only will be converted based on selected currency (Column L) and Column BB (TAXES) value (INR) will be added to the converted values.
Note on K597: gepadmin: 1. If you choose "Full Conversion" then Column BA (AMOUNT) and Column BB (TAXES) BOTH values will be convert based on selected Currency in (Column L). 2. If you choose "Partial Conversion" then Column BA (AMOUNT) only will be converted based on selected currency (Column L) and Column BB (TAXES) value (INR) will be added to the converted values.
Note on K598: gepadmin: 1. If you choose "Full Conversion" then Column BA (AMOUNT) and Column BB (TAXES) BOTH values will be convert based on selected Currency in (Column L). 2. If you choose "Partial Conversion" then Column BA (AMOUNT) only will be converted based on selected currency (Column L) and Column BB (TAXES) value (INR) will be added to the converted values.
Note on K599: gepadmin: 1. If you choose "Full Conversion" then Column BA (AMOUNT) and Column BB (TAXES) BOTH values will be convert based on selected Currency in (Column L). 2. If you choose "Partial Conversion" then Column BA (AMOUNT) only will be converted based on selected currency (Column L) and Column BB (TAXES) value (INR) will be added to the converted values.
Note on K600: gepadmin: 1. If you choose "Full Conversion" then Column BA (AMOUNT) and Column BB (TAXES) BOTH values will be convert based on selected Currency in (Column L). 2. If you choose "Partial Conversion" then Column BA (AMOUNT) only will be converted based on selected currency (Column L) and Column BB (TAXES) value (INR) will be added to the converted values.
Note on K601: gepadmin: 1. If you choose "Full Conversion" then Column BA (AMOUNT) and Column BB (TAXES) BOTH values will be convert based on selected Currency in (Column L). 2. If you choose "Partial Conversion" then Column BA (AMOUNT) only will be converted based on selected currency (Column L) and Column BB (TAXES) value (INR) will be added to the converted values.
Note on K602: gepadmin: 1. If you choose "Full Conversion" then Column BA (AMOUNT) and Column BB (TAXES) BOTH values will be convert based on selected Currency in (Column L). 2. If you choose "Partial Conversion" then Column BA (AMOUNT) only will be converted based on selected currency (Column L) and Column BB (TAXES) value (INR) will be added to the converted values.
Note on K603: gepadmin: 1. If you choose "Full Conversion" then Column BA (AMOUNT) and Column BB (TAXES) BOTH values will be convert based on selected Currency in (Column L). 2. If you choose "Partial Conversion" then Column BA (AMOUNT) only will be converted based on selected currency (Column L) and Column BB (TAXES) value (INR) will be added to the converted values.
Note on K604: gepadmin: 1. If you choose "Full Conversion" then Column BA (AMOUNT) and Column BB (TAXES) BOTH values will be convert based on selected Currency in (Column L). 2. If you choose "Partial Conversion" then Column BA (AMOUNT) only will be converted based on selected currency (Column L) and Column BB (TAXES) value (INR) will be added to the converted values.
Note on K605: gepadmin: 1. If you choose "Full Conversion" then Column BA (AMOUNT) and Column BB (TAXES) BOTH values will be convert based on selected Currency in (Column L). 2. If you choose "Partial Conversion" then Column BA (AMOUNT) only will be converted based on selected currency (Column L) and Column BB (TAXES) value (INR) will be added to the converted values.
Note on K606: gepadmin: 1. If you choose "Full Conversion" then Column BA (AMOUNT) and Column BB (TAXES) BOTH values will be convert based on selected Currency in (Column L). 2. If you choose "Partial Conversion" then Column BA (AMOUNT) only will be converted based on selected currency (Column L) and Column BB (TAXES) value (INR) will be added to the converted values.
Note on K607: gepadmin: 1. If you choose "Full Conversion" then Column BA (AMOUNT) and Column BB (TAXES) BOTH values will be convert based on selected Currency in (Column L). 2. If you choose "Partial Conversion" then Column BA (AMOUNT) only will be converted based on selected currency (Column L) and Column BB (TAXES) value (INR) will be added to the converted values.
Note on K608: gepadmin: 1. If you choose "Full Conversion" then Column BA (AMOUNT) and Column BB (TAXES) BOTH values will be convert based on selected Currency in (Column L). 2. If you choose "Partial Conversion" then Column BA (AMOUNT) only will be converted based on selected currency (Column L) and Column BB (TAXES) value (INR) will be added to the converted values.
Note on K609: gepadmin: 1. If you choose "Full Conversion" then Column BA (AMOUNT) and Column BB (TAXES) BOTH values will be convert based on selected Currency in (Column L). 2. If you choose "Partial Conversion" then Column BA (AMOUNT) only will be converted based on selected currency (Column L) and Column BB (TAXES) value (INR) will be added to the converted values.
Note on K610: gepadmin: 1. If you choose "Full Conversion" then Column BA (AMOUNT) and Column BB (TAXES) BOTH values will be convert based on selected Currency in (Column L). 2. If you choose "Partial Conversion" then Column BA (AMOUNT) only will be converted based on selected currency (Column L) and Column BB (TAXES) value (INR) will be added to the converted values.
Note on K611: gepadmin: 1. If you choose "Full Conversion" then Column BA (AMOUNT) and Column BB (TAXES) BOTH values will be convert based on selected Currency in (Column L). 2. If you choose "Partial Conversion" then Column BA (AMOUNT) only will be converted based on selected currency (Column L) and Column BB (TAXES) value (INR) will be added to the converted values.
Note on K612: gepadmin: 1. If you choose "Full Conversion" then Column BA (AMOUNT) and Column BB (TAXES) BOTH values will be convert based on selected Currency in (Column L). 2. If you choose "Partial Conversion" then Column BA (AMOUNT) only will be converted based on selected currency (Column L) and Column BB (TAXES) value (INR) will be added to the converted values.
Note on K613: gepadmin: 1. If you choose "Full Conversion" then Column BA (AMOUNT) and Column BB (TAXES) BOTH values will be convert based on selected Currency in (Column L). 2. If you choose "Partial Conversion" then Column BA (AMOUNT) only will be converted based on selected currency (Column L) and Column BB (TAXES) value (INR) will be added to the converted values.
Note on K614: gepadmin: 1. If you choose "Full Conversion" then Column BA (AMOUNT) and Column BB (TAXES) BOTH values will be convert based on selected Currency in (Column L). 2. If you choose "Partial Conversion" then Column BA (AMOUNT) only will be converted based on selected currency (Column L) and Column BB (TAXES) value (INR) will be added to the converted values.
Note on K615: gepadmin: 1. If you choose "Full Conversion" then Column BA (AMOUNT) and Column BB (TAXES) BOTH values will be convert based on selected Currency in (Column L). 2. If you choose "Partial Conversion" then Column BA (AMOUNT) only will be converted based on selected currency (Column L) and Column BB (TAXES) value (INR) will be added to the converted values.
Note on K616: gepadmin: 1. If you choose "Full Conversion" then Column BA (AMOUNT) and Column BB (TAXES) BOTH values will be convert based on selected Currency in (Column L). 2. If you choose "Partial Conversion" then Column BA (AMOUNT) only will be converted based on selected currency (Column L) and Column BB (TAXES) value (INR) will be added to the converted values.
Note on K617: gepadmin: 1. If you choose "Full Conversion" then Column BA (AMOUNT) and Column BB (TAXES) BOTH values will be convert based on selected Currency in (Column L). 2. If you choose "Partial Conversion" then Column BA (AMOUNT) only will be converted based on selected currency (Column L) and Column BB (TAXES) value (INR) will be added to the converted values.
Note on K618: gepadmin: 1. If you choose "Full Conversion" then Column BA (AMOUNT) and Column BB (TAXES) BOTH values will be convert based on selected Currency in (Column L). 2. If you choose "Partial Conversion" then Column BA (AMOUNT) only will be converted based on selected currency (Column L) and Column BB (TAXES) value (INR) will be added to the converted values.
Note on K619: gepadmin: 1. If you choose "Full Conversion" then Column BA (AMOUNT) and Column BB (TAXES) BOTH values will be convert based on selected Currency in (Column L). 2. If you choose "Partial Conversion" then Column BA (AMOUNT) only will be converted based on selected currency (Column L) and Column BB (TAXES) value (INR) will be added to the converted values.
Note on K620: gepadmin: 1. If you choose "Full Conversion" then Column BA (AMOUNT) and Column BB (TAXES) BOTH values will be convert based on selected Currency in (Column L). 2. If you choose "Partial Conversion" then Column BA (AMOUNT) only will be converted based on selected currency (Column L) and Column BB (TAXES) value (INR) will be added to the converted values.
Note on K621: gepadmin: 1. If you choose "Full Conversion" then Column BA (AMOUNT) and Column BB (TAXES) BOTH values will be convert based on selected Currency in (Column L). 2. If you choose "Partial Conversion" then Column BA (AMOUNT) only will be converted based on selected currency (Column L) and Column BB (TAXES) value (INR) will be added to the converted values.
Note on K622: gepadmin: 1. If you choose "Full Conversion" then Column BA (AMOUNT) and Column BB (TAXES) BOTH values will be convert based on selected Currency in (Column L). 2. If you choose "Partial Conversion" then Column BA (AMOUNT) only will be converted based on selected currency (Column L) and Column BB (TAXES) value (INR) will be added to the converted values.
Note on K623: gepadmin: 1. If you choose "Full Conversion" then Column BA (AMOUNT) and Column BB (TAXES) BOTH values will be convert based on selected Currency in (Column L). 2. If you choose "Partial Conversion" then Column BA (AMOUNT) only will be converted based on selected currency (Column L) and Column BB (TAXES) value (INR) will be added to the converted values.
Note on K624: gepadmin: 1. If you choose "Full Conversion" then Column BA (AMOUNT) and Column BB (TAXES) BOTH values will be convert based on selected Currency in (Column L). 2. If you choose "Partial Conversion" then Column BA (AMOUNT) only will be converted based on selected currency (Column L) and Column BB (TAXES) value (INR) will be added to the converted values.
Note on K625: gepadmin: 1. If you choose "Full Conversion" then Column BA (AMOUNT) and Column BB (TAXES) BOTH values will be convert based on selected Currency in (Column L). 2. If you choose "Partial Conversion" then Column BA (AMOUNT) only will be converted based on selected currency (Column L) and Column BB (TAXES) value (INR) will be added to the converted values.
Note on K626: gepadmin: 1. If you choose "Full Conversion" then Column BA (AMOUNT) and Column BB (TAXES) BOTH values will be convert based on selected Currency in (Column L). 2. If you choose "Partial Conversion" then Column BA (AMOUNT) only will be converted based on selected currency (Column L) and Column BB (TAXES) value (INR) will be added to the converted values.
Note on K627: gepadmin: 1. If you choose "Full Conversion" then Column BA (AMOUNT) and Column BB (TAXES) BOTH values will be convert based on selected Currency in (Column L). 2. If you choose "Partial Conversion" then Column BA (AMOUNT) only will be converted based on selected currency (Column L) and Column BB (TAXES) value (INR) will be added to the converted values.
Note on K628: gepadmin: 1. If you choose "Full Conversion" then Column BA (AMOUNT) and Column BB (TAXES) BOTH values will be convert based on selected Currency in (Column L). 2. If you choose "Partial Conversion" then Column BA (AMOUNT) only will be converted based on selected currency (Column L) and Column BB (TAXES) value (INR) will be added to the converted values.
Note on K629: gepadmin: 1. If you choose "Full Conversion" then Column BA (AMOUNT) and Column BB (TAXES) BOTH values will be convert based on selected Currency in (Column L). 2. If you choose "Partial Conversion" then Column BA (AMOUNT) only will be converted based on selected currency (Column L) and Column BB (TAXES) value (INR) will be added to the converted values.
Note on K630: gepadmin: 1. If you choose "Full Conversion" then Column BA (AMOUNT) and Column BB (TAXES) BOTH values will be convert based on selected Currency in (Column L). 2. If you choose "Partial Conversion" then Column BA (AMOUNT) only will be converted based on selected currency (Column L) and Column BB (TAXES) value (INR) will be added to the converted values.
Note on K631: gepadmin: 1. If you choose "Full Conversion" then Column BA (AMOUNT) and Column BB (TAXES) BOTH values will be convert based on selected Currency in (Column L). 2. If you choose "Partial Conversion" then Column BA (AMOUNT) only will be converted based on selected currency (Column L) and Column BB (TAXES) value (INR) will be added to the converted values.
Note on K632: gepadmin: 1. If you choose "Full Conversion" then Column BA (AMOUNT) and Column BB (TAXES) BOTH values will be convert based on selected Currency in (Column L). 2. If you choose "Partial Conversion" then Column BA (AMOUNT) only will be converted based on selected currency (Column L) and Column BB (TAXES) value (INR) will be added to the converted values.
Note on K633: gepadmin: 1. If you choose "Full Conversion" then Column BA (AMOUNT) and Column BB (TAXES) BOTH values will be convert based on selected Currency in (Column L). 2. If you choose "Partial Conversion" then Column BA (AMOUNT) only will be converted based on selected currency (Column L) and Column BB (TAXES) value (INR) will be added to the converted values.
Note on K634: gepadmin: 1. If you choose "Full Conversion" then Column BA (AMOUNT) and Column BB (TAXES) BOTH values will be convert based on selected Currency in (Column L). 2. If you choose "Partial Conversion" then Column BA (AMOUNT) only will be converted based on selected currency (Column L) and Column BB (TAXES) value (INR) will be added to the converted values.
Note on K635: gepadmin: 1. If you choose "Full Conversion" then Column BA (AMOUNT) and Column BB (TAXES) BOTH values will be convert based on selected Currency in (Column L). 2. If you choose "Partial Conversion" then Column BA (AMOUNT) only will be converted based on selected currency (Column L) and Column BB (TAXES) value (INR) will be added to the converted values.
Note on K636: gepadmin: 1. If you choose "Full Conversion" then Column BA (AMOUNT) and Column BB (TAXES) BOTH values will be convert based on selected Currency in (Column L). 2. If you choose "Partial Conversion" then Column BA (AMOUNT) only will be converted based on selected currency (Column L) and Column BB (TAXES) value (INR) will be added to the converted values.
Note on K637: gepadmin: 1. If you choose "Full Conversion" then Column BA (AMOUNT) and Column BB (TAXES) BOTH values will be convert based on selected Currency in (Column L). 2. If you choose "Partial Conversion" then Column BA (AMOUNT) only will be converted based on selected currency (Column L) and Column BB (TAXES) value (INR) will be added to the converted values.
Note on K638: gepadmin: 1. If you choose "Full Conversion" then Column BA (AMOUNT) and Column BB (TAXES) BOTH values will be convert based on selected Currency in (Column L). 2. If you choose "Partial Conversion" then Column BA (AMOUNT) only will be converted based on selected currency (Column L) and Column BB (TAXES) value (INR) will be added to the converted values.
Note on K639: gepadmin: 1. If you choose "Full Conversion" then Column BA (AMOUNT) and Column BB (TAXES) BOTH values will be convert based on selected Currency in (Column L). 2. If you choose "Partial Conversion" then Column BA (AMOUNT) only will be converted based on selected currency (Column L) and Column BB (TAXES) value (INR) will be added to the converted values.
Note on K640: gepadmin: 1. If you choose "Full Conversion" then Column BA (AMOUNT) and Column BB (TAXES) BOTH values will be convert based on selected Currency in (Column L). 2. If you choose "Partial Conversion" then Column BA (AMOUNT) only will be converted based on selected currency (Column L) and Column BB (TAXES) value (INR) will be added to the converted values.
Note on K641: gepadmin: 1. If you choose "Full Conversion" then Column BA (AMOUNT) and Column BB (TAXES) BOTH values will be convert based on selected Currency in (Column L). 2. If you choose "Partial Conversion" then Column BA (AMOUNT) only will be converted based on selected currency (Column L) and Column BB (TAXES) value (INR) will be added to the converted values.
Note on K642: gepadmin: 1. If you choose "Full Conversion" then Column BA (AMOUNT) and Column BB (TAXES) BOTH values will be convert based on selected Currency in (Column L). 2. If you choose "Partial Conversion" then Column BA (AMOUNT) only will be converted based on selected currency (Column L) and Column BB (TAXES) value (INR) will be added to the converted values.
Note on K643: gepadmin: 1. If you choose "Full Conversion" then Column BA (AMOUNT) and Column BB (TAXES) BOTH values will be convert based on selected Currency in (Column L). 2. If you choose "Partial Conversion" then Column BA (AMOUNT) only will be converted based on selected currency (Column L) and Column BB (TAXES) value (INR) will be added to the converted values.
Note on K644: gepadmin: 1. If you choose "Full Conversion" then Column BA (AMOUNT) and Column BB (TAXES) BOTH values will be convert based on selected Currency in (Column L). 2. If you choose "Partial Conversion" then Column BA (AMOUNT) only will be converted based on selected currency (Column L) and Column BB (TAXES) value (INR) will be added to the converted values.
Note on K645: gepadmin: 1. If you choose "Full Conversion" then Column BA (AMOUNT) and Column BB (TAXES) BOTH values will be convert based on selected Currency in (Column L). 2. If you choose "Partial Conversion" then Column BA (AMOUNT) only will be converted based on selected currency (Column L) and Column BB (TAXES) value (INR) will be added to the converted values.
Note on K646: gepadmin: 1. If you choose "Full Conversion" then Column BA (AMOUNT) and Column BB (TAXES) BOTH values will be convert based on selected Currency in (Column L). 2. If you choose "Partial Conversion" then Column BA (AMOUNT) only will be converted based on selected currency (Column L) and Column BB (TAXES) value (INR) will be added to the converted values.
Note on K647: gepadmin: 1. If you choose "Full Conversion" then Column BA (AMOUNT) and Column BB (TAXES) BOTH values will be convert based on selected Currency in (Column L). 2. If you choose "Partial Conversion" then Column BA (AMOUNT) only will be converted based on selected currency (Column L) and Column BB (TAXES) value (INR) will be added to the converted values.
Note on K648: gepadmin: 1. If you choose "Full Conversion" then Column BA (AMOUNT) and Column BB (TAXES) BOTH values will be convert based on selected Currency in (Column L). 2. If you choose "Partial Conversion" then Column BA (AMOUNT) only will be converted based on selected currency (Column L) and Column BB (TAXES) value (INR) will be added to the converted values.
Note on K649: gepadmin: 1. If you choose "Full Conversion" then Column BA (AMOUNT) and Column BB (TAXES) BOTH values will be convert based on selected Currency in (Column L). 2. If you choose "Partial Conversion" then Column BA (AMOUNT) only will be converted based on selected currency (Column L) and Column BB (TAXES) value (INR) will be added to the converted values.
Note on K650: gepadmin: 1. If you choose "Full Conversion" then Column BA (AMOUNT) and Column BB (TAXES) BOTH values will be convert based on selected Currency in (Column L). 2. If you choose "Partial Conversion" then Column BA (AMOUNT) only will be converted based on selected currency (Column L) and Column BB (TAXES) value (INR) will be added to the converted values.
Note on K651: gepadmin: 1. If you choose "Full Conversion" then Column BA (AMOUNT) and Column BB (TAXES) BOTH values will be convert based on selected Currency in (Column L). 2. If you choose "Partial Conversion" then Column BA (AMOUNT) only will be converted based on selected currency (Column L) and Column BB (TAXES) value (INR) will be added to the converted values.
Note on K652: gepadmin: 1. If you choose "Full Conversion" then Column BA (AMOUNT) and Column BB (TAXES) BOTH values will be convert based on selected Currency in (Column L). 2. If you choose "Partial Conversion" then Column BA (AMOUNT) only will be converted based on selected currency (Column L) and Column BB (TAXES) value (INR) will be added to the converted values.
Note on K653: gepadmin: 1. If you choose "Full Conversion" then Column BA (AMOUNT) and Column BB (TAXES) BOTH values will be convert based on selected Currency in (Column L). 2. If you choose "Partial Conversion" then Column BA (AMOUNT) only will be converted based on selected currency (Column L) and Column BB (TAXES) value (INR) will be added to the converted values.
Note on K654: gepadmin: 1. If you choose "Full Conversion" then Column BA (AMOUNT) and Column BB (TAXES) BOTH values will be convert based on selected Currency in (Column L). 2. If you choose "Partial Conversion" then Column BA (AMOUNT) only will be converted based on selected currency (Column L) and Column BB (TAXES) value (INR) will be added to the converted values.
Note on K655: gepadmin: 1. If you choose "Full Conversion" then Column BA (AMOUNT) and Column BB (TAXES) BOTH values will be convert based on selected Currency in (Column L). 2. If you choose "Partial Conversion" then Column BA (AMOUNT) only will be converted based on selected currency (Column L) and Column BB (TAXES) value (INR) will be added to the converted values.
Note on K656: gepadmin: 1. If you choose "Full Conversion" then Column BA (AMOUNT) and Column BB (TAXES) BOTH values will be convert based on selected Currency in (Column L). 2. If you choose "Partial Conversion" then Column BA (AMOUNT) only will be converted based on selected currency (Column L) and Column BB (TAXES) value (INR) will be added to the converted values.
Note on K657: gepadmin: 1. If you choose "Full Conversion" then Column BA (AMOUNT) and Column BB (TAXES) BOTH values will be convert based on selected Currency in (Column L). 2. If you choose "Partial Conversion" then Column BA (AMOUNT) only will be converted based on selected currency (Column L) and Column BB (TAXES) value (INR) will be added to the converted values.
Note on K658: gepadmin: 1. If you choose "Full Conversion" then Column BA (AMOUNT) and Column BB (TAXES) BOTH values will be convert based on selected Currency in (Column L). 2. If you choose "Partial Conversion" then Column BA (AMOUNT) only will be converted based on selected currency (Column L) and Column BB (TAXES) value (INR) will be added to the converted values.
Note on K659: gepadmin: 1. If you choose "Full Conversion" then Column BA (AMOUNT) and Column BB (TAXES) BOTH values will be convert based on selected Currency in (Column L). 2. If you choose "Partial Conversion" then Column BA (AMOUNT) only will be converted based on selected currency (Column L) and Column BB (TAXES) value (INR) will be added to the converted values.
Note on K660: gepadmin: 1. If you choose "Full Conversion" then Column BA (AMOUNT) and Column BB (TAXES) BOTH values will be convert based on selected Currency in (Column L). 2. If you choose "Partial Conversion" then Column BA (AMOUNT) only will be converted based on selected currency (Column L) and Column BB (TAXES) value (INR) will be added to the converted values.
Note on K661: gepadmin: 1. If you choose "Full Conversion" then Column BA (AMOUNT) and Column BB (TAXES) BOTH values will be convert based on selected Currency in (Column L). 2. If you choose "Partial Conversion" then Column BA (AMOUNT) only will be converted based on selected currency (Column L) and Column BB (TAXES) value (INR) will be added to the converted values.
Note on K662: gepadmin: 1. If you choose "Full Conversion" then Column BA (AMOUNT) and Column BB (TAXES) BOTH values will be convert based on selected Currency in (Column L). 2. If you choose "Partial Conversion" then Column BA (AMOUNT) only will be converted based on selected currency (Column L) and Column BB (TAXES) value (INR) will be added to the converted values.
Note on K663: gepadmin: 1. If you choose "Full Conversion" then Column BA (AMOUNT) and Column BB (TAXES) BOTH values will be convert based on selected Currency in (Column L). 2. If you choose "Partial Conversion" then Column BA (AMOUNT) only will be converted based on selected currency (Column L) and Column BB (TAXES) value (INR) will be added to the converted values.
Note on K664: gepadmin: 1. If you choose "Full Conversion" then Column BA (AMOUNT) and Column BB (TAXES) BOTH values will be convert based on selected Currency in (Column L). 2. If you choose "Partial Conversion" then Column BA (AMOUNT) only will be converted based on selected currency (Column L) and Column BB (TAXES) value (INR) will be added to the converted values.
Note on K665: gepadmin: 1. If you choose "Full Conversion" then Column BA (AMOUNT) and Column BB (TAXES) BOTH values will be convert based on selected Currency in (Column L). 2. If you choose "Partial Conversion" then Column BA (AMOUNT) only will be converted based on selected currency (Column L) and Column BB (TAXES) value (INR) will be added to the converted values.
Note on K666: gepadmin: 1. If you choose "Full Conversion" then Column BA (AMOUNT) and Column BB (TAXES) BOTH values will be convert based on selected Currency in (Column L). 2. If you choose "Partial Conversion" then Column BA (AMOUNT) only will be converted based on selected currency (Column L) and Column BB (TAXES) value (INR) will be added to the converted values.
Note on K667: gepadmin: 1. If you choose "Full Conversion" then Column BA (AMOUNT) and Column BB (TAXES) BOTH values will be convert based on selected Currency in (Column L). 2. If you choose "Partial Conversion" then Column BA (AMOUNT) only will be converted based on selected currency (Column L) and Column BB (TAXES) value (INR) will be added to the converted values.
Note on K668: gepadmin: 1. If you choose "Full Conversion" then Column BA (AMOUNT) and Column BB (TAXES) BOTH values will be convert based on selected Currency in (Column L). 2. If you choose "Partial Conversion" then Column BA (AMOUNT) only will be converted based on selected currency (Column L) and Column BB (TAXES) value (INR) will be added to the converted values.
Note on K669: gepadmin: 1. If you choose "Full Conversion" then Column BA (AMOUNT) and Column BB (TAXES) BOTH values will be convert based on selected Currency in (Column L). 2. If you choose "Partial Conversion" then Column BA (AMOUNT) only will be converted based on selected currency (Column L) and Column BB (TAXES) value (INR) will be added to the converted values.
Note on K670: gepadmin: 1. If you choose "Full Conversion" then Column BA (AMOUNT) and Column BB (TAXES) BOTH values will be convert based on selected Currency in (Column L). 2. If you choose "Partial Conversion" then Column BA (AMOUNT) only will be converted based on selected currency (Column L) and Column BB (TAXES) value (INR) will be added to the converted values.
Note on K671: gepadmin: 1. If you choose "Full Conversion" then Column BA (AMOUNT) and Column BB (TAXES) BOTH values will be convert based on selected Currency in (Column L). 2. If you choose "Partial Conversion" then Column BA (AMOUNT) only will be converted based on selected currency (Column L) and Column BB (TAXES) value (INR) will be added to the converted values.
Note on K672: gepadmin: 1. If you choose "Full Conversion" then Column BA (AMOUNT) and Column BB (TAXES) BOTH values will be convert based on selected Currency in (Column L). 2. If you choose "Partial Conversion" then Column BA (AMOUNT) only will be converted based on selected currency (Column L) and Column BB (TAXES) value (INR) will be added to the converted values.
Note on K673: gepadmin: 1. If you choose "Full Conversion" then Column BA (AMOUNT) and Column BB (TAXES) BOTH values will be convert based on selected Currency in (Column L). 2. If you choose "Partial Conversion" then Column BA (AMOUNT) only will be converted based on selected currency (Column L) and Column BB (TAXES) value (INR) will be added to the converted values.
Note on K674: gepadmin: 1. If you choose "Full Conversion" then Column BA (AMOUNT) and Column BB (TAXES) BOTH values will be convert based on selected Currency in (Column L). 2. If you choose "Partial Conversion" then Column BA (AMOUNT) only will be converted based on selected currency (Column L) and Column BB (TAXES) value (INR) will be added to the converted values.
Note on K675: gepadmin: 1. If you choose "Full Conversion" then Column BA (AMOUNT) and Column BB (TAXES) BOTH values will be convert based on selected Currency in (Column L). 2. If you choose "Partial Conversion" then Column BA (AMOUNT) only will be converted based on selected currency (Column L) and Column BB (TAXES) value (INR) will be added to the converted values.
Note on K676: gepadmin: 1. If you choose "Full Conversion" then Column BA (AMOUNT) and Column BB (TAXES) BOTH values will be convert based on selected Currency in (Column L). 2. If you choose "Partial Conversion" then Column BA (AMOUNT) only will be converted based on selected currency (Column L) and Column BB (TAXES) value (INR) will be added to the converted values.
Note on K677: gepadmin: 1. If you choose "Full Conversion" then Column BA (AMOUNT) and Column BB (TAXES) BOTH values will be convert based on selected Currency in (Column L). 2. If you choose "Partial Conversion" then Column BA (AMOUNT) only will be converted based on selected currency (Column L) and Column BB (TAXES) value (INR) will be added to the converted values.
Note on K678: gepadmin: 1. If you choose "Full Conversion" then Column BA (AMOUNT) and Column BB (TAXES) BOTH values will be convert based on selected Currency in (Column L). 2. If you choose "Partial Conversion" then Column BA (AMOUNT) only will be converted based on selected currency (Column L) and Column BB (TAXES) value (INR) will be added to the converted values.
Note on K679: gepadmin: 1. If you choose "Full Conversion" then Column BA (AMOUNT) and Column BB (TAXES) BOTH values will be convert based on selected Currency in (Column L). 2. If you choose "Partial Conversion" then Column BA (AMOUNT) only will be converted based on selected currency (Column L) and Column BB (TAXES) value (INR) will be added to the converted values.
Note on K680: gepadmin: 1. If you choose "Full Conversion" then Column BA (AMOUNT) and Column BB (TAXES) BOTH values will be convert based on selected Currency in (Column L). 2. If you choose "Partial Conversion" then Column BA (AMOUNT) only will be converted based on selected currency (Column L) and Column BB (TAXES) value (INR) will be added to the converted values.
Note on K681: gepadmin: 1. If you choose "Full Conversion" then Column BA (AMOUNT) and Column BB (TAXES) BOTH values will be convert based on selected Currency in (Column L). 2. If you choose "Partial Conversion" then Column BA (AMOUNT) only will be converted based on selected currency (Column L) and Column BB (TAXES) value (INR) will be added to the converted values.
Note on K682: gepadmin: 1. If you choose "Full Conversion" then Column BA (AMOUNT) and Column BB (TAXES) BOTH values will be convert based on selected Currency in (Column L). 2. If you choose "Partial Conversion" then Column BA (AMOUNT) only will be converted based on selected currency (Column L) and Column BB (TAXES) value (INR) will be added to the converted values.
Note on K683: gepadmin: 1. If you choose "Full Conversion" then Column BA (AMOUNT) and Column BB (TAXES) BOTH values will be convert based on selected Currency in (Column L). 2. If you choose "Partial Conversion" then Column BA (AMOUNT) only will be converted based on selected currency (Column L) and Column BB (TAXES) value (INR) will be added to the converted values.
Note on K684: gepadmin: 1. If you choose "Full Conversion" then Column BA (AMOUNT) and Column BB (TAXES) BOTH values will be convert based on selected Currency in (Column L). 2. If you choose "Partial Conversion" then Column BA (AMOUNT) only will be converted based on selected currency (Column L) and Column BB (TAXES) value (INR) will be added to the converted values.
Note on K685: gepadmin: 1. If you choose "Full Conversion" then Column BA (AMOUNT) and Column BB (TAXES) BOTH values will be convert based on selected Currency in (Column L). 2. If you choose "Partial Conversion" then Column BA (AMOUNT) only will be converted based on selected currency (Column L) and Column BB (TAXES) value (INR) will be added to the converted values.
Note on K686: gepadmin: 1. If you choose "Full Conversion" then Column BA (AMOUNT) and Column BB (TAXES) BOTH values will be convert based on selected Currency in (Column L). 2. If you choose "Partial Conversion" then Column BA (AMOUNT) only will be converted based on selected currency (Column L) and Column BB (TAXES) value (INR) will be added to the converted values.
Note on K687: gepadmin: 1. If you choose "Full Conversion" then Column BA (AMOUNT) and Column BB (TAXES) BOTH values will be convert based on selected Currency in (Column L). 2. If you choose "Partial Conversion" then Column BA (AMOUNT) only will be converted based on selected currency (Column L) and Column BB (TAXES) value (INR) will be added to the converted values.
Note on K688: gepadmin: 1. If you choose "Full Conversion" then Column BA (AMOUNT) and Column BB (TAXES) BOTH values will be convert based on selected Currency in (Column L). 2. If you choose "Partial Conversion" then Column BA (AMOUNT) only will be converted based on selected currency (Column L) and Column BB (TAXES) value (INR) will be added to the converted values.
Note on K689: gepadmin: 1. If you choose "Full Conversion" then Column BA (AMOUNT) and Column BB (TAXES) BOTH values will be convert based on selected Currency in (Column L). 2. If you choose "Partial Conversion" then Column BA (AMOUNT) only will be converted based on selected currency (Column L) and Column BB (TAXES) value (INR) will be added to the converted values.
Note on K690: gepadmin: 1. If you choose "Full Conversion" then Column BA (AMOUNT) and Column BB (TAXES) BOTH values will be convert based on selected Currency in (Column L). 2. If you choose "Partial Conversion" then Column BA (AMOUNT) only will be converted based on selected currency (Column L) and Column BB (TAXES) value (INR) will be added to the converted values.
Note on K691: gepadmin: 1. If you choose "Full Conversion" then Column BA (AMOUNT) and Column BB (TAXES) BOTH values will be convert based on selected Currency in (Column L). 2. If you choose "Partial Conversion" then Column BA (AMOUNT) only will be converted based on selected currency (Column L) and Column BB (TAXES) value (INR) will be added to the converted values.
Note on K692: gepadmin: 1. If you choose "Full Conversion" then Column BA (AMOUNT) and Column BB (TAXES) BOTH values will be convert based on selected Currency in (Column L). 2. If you choose "Partial Conversion" then Column BA (AMOUNT) only will be converted based on selected currency (Column L) and Column BB (TAXES) value (INR) will be added to the converted values.
Note on K693: gepadmin: 1. If you choose "Full Conversion" then Column BA (AMOUNT) and Column BB (TAXES) BOTH values will be convert based on selected Currency in (Column L). 2. If you choose "Partial Conversion" then Column BA (AMOUNT) only will be converted based on selected currency (Column L) and Column BB (TAXES) value (INR) will be added to the converted values.
Note on K694: gepadmin: 1. If you choose "Full Conversion" then Column BA (AMOUNT) and Column BB (TAXES) BOTH values will be convert based on selected Currency in (Column L). 2. If you choose "Partial Conversion" then Column BA (AMOUNT) only will be converted based on selected currency (Column L) and Column BB (TAXES) value (INR) will be added to the converted values.
Note on K695: gepadmin: 1. If you choose "Full Conversion" then Column BA (AMOUNT) and Column BB (TAXES) BOTH values will be convert based on selected Currency in (Column L). 2. If you choose "Partial Conversion" then Column BA (AMOUNT) only will be converted based on selected currency (Column L) and Column BB (TAXES) value (INR) will be added to the converted values.
Note on K696: gepadmin: 1. If you choose "Full Conversion" then Column BA (AMOUNT) and Column BB (TAXES) BOTH values will be convert based on selected Currency in (Column L). 2. If you choose "Partial Conversion" then Column BA (AMOUNT) only will be converted based on selected currency (Column L) and Column BB (TAXES) value (INR) will be added to the converted values.
Note on K697: gepadmin: 1. If you choose "Full Conversion" then Column BA (AMOUNT) and Column BB (TAXES) BOTH values will be convert based on selected Currency in (Column L). 2. If you choose "Partial Conversion" then Column BA (AMOUNT) only will be converted based on selected currency (Column L) and Column BB (TAXES) value (INR) will be added to the converted values.
Note on K698: gepadmin: 1. If you choose "Full Conversion" then Column BA (AMOUNT) and Column BB (TAXES) BOTH values will be convert based on selected Currency in (Column L). 2. If you choose "Partial Conversion" then Column BA (AMOUNT) only will be converted based on selected currency (Column L) and Column BB (TAXES) value (INR) will be added to the converted values.
Note on K699: gepadmin: 1. If you choose "Full Conversion" then Column BA (AMOUNT) and Column BB (TAXES) BOTH values will be convert based on selected Currency in (Column L). 2. If you choose "Partial Conversion" then Column BA (AMOUNT) only will be converted based on selected currency (Column L) and Column BB (TAXES) value (INR) will be added to the converted values.
Note on K700: gepadmin: 1. If you choose "Full Conversion" then Column BA (AMOUNT) and Column BB (TAXES) BOTH values will be convert based on selected Currency in (Column L). 2. If you choose "Partial Conversion" then Column BA (AMOUNT) only will be converted based on selected currency (Column L) and Column BB (TAXES) value (INR) will be added to the converted values.
Note on K701: gepadmin: 1. If you choose "Full Conversion" then Column BA (AMOUNT) and Column BB (TAXES) BOTH values will be convert based on selected Currency in (Column L). 2. If you choose "Partial Conversion" then Column BA (AMOUNT) only will be converted based on selected currency (Column L) and Column BB (TAXES) value (INR) will be added to the converted values.
Note on K702: gepadmin: 1. If you choose "Full Conversion" then Column BA (AMOUNT) and Column BB (TAXES) BOTH values will be convert based on selected Currency in (Column L). 2. If you choose "Partial Conversion" then Column BA (AMOUNT) only will be converted based on selected currency (Column L) and Column BB (TAXES) value (INR) will be added to the converted values.
Note on K703: gepadmin: 1. If you choose "Full Conversion" then Column BA (AMOUNT) and Column BB (TAXES) BOTH values will be convert based on selected Currency in (Column L). 2. If you choose "Partial Conversion" then Column BA (AMOUNT) only will be converted based on selected currency (Column L) and Column BB (TAXES) value (INR) will be added to the converted values.
Note on K704: gepadmin: 1. If you choose "Full Conversion" then Column BA (AMOUNT) and Column BB (TAXES) BOTH values will be convert based on selected Currency in (Column L). 2. If you choose "Partial Conversion" then Column BA (AMOUNT) only will be converted based on selected currency (Column L) and Column BB (TAXES) value (INR) will be added to the converted values.
Note on K705: gepadmin: 1. If you choose "Full Conversion" then Column BA (AMOUNT) and Column BB (TAXES) BOTH values will be convert based on selected Currency in (Column L). 2. If you choose "Partial Conversion" then Column BA (AMOUNT) only will be converted based on selected currency (Column L) and Column BB (TAXES) value (INR) will be added to the converted values.
Note on K706: gepadmin: 1. If you choose "Full Conversion" then Column BA (AMOUNT) and Column BB (TAXES) BOTH values will be convert based on selected Currency in (Column L). 2. If you choose "Partial Conversion" then Column BA (AMOUNT) only will be converted based on selected currency (Column L) and Column BB (TAXES) value (INR) will be added to the converted values.
Note on K707: gepadmin: 1. If you choose "Full Conversion" then Column BA (AMOUNT) and Column BB (TAXES) BOTH values will be convert based on selected Currency in (Column L). 2. If you choose "Partial Conversion" then Column BA (AMOUNT) only will be converted based on selected currency (Column L) and Column BB (TAXES) value (INR) will be added to the converted values.
Note on K708: gepadmin: 1. If you choose "Full Conversion" then Column BA (AMOUNT) and Column BB (TAXES) BOTH values will be convert based on selected Currency in (Column L). 2. If you choose "Partial Conversion" then Column BA (AMOUNT) only will be converted based on selected currency (Column L) and Column BB (TAXES) value (INR) will be added to the converted values.
Note on K709: gepadmin: 1. If you choose "Full Conversion" then Column BA (AMOUNT) and Column BB (TAXES) BOTH values will be convert based on selected Currency in (Column L). 2. If you choose "Partial Conversion" then Column BA (AMOUNT) only will be converted based on selected currency (Column L) and Column BB (TAXES) value (INR) will be added to the converted values.
Note on K710: gepadmin: 1. If you choose "Full Conversion" then Column BA (AMOUNT) and Column BB (TAXES) BOTH values will be convert based on selected Currency in (Column L). 2. If you choose "Partial Conversion" then Column BA (AMOUNT) only will be converted based on selected currency (Column L) and Column BB (TAXES) value (INR) will be added to the converted values.
Note on K711: gepadmin: 1. If you choose "Full Conversion" then Column BA (AMOUNT) and Column BB (TAXES) BOTH values will be convert based on selected Currency in (Column L). 2. If you choose "Partial Conversion" then Column BA (AMOUNT) only will be converted based on selected currency (Column L) and Column BB (TAXES) value (INR) will be added to the converted values.
Note on K712: gepadmin: 1. If you choose "Full Conversion" then Column BA (AMOUNT) and Column BB (TAXES) BOTH values will be convert based on selected Currency in (Column L). 2. If you choose "Partial Conversion" then Column BA (AMOUNT) only will be converted based on selected currency (Column L) and Column BB (TAXES) value (INR) will be added to the converted values.
Note on K713: gepadmin: 1. If you choose "Full Conversion" then Column BA (AMOUNT) and Column BB (TAXES) BOTH values will be convert based on selected Currency in (Column L). 2. If you choose "Partial Conversion" then Column BA (AMOUNT) only will be converted based on selected currency (Column L) and Column BB (TAXES) value (INR) will be added to the converted values.
Note on K714: gepadmin: 1. If you choose "Full Conversion" then Column BA (AMOUNT) and Column BB (TAXES) BOTH values will be convert based on selected Currency in (Column L). 2. If you choose "Partial Conversion" then Column BA (AMOUNT) only will be converted based on selected currency (Column L) and Column BB (TAXES) value (INR) will be added to the converted values.
Note on K715: gepadmin: 1. If you choose "Full Conversion" then Column BA (AMOUNT) and Column BB (TAXES) BOTH values will be convert based on selected Currency in (Column L). 2. If you choose "Partial Conversion" then Column BA (AMOUNT) only will be converted based on selected currency (Column L) and Column BB (TAXES) value (INR) will be added to the converted values.
Note on K716: gepadmin: 1. If you choose "Full Conversion" then Column BA (AMOUNT) and Column BB (TAXES) BOTH values will be convert based on selected Currency in (Column L). 2. If you choose "Partial Conversion" then Column BA (AMOUNT) only will be converted based on selected currency (Column L) and Column BB (TAXES) value (INR) will be added to the converted values.
Note on K717: gepadmin: 1. If you choose "Full Conversion" then Column BA (AMOUNT) and Column BB (TAXES) BOTH values will be convert based on selected Currency in (Column L). 2. If you choose "Partial Conversion" then Column BA (AMOUNT) only will be converted based on selected currency (Column L) and Column BB (TAXES) value (INR) will be added to the converted values.
Note on K718: gepadmin: 1. If you choose "Full Conversion" then Column BA (AMOUNT) and Column BB (TAXES) BOTH values will be convert based on selected Currency in (Column L). 2. If you choose "Partial Conversion" then Column BA (AMOUNT) only will be converted based on selected currency (Column L) and Column BB (TAXES) value (INR) will be added to the converted values.
Note on K719: gepadmin: 1. If you choose "Full Conversion" then Column BA (AMOUNT) and Column BB (TAXES) BOTH values will be convert based on selected Currency in (Column L). 2. If you choose "Partial Conversion" then Column BA (AMOUNT) only will be converted based on selected currency (Column L) and Column BB (TAXES) value (INR) will be added to the converted values.
Note on K720: gepadmin: 1. If you choose "Full Conversion" then Column BA (AMOUNT) and Column BB (TAXES) BOTH values will be convert based on selected Currency in (Column L). 2. If you choose "Partial Conversion" then Column BA (AMOUNT) only will be converted based on selected currency (Column L) and Column BB (TAXES) value (INR) will be added to the converted values.
Note on K721: gepadmin: 1. If you choose "Full Conversion" then Column BA (AMOUNT) and Column BB (TAXES) BOTH values will be convert based on selected Currency in (Column L). 2. If you choose "Partial Conversion" then Column BA (AMOUNT) only will be converted based on selected currency (Column L) and Column BB (TAXES) value (INR) will be added to the converted values.
Note on K722: gepadmin: 1. If you choose "Full Conversion" then Column BA (AMOUNT) and Column BB (TAXES) BOTH values will be convert based on selected Currency in (Column L). 2. If you choose "Partial Conversion" then Column BA (AMOUNT) only will be converted based on selected currency (Column L) and Column BB (TAXES) value (INR) will be added to the converted values.
Note on K723: gepadmin: 1. If you choose "Full Conversion" then Column BA (AMOUNT) and Column BB (TAXES) BOTH values will be convert based on selected Currency in (Column L). 2. If you choose "Partial Conversion" then Column BA (AMOUNT) only will be converted based on selected currency (Column L) and Column BB (TAXES) value (INR) will be added to the converted values.
Note on K724: gepadmin: 1. If you choose "Full Conversion" then Column BA (AMOUNT) and Column BB (TAXES) BOTH values will be convert based on selected Currency in (Column L). 2. If you choose "Partial Conversion" then Column BA (AMOUNT) only will be converted based on selected currency (Column L) and Column BB (TAXES) value (INR) will be added to the converted values.
Note on K725: gepadmin: 1. If you choose "Full Conversion" then Column BA (AMOUNT) and Column BB (TAXES) BOTH values will be convert based on selected Currency in (Column L). 2. If you choose "Partial Conversion" then Column BA (AMOUNT) only will be converted based on selected currency (Column L) and Column BB (TAXES) value (INR) will be added to the converted values.
Note on K726: gepadmin: 1. If you choose "Full Conversion" then Column BA (AMOUNT) and Column BB (TAXES) BOTH values will be convert based on selected Currency in (Column L). 2. If you choose "Partial Conversion" then Column BA (AMOUNT) only will be converted based on selected currency (Column L) and Column BB (TAXES) value (INR) will be added to the converted values.
Note on K727: gepadmin: 1. If you choose "Full Conversion" then Column BA (AMOUNT) and Column BB (TAXES) BOTH values will be convert based on selected Currency in (Column L). 2. If you choose "Partial Conversion" then Column BA (AMOUNT) only will be converted based on selected currency (Column L) and Column BB (TAXES) value (INR) will be added to the converted values.
Note on K728: gepadmin: 1. If you choose "Full Conversion" then Column BA (AMOUNT) and Column BB (TAXES) BOTH values will be convert based on selected Currency in (Column L). 2. If you choose "Partial Conversion" then Column BA (AMOUNT) only will be converted based on selected currency (Column L) and Column BB (TAXES) value (INR) will be added to the converted values.
Note on K729: gepadmin: 1. If you choose "Full Conversion" then Column BA (AMOUNT) and Column BB (TAXES) BOTH values will be convert based on selected Currency in (Column L). 2. If you choose "Partial Conversion" then Column BA (AMOUNT) only will be converted based on selected currency (Column L) and Column BB (TAXES) value (INR) will be added to the converted values.
Note on K730: gepadmin: 1. If you choose "Full Conversion" then Column BA (AMOUNT) and Column BB (TAXES) BOTH values will be convert based on selected Currency in (Column L). 2. If you choose "Partial Conversion" then Column BA (AMOUNT) only will be converted based on selected currency (Column L) and Column BB (TAXES) value (INR) will be added to the converted values.
Note on K731: gepadmin: 1. If you choose "Full Conversion" then Column BA (AMOUNT) and Column BB (TAXES) BOTH values will be convert based on selected Currency in (Column L). 2. If you choose "Partial Conversion" then Column BA (AMOUNT) only will be converted based on selected currency (Column L) and Column BB (TAXES) value (INR) will be added to the converted values.
Note on K732: gepadmin: 1. If you choose "Full Conversion" then Column BA (AMOUNT) and Column BB (TAXES) BOTH values will be convert based on selected Currency in (Column L). 2. If you choose "Partial Conversion" then Column BA (AMOUNT) only will be converted based on selected currency (Column L) and Column BB (TAXES) value (INR) will be added to the converted values.
Note on K733: gepadmin: 1. If you choose "Full Conversion" then Column BA (AMOUNT) and Column BB (TAXES) BOTH values will be convert based on selected Currency in (Column L). 2. If you choose "Partial Conversion" then Column BA (AMOUNT) only will be converted based on selected currency (Column L) and Column BB (TAXES) value (INR) will be added to the converted values.
Note on K734: gepadmin: 1. If you choose "Full Conversion" then Column BA (AMOUNT) and Column BB (TAXES) BOTH values will be convert based on selected Currency in (Column L). 2. If you choose "Partial Conversion" then Column BA (AMOUNT) only will be converted based on selected currency (Column L) and Column BB (TAXES) value (INR) will be added to the converted values.
Note on K735: gepadmin: 1. If you choose "Full Conversion" then Column BA (AMOUNT) and Column BB (TAXES) BOTH values will be convert based on selected Currency in (Column L). 2. If you choose "Partial Conversion" then Column BA (AMOUNT) only will be converted based on selected currency (Column L) and Column BB (TAXES) value (INR) will be added to the converted values.
Note on K736: gepadmin: 1. If you choose "Full Conversion" then Column BA (AMOUNT) and Column BB (TAXES) BOTH values will be convert based on selected Currency in (Column L). 2. If you choose "Partial Conversion" then Column BA (AMOUNT) only will be converted based on selected currency (Column L) and Column BB (TAXES) value (INR) will be added to the converted values.
Note on K737: gepadmin: 1. If you choose "Full Conversion" then Column BA (AMOUNT) and Column BB (TAXES) BOTH values will be convert based on selected Currency in (Column L). 2. If you choose "Partial Conversion" then Column BA (AMOUNT) only will be converted based on selected currency (Column L) and Column BB (TAXES) value (INR) will be added to the converted values.
Note on K738: gepadmin: 1. If you choose "Full Conversion" then Column BA (AMOUNT) and Column BB (TAXES) BOTH values will be convert based on selected Currency in (Column L). 2. If you choose "Partial Conversion" then Column BA (AMOUNT) only will be converted based on selected currency (Column L) and Column BB (TAXES) value (INR) will be added to the converted values.
Note on K739: gepadmin: 1. If you choose "Full Conversion" then Column BA (AMOUNT) and Column BB (TAXES) BOTH values will be convert based on selected Currency in (Column L). 2. If you choose "Partial Conversion" then Column BA (AMOUNT) only will be converted based on selected currency (Column L) and Column BB (TAXES) value (INR) will be added to the converted values.
Note on K740: gepadmin: 1. If you choose "Full Conversion" then Column BA (AMOUNT) and Column BB (TAXES) BOTH values will be convert based on selected Currency in (Column L). 2. If you choose "Partial Conversion" then Column BA (AMOUNT) only will be converted based on selected currency (Column L) and Column BB (TAXES) value (INR) will be added to the converted values.
Note on K741: gepadmin: 1. If you choose "Full Conversion" then Column BA (AMOUNT) and Column BB (TAXES) BOTH values will be convert based on selected Currency in (Column L). 2. If you choose "Partial Conversion" then Column BA (AMOUNT) only will be converted based on selected currency (Column L) and Column BB (TAXES) value (INR) will be added to the converted values.
Note on K742: gepadmin: 1. If you choose "Full Conversion" then Column BA (AMOUNT) and Column BB (TAXES) BOTH values will be convert based on selected Currency in (Column L). 2. If you choose "Partial Conversion" then Column BA (AMOUNT) only will be converted based on selected currency (Column L) and Column BB (TAXES) value (INR) will be added to the converted values.
Note on K743: gepadmin: 1. If you choose "Full Conversion" then Column BA (AMOUNT) and Column BB (TAXES) BOTH values will be convert based on selected Currency in (Column L). 2. If you choose "Partial Conversion" then Column BA (AMOUNT) only will be converted based on selected currency (Column L) and Column BB (TAXES) value (INR) will be added to the converted values.
Note on K744: gepadmin: 1. If you choose "Full Conversion" then Column BA (AMOUNT) and Column BB (TAXES) BOTH values will be convert based on selected Currency in (Column L). 2. If you choose "Partial Conversion" then Column BA (AMOUNT) only will be converted based on selected currency (Column L) and Column BB (TAXES) value (INR) will be added to the converted values.
Note on K745: gepadmin: 1. If you choose "Full Conversion" then Column BA (AMOUNT) and Column BB (TAXES) BOTH values will be convert based on selected Currency in (Column L). 2. If you choose "Partial Conversion" then Column BA (AMOUNT) only will be converted based on selected currency (Column L) and Column BB (TAXES) value (INR) will be added to the converted values.
Note on K746: gepadmin: 1. If you choose "Full Conversion" then Column BA (AMOUNT) and Column BB (TAXES) BOTH values will be convert based on selected Currency in (Column L). 2. If you choose "Partial Conversion" then Column BA (AMOUNT) only will be converted based on selected currency (Column L) and Column BB (TAXES) value (INR) will be added to the converted values.
Note on K747: gepadmin: 1. If you choose "Full Conversion" then Column BA (AMOUNT) and Column BB (TAXES) BOTH values will be convert based on selected Currency in (Column L). 2. If you choose "Partial Conversion" then Column BA (AMOUNT) only will be converted based on selected currency (Column L) and Column BB (TAXES) value (INR) will be added to the converted values.
Note on K748: gepadmin: 1. If you choose "Full Conversion" then Column BA (AMOUNT) and Column BB (TAXES) BOTH values will be convert based on selected Currency in (Column L). 2. If you choose "Partial Conversion" then Column BA (AMOUNT) only will be converted based on selected currency (Column L) and Column BB (TAXES) value (INR) will be added to the converted values.
Note on K749: gepadmin: 1. If you choose "Full Conversion" then Column BA (AMOUNT) and Column BB (TAXES) BOTH values will be convert based on selected Currency in (Column L). 2. If you choose "Partial Conversion" then Column BA (AMOUNT) only will be converted based on selected currency (Column L) and Column BB (TAXES) value (INR) will be added to the converted values.
Note on K750: gepadmin: 1. If you choose "Full Conversion" then Column BA (AMOUNT) and Column BB (TAXES) BOTH values will be convert based on selected Currency in (Column L). 2. If you choose "Partial Conversion" then Column BA (AMOUNT) only will be converted based on selected currency (Column L) and Column BB (TAXES) value (INR) will be added to the converted values.
Note on K751: gepadmin: 1. If you choose "Full Conversion" then Column BA (AMOUNT) and Column BB (TAXES) BOTH values will be convert based on selected Currency in (Column L). 2. If you choose "Partial Conversion" then Column BA (AMOUNT) only will be converted based on selected currency (Column L) and Column BB (TAXES) value (INR) will be added to the converted values.
Note on K752: gepadmin: 1. If you choose "Full Conversion" then Column BA (AMOUNT) and Column BB (TAXES) BOTH values will be convert based on selected Currency in (Column L). 2. If you choose "Partial Conversion" then Column BA (AMOUNT) only will be converted based on selected currency (Column L) and Column BB (TAXES) value (INR) will be added to the converted values.
Note on K753: gepadmin: 1. If you choose "Full Conversion" then Column BA (AMOUNT) and Column BB (TAXES) BOTH values will be convert based on selected Currency in (Column L). 2. If you choose "Partial Conversion" then Column BA (AMOUNT) only will be converted based on selected currency (Column L) and Column BB (TAXES) value (INR) will be added to the converted values.
Note on K754: gepadmin: 1. If you choose "Full Conversion" then Column BA (AMOUNT) and Column BB (TAXES) BOTH values will be convert based on selected Currency in (Column L). 2. If you choose "Partial Conversion" then Column BA (AMOUNT) only will be converted based on selected currency (Column L) and Column BB (TAXES) value (INR) will be added to the converted values.
Note on K755: gepadmin: 1. If you choose "Full Conversion" then Column BA (AMOUNT) and Column BB (TAXES) BOTH values will be convert based on selected Currency in (Column L). 2. If you choose "Partial Conversion" then Column BA (AMOUNT) only will be converted based on selected currency (Column L) and Column BB (TAXES) value (INR) will be added to the converted values.
Note on K756: gepadmin: 1. If you choose "Full Conversion" then Column BA (AMOUNT) and Column BB (TAXES) BOTH values will be convert based on selected Currency in (Column L). 2. If you choose "Partial Conversion" then Column BA (AMOUNT) only will be converted based on selected currency (Column L) and Column BB (TAXES) value (INR) will be added to the converted values.
Note on K757: gepadmin: 1. If you choose "Full Conversion" then Column BA (AMOUNT) and Column BB (TAXES) BOTH values will be convert based on selected Currency in (Column L). 2. If you choose "Partial Conversion" then Column BA (AMOUNT) only will be converted based on selected currency (Column L) and Column BB (TAXES) value (INR) will be added to the converted values.
Note on K758: gepadmin: 1. If you choose "Full Conversion" then Column BA (AMOUNT) and Column BB (TAXES) BOTH values will be convert based on selected Currency in (Column L). 2. If you choose "Partial Conversion" then Column BA (AMOUNT) only will be converted based on selected currency (Column L) and Column BB (TAXES) value (INR) will be added to the converted values.
Note on K759: gepadmin: 1. If you choose "Full Conversion" then Column BA (AMOUNT) and Column BB (TAXES) BOTH values will be convert based on selected Currency in (Column L). 2. If you choose "Partial Conversion" then Column BA (AMOUNT) only will be converted based on selected currency (Column L) and Column BB (TAXES) value (INR) will be added to the converted values.
Note on K760: gepadmin: 1. If you choose "Full Conversion" then Column BA (AMOUNT) and Column BB (TAXES) BOTH values will be convert based on selected Currency in (Column L). 2. If you choose "Partial Conversion" then Column BA (AMOUNT) only will be converted based on selected currency (Column L) and Column BB (TAXES) value (INR) will be added to the converted values.
Note on K761: gepadmin: 1. If you choose "Full Conversion" then Column BA (AMOUNT) and Column BB (TAXES) BOTH values will be convert based on selected Currency in (Column L). 2. If you choose "Partial Conversion" then Column BA (AMOUNT) only will be converted based on selected currency (Column L) and Column BB (TAXES) value (INR) will be added to the converted values.
Note on K762: gepadmin: 1. If you choose "Full Conversion" then Column BA (AMOUNT) and Column BB (TAXES) BOTH values will be convert based on selected Currency in (Column L). 2. If you choose "Partial Conversion" then Column BA (AMOUNT) only will be converted based on selected currency (Column L) and Column BB (TAXES) value (INR) will be added to the converted values.
Note on K763: gepadmin: 1. If you choose "Full Conversion" then Column BA (AMOUNT) and Column BB (TAXES) BOTH values will be convert based on selected Currency in (Column L). 2. If you choose "Partial Conversion" then Column BA (AMOUNT) only will be converted based on selected currency (Column L) and Column BB (TAXES) value (INR) will be added to the converted values.
Note on K764: gepadmin: 1. If you choose "Full Conversion" then Column BA (AMOUNT) and Column BB (TAXES) BOTH values will be convert based on selected Currency in (Column L). 2. If you choose "Partial Conversion" then Column BA (AMOUNT) only will be converted based on selected currency (Column L) and Column BB (TAXES) value (INR) will be added to the converted values.
Note on K765: gepadmin: 1. If you choose "Full Conversion" then Column BA (AMOUNT) and Column BB (TAXES) BOTH values will be convert based on selected Currency in (Column L). 2. If you choose "Partial Conversion" then Column BA (AMOUNT) only will be converted based on selected currency (Column L) and Column BB (TAXES) value (INR) will be added to the converted values.
Note on K766: gepadmin: 1. If you choose "Full Conversion" then Column BA (AMOUNT) and Column BB (TAXES) BOTH values will be convert based on selected Currency in (Column L). 2. If you choose "Partial Conversion" then Column BA (AMOUNT) only will be converted based on selected currency (Column L) and Column BB (TAXES) value (INR) will be added to the converted values.
Note on K767: gepadmin: 1. If you choose "Full Conversion" then Column BA (AMOUNT) and Column BB (TAXES) BOTH values will be convert based on selected Currency in (Column L). 2. If you choose "Partial Conversion" then Column BA (AMOUNT) only will be converted based on selected currency (Column L) and Column BB (TAXES) value (INR) will be added to the converted values.
Note on K768: gepadmin: 1. If you choose "Full Conversion" then Column BA (AMOUNT) and Column BB (TAXES) BOTH values will be convert based on selected Currency in (Column L). 2. If you choose "Partial Conversion" then Column BA (AMOUNT) only will be converted based on selected currency (Column L) and Column BB (TAXES) value (INR) will be added to the converted values.
Note on K769: gepadmin: 1. If you choose "Full Conversion" then Column BA (AMOUNT) and Column BB (TAXES) BOTH values will be convert based on selected Currency in (Column L). 2. If you choose "Partial Conversion" then Column BA (AMOUNT) only will be converted based on selected currency (Column L) and Column BB (TAXES) value (INR) will be added to the converted values.
Note on K770: gepadmin: 1. If you choose "Full Conversion" then Column BA (AMOUNT) and Column BB (TAXES) BOTH values will be convert based on selected Currency in (Column L). 2. If you choose "Partial Conversion" then Column BA (AMOUNT) only will be converted based on selected currency (Column L) and Column BB (TAXES) value (INR) will be added to the converted values.
Note on K771: gepadmin: 1. If you choose "Full Conversion" then Column BA (AMOUNT) and Column BB (TAXES) BOTH values will be convert based on selected Currency in (Column L). 2. If you choose "Partial Conversion" then Column BA (AMOUNT) only will be converted based on selected currency (Column L) and Column BB (TAXES) value (INR) will be added to the converted values.
Validate
Print
Help

## Macros
Please Enable Macros to View BoQ information