## BoQ1 (hidden)
Percentage BoQ
BoQ_Ver3.0 | Percentage | Normal | INR Only | INR
Select, At Par, Excess (+), Less (-) |  | IOCL
Tender Inviting Authority: Superintending Engineer, IWD IIT Kanpur.
Name of Work: Construction of 1000 TR Water Cooled Central AC plant for Data Centre under NSM-II (2 nos. Screw Chillers each of capacity 500 TR) near IWD AC plant, IIT Kanpur.
Contract No: 04/AC/EE/2025 dated 25.04.2025
Name of the Bidder/ Bidding Firm / Company :
PRICE SCHEDULE (This BOQ template must not be modified/replaced by the bidder and the same should be uploaded after filling the relevent columns, else the bidder is liable to be rejected for this tender. Bidders are allowed to enter the Bidder Name and Values only )
NUMBER # | TEXT # | TEXT # | NUMBER # | TEXT # | NUMBER | NUMBER | TEXT | TEXT # | NUMBER # | TEXT# | TEXT # | NUMBER # | NUMBER | NUMBER | NUMBER | NUMBER | TEXT | TEXT | NUMBER | NUMBER | NUMBER | NUMBER | TEXT | TEXT | NUMBER | NUMBER | NUMBER | NUMBER | TEXT | TEXT | NUMBER | NUMBER | NUMBER | NUMBER | TEXT | TEXT | NUMBER | NUMBER | NUMBER | NUMBER | TEXT | TEXT | NUMBER | NUMBER | NUMBER # | NUMBER # | TEXT | TEXT | NUMBER # | NUMBER # | DATE | NUMBER # | NUMBER # | TEXT #
Sl. No. | Item Description | Item Code / Make | Quantity | Units | Estimated Rate in Rs. P |  |  | Addition / Deduction | Addition / Deduction Values | Currency Convertion against each Item | Quoted Currency in INR / Other Currency | BASIC RATE In Figures To be entered by the Bidder Rs. P | Excise Duty | VAT | Freight Charges ( Unloading & Stacking) | Any Other Taxes/Duties/Levies |  |  | Other Taxes 2 | IIIrd Party i.e DGS&D / RITES etc Inspection Charges @0.34%+Service Tax | Less for Cenvat Credit,if any respect of Supplies Under full Excise Duty Category | [30 empty] | TOTAL AMOUNT Without Taxes in Rs. P | TOTAL AMOUNT With Taxes | TOTAL AMOUNT In Words
1 | 2 | 3 | 3 | 4 | 5 | 7 | 8 | 9 | 10 | 11 | 12 | 13 | 14 | 15 | 16 | 17 | 18 | 19 | 20 | 21 | 22 | 23 | 24 | 25 | 26 | 27 | 28 | 29 | 30 | 31 | 32 | 33 | 34 | 35 | 36 | 37 | 38 | 39 | 40 | 41 | 42 | 43 | 44 | 45 | 46 | 47 | 48 | 49 | 50 | 51 | 52 | 6 | 54 | 7
1 | 500 TR VFD DRIVEN WATER COOLED SCREW CHILLER (SUITABLE AND COMPATIBLE FOR PRIMARY AND SECONDARY VARIABLE SYSTEM) | Item1 | [52 empty] | 1 | Construction of chamber for 100mm sluices valve | item1 | 10 | 1 Nos
2 | Supply, Installation, Testing and Commissioning including Transportation, Loading & unloading of AHRI/Eurovent certified water cooled mono/twin-Screw Chillers with necessary unit fitted VFD, Minimum capacity of chiller at duty condition shall be 500 TR, water cooled chilling units of capacity as mentioned below complete with single /multiple compressor, semi - hermetic compressors , energy efficient motor suitable for 415 +/- 10 % volt , 50 ±5% cycle , combined power supply variation of ±10%, 3 Phase AC supply, suitable for operation on refrigerant R-134a comprising of shell & tube flooded/falling type insulated & ASME-U Stamped chiller & condenser with descaling drain valves, automatic and safety controls mounted in central micro-processor based console panel, coloured & graphical display, Compatible for integration with Chiller Plant Manager / Optimizer as well as with BMS system with BMS card etc. Along with thermal insulations, anti vibration pads, flow switch at chiller & condenser and required accessories, integral refrigerant piping and wiring, factory fitted unit mounted VFD. Automatic and safety controls mounted in central micro-processor based console panel, machine mounted panel, incomer switchgear with terminations box having copper bus duct suitable for electrical termination with aluminium conductors, earth terminations and all mounted on a steel frame etc., VFD with power isolator, with ammeter with CTs, overload protection ,under voltage protection, protection against phase reversal & independent single phase preventers etc. complete as per specifications and drawings. The chiller should be able to run at condenser inlet temperature of 40 degC and the software selection report has to be submitted for the same. Weather Protection / Corrosion Protection Coating on refrigerant piping, drive sets, interlocking of safety switches (e.g. thermostat, HP/LP, Oil safety switch, water flow switches), control wiring with flexible conduit from unit to switches. The compressor shall have mechanism for stable operation at part loads, complete as required, inter connecting refrigerant piping with fully charged refrigerant and compressor oil as per specifications. The chiller should be with environmental friendly refrigerant including RCC foundation of chillers as per OEM recommendation Inclusive of testing of Chilling machine equipment shall be tested in factory at design conditions stipulated in tender for points 25%, 50%, 75% and 100% at constant condenser inlet, with test report. Chiller make, CPM make and compressor make shall be same as chiller OEM make. The chiller shall be provided with oil separator for minimum oil carryover and part load operation. | item2 | [52 empty] | 1.01 | Supplying, Conveying and fixing spls. Including eart | item1 | 123.223 | Nos
3 | Refrigerant - Environment friendly refrigerant with CFC free | item3 | [52 empty] | 1.02 | Construction of chamber for 100mm sluice plates | item2 | 213 | Nos
4 | Evaporator (Insulated) | item4 | [52 empty] | 2 | Construction of chamber for 100mm sluices valve | item3 | 10 | Nos
5 | Flow rate in evaporator-1200USGPM | Item5 | [52 empty] | 3 | Supplying, Conveying and fixing spls. Including ea | item4 | 10 | Nos
6 | CHW inlet - 12.2 Deg.C | Item6 | [52 empty] | 1.01 | Supplying, Conveying and fixing spls. Including eart | item1 | 123.223 | Nos
7 | CHW Outlet - 6.6 Deg.C | Item7 | [52 empty] | 1.02 | Construction of chamber for 100mm sluice plates | item2 | 213 | Nos
8 | FOULING FACTOR 0.0005 (British Unit) | Item8 | [52 empty] | 2 | Construction of chamber for 100mm sluices valve | item3 | 10 | Nos
9 | CHILLED WATER PRESSURE DROP 20 FT OF WATER (Max..) | Item9 | [52 empty] | 3 | Supplying, Conveying and fixing spls. Including ea | item4 | 10 | Nos
10 | CDW inlet - 32 Deg.C | Item10 | [52 empty] | 1.01 | Supplying, Conveying and fixing spls. Including eart | item1 | 123.223 | Nos
11 | CDW Outlet - 37 Deg.C | Item11 | [52 empty] | 1.02 | Construction of chamber for 100mm sluice plates | item2 | 213 | Nos
12 | Condenser flow rate-1500 USGPM | Item12 | [52 empty] | 2 | Construction of chamber for 100mm sluices valve | item3 | 10 | Nos
13 | Condenser FOULING FACTOR 0.001 (British Unit) | Item13 | [52 empty] | 1.01 | Supplying, Conveying and fixing spls. Including eart | item1 | 123.223 | Nos
14 | CONDENSER WATER PRESSURE DROP 25 FT OF WATER (Max..) | Item14 | [52 empty] | 1.02 | Construction of chamber for 100mm sluice plates | item2 | 213 | Nos
15 | AMBIENT WET BULB TEMPERATURE @ 85.8 F MONSOON | Item15 | [52 empty] | 2 | Construction of chamber for 100mm sluices valve | item3 | 10 | Nos
16 | COP at full load should not be less than 5.8 at AHRI Condition | Item16 | [52 empty] | 3 | Supplying, Conveying and fixing spls. Including ea | item4 | 10 | Nos
17 | IKW/TR at design condition | Item19 | [52 empty] | 3 | Supplying, Conveying and fixing spls. Including ea | item4 | 10 | Nos
18 | The Chiller should be either 4 or higher star labeled as per latest BEE standard | Item20 | [52 empty] | 1.01 | Supplying, Conveying and fixing spls. Including eart | item1 | 123.223 | Nos
19 | SITC of 500 TR WATER COOLED SCREW CHILLER as above | Item21 | 2 | Nos. | 9980171 |  |  | Excess(+) | 1 | Full Conversion | INR | [40 empty] | #VALUE! | #VALUE! | #VALUE! | 1.02 | Construction of chamber for 100mm sluice plates | item2 | 213 | Nos
20 | Note: 2 years of defect liability period of above Chiller after commissioning of the system ( warranty certificate required from OEM). | Item22 | [52 empty] | 2 | Construction of chamber for 100mm sluices valve | item3 | 10 | Nos
21 | CHILLER PLANT MANAGER ( CPM) AS DESCRIBED BELOW: | Item23 | [52 empty] | 3 | Supplying, Conveying and fixing spls. Including ea | item4 | 10 | Nos
22 | Design, Supply, installation, testing & commissioning of CHILLER PLANT MANAGER (CPM) in 16G powder coated, lockable sheet steel enclosure. It must combine Bacnet listed 32 bit IP based Supervisory controllers, IO CARDS (with accessories like Transformer, MCB, internal wiring and Relays with bases), Bacnet listed 32 bit IP based DDC/IOM controllers for equipment control along with Chiller plant Manager software and logic. It should be capable to monitor, operate and generate reports. It should possess 2 tier architecture combination of hardware and Software and also must include advance graphics for easy storage (min. 12 months) and report generation. (A) Multi user with simultaneous minimum Two user login facility, (B) Shall be browsed by Microsoft Internet Explorer / Netscape Navigator, (D) BTL certified, UL listed (E) Web engine should be 32bit configuration, (F) Should have inbuilt display and capacitive touch screen to operate. (G) Functionally able to act as a DDC controller also apart from Supervisory controller function, (H) Web engine should support ASHRAE standard BACnet IP protocol, Proprietary Protocol shall not be accepted. Interface for software integration on Chiller on BACnet MS/TP protocol. (I) Web engine should support integration of third party protocol (eg MODbus-RTU) seamlessly without adding additional hardware. (J) Web engine should support DHCP function for IP addressing | Item24 | [52 empty] | 1.01 | Supplying, Conveying and fixing spls. Including eart | item1 | 123.223 | Nos
23 | Work station/ Central computer: Central computer (core i7, latest generation industrial model) with 40" LED monitor, latest windows licensed software, min. 16 GB RAM, 1TB hard disk, etc. Computer shall have all the required software for CPM functioning and shall complete with monitoring and control functions,. | Item25 | [52 empty] | 1.02 | Construction of chamber for 100mm sluice plates | item2 | 213 | Nos
24 | Chillers start and stop operation. | Item26 | [52 empty] | 2 | Construction of chamber for 100mm sluices valve | item3 | 10 | Nos
25 | Chillers auto sequencing & Cascading etc. | Item27 | [52 empty] | 1.01 | Supplying, Conveying and fixing spls. Including eart | item1 | 123.223 | Nos
26 | Auto start and stop of condenser water pumps-3Nos | Item28 | [52 empty] | 1.02 | Construction of chamber for 100mm sluice plates | item2 | 213 | Nos
27 | Auto start and stop of cooling towers-3Nos, twin Cell i.e. 6 Nos | Item29 | [52 empty] | 2 | Construction of chamber for 100mm sluices valve | item3 | 10 | Nos
28 | Auto start and stop of primary chilled water pumps-3Nos | Item30 | [52 empty] | 1.02 | Construction of chamber for 100mm sluice plates | item2 | 213 | Nos
29 | Auto start and stop of condenser makeup water pump-2 nos, with in tank level sensor | Item31 | [52 empty] | 2 | Construction of chamber for 100mm sluices valve | item3 | 10 | Nos
30 | Auto start, stop and modulation of Secondary variable chilled water pumps-3Nos | Item32 | [52 empty] | 3 | Supplying, Conveying and fixing spls. Including ea | item4 | 10 | Nos
31 | On and off operation of motorized butterfly valves at chiller outlet, at condenser outlet and at cooling tower inlet,& Stand by chiller header tapping | Item33 | [52 empty] | 1.01 | Supplying, Conveying and fixing spls. Including eart | item1 | 123.223 | Nos
32 | Having capability for Software integration with primary and secondary variable chilled water pumps panel. | Item34 | [52 empty] | 1.02 | Construction of chamber for 100mm sluice plates | item2 | 213 | Nos
33 | Energy analytics capability, and able to generate energy consumption report for pumps, cooling towers, chillers etc., running hours for all connected equipments i.e.. chiller, pumps & Cooling towers, all field devices to show IKW/Tr for entire plant. | Item35 | [52 empty] | 2 | Construction of chamber for 100mm sluices valve | item3 | 10 | Nos
34 | Having capability to interface with 3rd party BMS system over Bacnet / IP | Item36 | [52 empty] | 3 | Supplying, Conveying and fixing spls. Including ea | item4 | 10 | Nos
35 | Having capability to monitor, operate and generate reports. | Item37 | [52 empty] | 1.01 | Supplying, Conveying and fixing spls. Including eart | item1 | 123.223 | Nos
36 | Temp Sensor at inlet and outlet of main header of evaporator and condenser line and at makeup water sump, flow meter at chiller header, Differential pressure sensor, water pressure sensor, current relay, common Ambient T+Rh sensor # 1 no. qty, Ph and TDS sensor for condenser water storage tank-1No etc are in scope of CPM | Item38 | [52 empty] | 1.02 | Construction of chamber for 100mm sluice plates | item2 | 213 | Nos
37 | Chiller Plant Manager as described above and suitable for 10% additional points over the required IO summary | Item39 | [52 empty] | 2 | Construction of chamber for 100mm sluices valve | item3 | 10 | Nos
38 | Chiller Operational Configuration provision:- - 500 TR - Screw Chiller - 2 Working + 1SB (Initially 1 Working +1 standby provision shall be made functional) | Item40 | [52 empty] | 1.01 | Supplying, Conveying and fixing spls. Including eart | item1 | 123.223 | Nos
39 | Note : ALL necessary required field devices for chiller required to function shall be in the scope of Chiller vendor, however Temperature Sensors for common headers of evaporator, condenser supply and return side, flow meter on common chiller header, common Ambient T+Rh sensor, Ph and TDS sensor for condenser water storage tank, shall be inclusive of CPM cost. | Item41 | [52 empty] | 1.02 | Construction of chamber for 100mm sluice plates | item2 | 213 | Nos
40 | CPM Software: GUI software shall be installed on a workstation which will also be include in the CPM price which shall allow user to create customized reports and graphs by selecting any particular format (line, pi chart, bar chart etc) and selecting single or multiple parameters . | Item42 | [52 empty] | 2 | Construction of chamber for 100mm sluices valve | item3 | 10 | Nos
41 | SITC of CPM (CPM shall be chiller OEM/approved make complete with all sensor, software, hardware etc.) complete as above | Item43 | 1 | Set | 1955011 |  |  | Excess(+) | 1 | Full Conversion | INR | [40 empty] | #VALUE! | #VALUE! | #VALUE! | 3 | Supplying, Conveying and fixing spls. Including ea | item4 | 10 | Nos
42 | Note:- 2 years of defect liability period of above CPM after commissioning of the system ( warranty certificate required from OEM ). | Item44 | [52 empty] | 1.02 | Construction of chamber for 100mm sluice plates | item2 | 213 | Nos
43 | Induced Draft Type Twin Cell Cooling Tower-CTI Certified | Item45 | [52 empty] | 2 | Construction of chamber for 100mm sluices valve | item3 | 10 | Nos
44 | Supply, Installation, Testing and Commissioning of FRP type induced draft cooling towers with sump and steel ladder complete with, direct driven IE-03, TEFC squirrel cage high efficiency induction motor, suitable for outdoor installation with necessary protection and upvc fills as per the specifications, all SS nut-bolts and fan-hub, The cooling tower shall be suitable for 500 TR Screw Chillers (650 TR Cooling tower capacity) comprising of twin cell each of capacity 325 TR . The cooling tower fan shall be suitable for operation on 415±10% Volts, 50 Hz, 3 Phase AC power supply. Each cell Heat rejection capacity should be minimum 3900000 BTUs/hr. The cooling tower motor shall be from the approved motor make only. All the vertical & horizontal supports/hangers hardware sections shall be GI type with epoxy painted. Cooling Tower with duty conditions not restricted to the following:. The FRP panels and casing shall be minimum 5 mm thick using unsaturated polyester resin with UV protected gel coat. The tower fills shall be UV protected high efficiency low clog uPVC virgin PVC type. The vibration isolators is also included in the scope of cooling towers. The rate includes all the pre-epoxy coated MS GI supporting structure ,base frames I beam/C Channel, angles and channels for successful commissioning of the cooling tower as per specification. | Item46 | [52 empty] | 3 | Supplying, Conveying and fixing spls. Including ea | item4 | 10 | Nos
45 | a. Max. wet bulb temperature : 83 F (28.3C) | Item47 | [52 empty] | 1.01 | Supplying, Conveying and fixing spls. Including eart | item1 | 123.223 | Nos
46 | b. Temperature of water | Item48 | [52 empty] | 1.02 | Construction of chamber for 100mm sluice plates | item2 | 213 | Nos
47 | entering cooling tower : 100 F (37.7 C) | Item49 | [52 empty] | 2 | Construction of chamber for 100mm sluices valve | item3 | 10 | Nos
48 | c. Temperature of water | Item50 | [52 empty] | 3 | Supplying, Conveying and fixing spls. Including ea | item4 | 10 | Nos
49 | leaving cooling tower : 90 F (32.2 C) | Item51 | [52 empty] | 1.01 | Supplying, Conveying and fixing spls. Including eart | item1 | 123.223 | Nos
50 | d. Water flow rate per tower : 1500 USGPM | Item52 | [52 empty] | 1.02 | Construction of chamber for 100mm sluice plates | item2 | 213 | Nos
51 | e. Minimum efficiency of motors : 90% | Item53 | [52 empty] | 2 | Construction of chamber for 100mm sluices valve | item3 | 10 | Nos
52 | Twin cell cooling towers as described above. | Item54 | 3 | Nos. | 2134439 |  |  | Excess(+) | 1 | Full Conversion | INR | [40 empty] | #VALUE! | #VALUE! | #VALUE! | 1.01 | Supplying, Conveying and fixing spls. Including eart | item1 | 123.223 | Nos
53 | Note:- 2 years of defect liability period of above Tower after commissioning of the system ( warranty certificate required from OEM). | Item55 | [52 empty] | 1.02 | Construction of chamber for 100mm sluice plates | item2 | 213 | Nos
54 | CHILLED WATER PUMPSETS (PRIMARY) | Item56 | [52 empty] | 2 | Construction of chamber for 100mm sluices valve | item3 | 10 | Nos
55 | SITC of Horizontal End Suction, Centrifugal single stage, foot mounted volute type radial split casing, top discharge with back pull out design primary chilled water pumps set complete with, CI casing, Bronze impeller, SS shaft, mechanical seals and close coupled with sub shaft arrangement with electric motor for re-circulation of chilled water. The pump motor shall be TEFC squirrel cage induction motor having efficiency class IE3 (as per IS 12615) with class 'F' insulation, 1500 RPM synchronous speed, operating on 415 V +/- 10%, 3 phase, 50 Hz AC supply. The motor shall be non- overloading type. Pumps will be with performance characteristics as given below. The pump and motor shall be mounted on a common base plate. All external and exposed cast iron parts of pumps should have an epoxy-based coating made in a cathodic electro-deposition (CED) process. Pump set shall be complete with thermal insulation same as chilled water pipes, aluminium cladding at suction and discharge, necessary anti vibration pads, MS base plate, and all other accessories complete as required.Pump material and operating conditions are given here under, Min efficiency of pump 75%. All Pumps with Motor and base frame are factory assembled & Tested. Pumps with Suction Guide & With RCC foundation as per OEM Recommendation. | Item57 | [52 empty] | 3 | Supplying, Conveying and fixing spls. Including ea | item4 | 10 | Nos
56 | Chilled water pump (with insulation) | Item58 | [52 empty] | 1.02 | Construction of chamber for 100mm sluice plates | item2 | 213 | Nos
57 | Chilled Water flow rate : 1200 USGPM | Item59 | [52 empty] | 2 | Construction of chamber for 100mm sluices valve | item3 | 10 | Nos
58 | Head : 15M | Item60 | [52 empty] | 3 | Supplying, Conveying and fixing spls. Including ea | item4 | 10 | Nos
59 | Permissible Speed : 1500 RPM | Item61 | [52 empty] | 1.01 | Supplying, Conveying and fixing spls. Including eart | item1 | 123.223 | Nos
60 | Motor Rating : 18.5 KW | Item62 | [52 empty] | 1.02 | Construction of chamber for 100mm sluice plates | item2 | 213 | Nos
61 | Pumps as Above | Item63 | 3 | Nos. | 580294 |  |  | Excess(+) | 1 | Full Conversion | INR | [40 empty] | #VALUE! | #VALUE! | #VALUE! | 2 | Construction of chamber for 100mm sluices valve | item3 | 10 | Nos
62 | Note:- 2 years of defect liability period of above after commissioning of the system ( warranty certificate required from OEM ). | Item64 | [52 empty] | 3 | Supplying, Conveying and fixing spls. Including ea | item4 | 10 | Nos
63 | DESCRIPTION OF VARIABLE SPEED SECONDARY PUMPING SYSTEM: | Item65 | [52 empty] | 1.01 | Supplying, Conveying and fixing spls. Including eart | item1 | 123.223 | Nos
64 | SITC of Horizontal End Suction, Centrifugal single stage, foot mounted volute type radial split casing, top discharge with back pull out design primary chilled water pumps set complete with, CI casing, Bronze impeller, SS shaft, mechanical seals and close coupled with sub shaft arrangement with electric motor for re-circulation of chilled water. The pump motor shall be TEFC squirrel cage induction motor having efficiency class IE3 (as per IS 12615) with class 'F' insulation, 1500 RPM synchronous speed, operating on 415 V +/- 10%, 3 phase, 50 Hz AC supply. The motor shall be non- overloading type. Pumps will be with performance characteristics as given below. The pump and motor shall be mounted on a common base plate. All external and exposed cast iron parts of pumps should have an epoxy-based coating made in a cathodic electro-deposition (CED) process. Pump set shall be complete with thermal insulation same as chilled water pipes, aluminium cladding at suction and discharge, necessary anti vibration pads, MS base plate, and all other accessories complete as required.Pump material and operating conditions are given here under, Min efficiency of pump 75%. All Pumps with Motor and base frame are factory assembled & Tested. Pumps with Suction Guide & With RCC foundation as per OEM Recommendation. | Item66 | [52 empty] | 1.02 | Construction of chamber for 100mm sluice plates | item2 | 213 | Nos
65 | PLC:-Dedicated micro processor based pump logic controller of PUMP OEM make UL listed (with DPT sensor/transmitter) suitably interfaced with other system components, hand / auto macro designed for pumping application,1 no. dedicated microprocessor based pump logic controller including VFD-Danfoss /equivalent for above pumps, parallel pumping software duly downloaded, single/multiple differential pressure sensor /transmitters as per the site requirement, interfacing amongst all components and compatibility of I/O signals etc complete with other accessories as required. Multi Pump Controller shall be listed by and bear the label of Underwriter’s Laboratory Inc (UL). Pump logic controller inbuilt with Variable frequency drives are not accepted. Logic controller should be external to the drives used in the system. Multi Pump Controller shall have programs to safeguard the system against the following conditions Pump flow surges, System Hunting, End of curve protection. Multi Pump Controller shall have program function to accept the pump curve data for optimizing the system performance in terms of energy consumption. Multi Pump Controller shall be capable of controlling up to Five pumps in parallel, and have a display screen size of minimum 320 pixels x 240 pixels VGA display with backlight. The entire system along with secondary pumps to be sourced | Item67 | [52 empty] | 2 | Construction of chamber for 100mm sluices valve | item3 | 10 | Nos
66 | Necessary factory test certificates for entire system shall be submitted along with the equipment. System shall be BMS compatible with open protocol communication port, so that complete data can be transported to remote IBMS console. Vendor to include cost of panel/enclosure to house the VFDs (if supplied separately) and logic controller with necessary set of ON/OFF indicating lights, input MCCBs and adequate arrangement of ventilation including all related control/communication wiring between logic controller,VFDs and differential pressure sensors. And the system will run on differential pressure transmitter hence 1 nos of DPT's shall be required with the system. Temperature transmitters for Variable secondary pumps with suitable thermo wells. | Item68 | [52 empty] | 1.01 | Supplying, Conveying and fixing spls. Including eart | item1 | 123.223 | Nos
67 | Water flow rate : 1200 USGPM | Item69 | [52 empty] | 1.02 | Construction of chamber for 100mm sluice plates | item2 | 213 | Nos
68 | Head : 25 M | Item70 | [52 empty] | 2 | Construction of chamber for 100mm sluices valve | item3 | 10 | Nos
69 | Permissible Speed : 1500 RPM | Item71 | [52 empty] | 3 | Supplying, Conveying and fixing spls. Including ea | item4 | 10 | Nos
70 | Motor Rating : 30 KW | Item72 | [52 empty] | 1.02 | Construction of chamber for 100mm sluice plates | item2 | 213 | Nos
71 | Pump Logic controller | Item73 | [52 empty] | 2 | Construction of chamber for 100mm sluices valve | item3 | 10 | Nos
72 | VFD | Item74 | [52 empty] | 3 | Supplying, Conveying and fixing spls. Including ea | item4 | 10 | Nos
73 | 1200 USGPM flow at 25 Mt -3 Nos.(2W+1S) with VFD, PLC and all sensor as above. | Item75 | 1 | Set | 3668776 |  |  | Excess(+) | 1 | Full Conversion | INR | [40 empty] | #VALUE! | #VALUE! | #VALUE! | 1.01 | Supplying, Conveying and fixing spls. Including eart | item1 | 123.223 | Nos
74 | Note:- 2 years of defect liability period of above Pumps after commissioning of the system ( warranty certificate required from OEM). | Item76 | [52 empty] | 1.02 | Construction of chamber for 100mm sluice plates | item2 | 213 | Nos
75 | CONDENSER WATER PUMP SETS | Item77 | [52 empty] | 2 | Construction of chamber for 100mm sluices valve | item3 | 10 | Nos
76 | SITC of Horizontal End Suction, Centrifugal single stage, foot mounted volute type radial split casing, top discharge with back pull out design primary chilled water pumps set complete with, CI casing, Bronze/SS impeller, SS shaft, mechanical seals and close/long coupled with electric motor for re-circulation of chilled water. The pump motor shall be TEFC squirrel cage induction motor having efficiency class IE3 (as per IS 12615) with class 'F' insulation, 1500 RPM synchronous speed, operating on 415 V +/- 10%, 3 phase, 50 Hz AC supply. The motor shall be non- overloading type. Pumps will be with performance characteristics as given below. The pump and motor shall be mounted on a common base plate. All external and exposed cast iron parts of pumps should have an epoxy-based coating made in a cathodic electro-deposition (CED) process. Pump set shall be complete with thermal insulation same as chilled water pipes, aluminium cladding at suction and discharge, necessary anti vibration pads, MS base plate, and all other accessories complete as required.Pump material and operating conditions are given here under, Min efficiency of pump 85%. All Pumps with Motor and base frame are factory assembled & Tested. Pumps with Suction Guide & With RCC foundation as per OEM Recommendation. | Item78 | [52 empty] | 3 | Supplying, Conveying and fixing spls. Including ea | item4 | 10 | Nos
77 | Condenser water pump | Item79 | [52 empty] | 1.01 | Supplying, Conveying and fixing spls. Including eart | item1 | 123.223 | Nos
78 | Condenser Water flow rate : 1500 USGPM (6064 LPM) | Item80 | [52 empty] | 1.02 | Construction of chamber for 100mm sluice plates | item2 | 213 | Nos
79 | Head : 22 M | Item81 | [52 empty] | 2 | Construction of chamber for 100mm sluices valve | item3 | 10 | Nos
80 | Permissible Speed : 1500RPM | Item82 | [52 empty] | 1.01 | Supplying, Conveying and fixing spls. Including eart | item1 | 123.223 | Nos
81 | Motor Rating : 30 KW | Item83 | [52 empty] | 1.02 | Construction of chamber for 100mm sluice plates | item2 | 213 | Nos
82 | End suction pumps as described above | Item84 | 3 | Nos | 970118 |  |  | Excess(+) | 1 | Full Conversion | INR | [40 empty] | #VALUE! | #VALUE! | #VALUE! | 2 | Construction of chamber for 100mm sluices valve | item3 | 10 | Nos
83 | Note:- 2 years of defect liability period of above Pump ( warranty certificate required from OEM after commissioning of the system). | Item85 | [52 empty] | 1.02 | Construction of chamber for 100mm sluice plates | item2 | 213 | Nos
84 | Fan Coil Unit | Item86 | [52 empty] | 2 | Construction of chamber for 100mm sluices valve | item3 | 10 | Nos
85 | Supply, installation, testing & commissioning of fan coil units ceiling suspended type FCU. The unit shall be complete with insulated enclosure, drain tray, comprising of blower, 3 speed motor with fan speed controller, 2/3 row coil section, washable filter , brass flair fitting for copper pipe connection, i/c. all necessary support /hangers, vibration isolators etc. complete as reqd. | Item87 | [52 empty] | 3 | Supplying, Conveying and fixing spls. Including ea | item4 | 10 | Nos
86 | 2 TR | Item88 | 3 | Nos | 47667 |  |  | Excess(+) | 1 | Full Conversion | INR | [40 empty] | #VALUE! | #VALUE! | #VALUE! | 1.01 | Supplying, Conveying and fixing spls. Including eart | item1 | 123.223 | Nos
87 | Supply, Installation, Testing and Commissioning of digital Thermostat Temperature Controller with LCD Display, three speed Thermo regulator for FCU. Thermostat shall be provided with necessary sensors and transmitters complete with control wiring in all respect as required and as per specs. Thermostat shall be fixed in the suitable location. | Item89 | 3 | Nos | 4614 |  |  | Excess(+) | 1 | Full Conversion | INR | [40 empty] | #VALUE! | #VALUE! | #VALUE! | 1.02 | Construction of chamber for 100mm sluice plates | item2 | 213 | Nos
88 | Supply & fixing of copper piping 3/8" or 1/4" with 19 mm thick nitral insulation on surface / recessed with flair nut, clamps etc. complete as reqd. | Item90 | 10 | Mtrs | 725 |  |  | Excess(+) | 1 | Full Conversion | INR | [40 empty] | #VALUE! | #VALUE! | #VALUE! | 2 | Construction of chamber for 100mm sluices valve | item3 | 10 | Nos
89 | Supplying, fixing, testing and commissioning of brass ball valve with Y-strainer of following size with compatible to proportioning Copper/MS pipe i/c all necessary support /hangers, including old dismantling if any complete as reqd. | Item91 | [52 empty] | 3 | Supplying, Conveying and fixing spls. Including ea | item4 | 10 | Nos
90 | 25 mm | Item92 | 3 | Nos. | 804 |  |  | Excess(+) | 1 | Full Conversion | INR | [40 empty] | #VALUE! | #VALUE! | #VALUE! | 1.01 | Supplying, Conveying and fixing spls. Including eart | item1 | 123.223 | Nos
91 | CLOSED EXPANSION TANKS (WITH BUILT-IN DEGASSER, AUTOMATIC PRESSURISATION AND AIR SEPARATOR) | Item93 | [52 empty] | 1.02 | Construction of chamber for 100mm sluice plates | item2 | 213 | Nos
92 | Supply, Installation, Testing & Commissioning of automatic pressurization system with pressureless closed expansion tank complete with built in degasser, Twin make-up water pumps including one standby, Pump control unit with touch screen & with incorporated automatic water make-up, pressure switch, non-return valve, pressure gauges and necessary isolating valves. Closed Expansion Tanks shall be capable of acting as air separator as well as degassing air in the system. Tank shall be of MS construction duly insulated including connection with chilled water line grid, valves, electrical connection complete as per the specifications. The whole system duly tested from factory confirming to international standards PED-97/23/EC, IEE, EMC-2014/108/EC directives & should contain replaceable butyl bladder in accordance with DIN EN 13831. Expansion tanks shall be of following capacities: Total approximate system volume of 200000 ltr. at maximum ambient of 45 Deg C. The static height may be considered as 40 mtrs. The system shall consist of minimum following components & features: | Item94 | [52 empty] | 2 | Construction of chamber for 100mm sluices valve | item3 | 10 | Nos
93 | a) Twin Pressurization Unit c/w multistage pumps(orientation vertical/horizontal), Flow regulator valve, solenoid valve in spill lines, Safety relief valve, Pressure sensor, Pipe fittings c/w Controller & display. b)Pressureless Expansion Tank 2000 liters c/w high quality butyl rubber bladder, rupture sensor, weight sensor, coalescing pall rings for active de-aeration, drain cock and adjustable feet for height adjustment, as unit is subject to atmospheric pressure, tank pressure rating should be 5 bar. c) Flexible Connection: Flexible Connection must include a de-aeration sensor for signaling the controller to continue/stop the active de-aeration. d) Backflow Preventer c/w, water meter, ball valve and non-return valve, strainer/Particle filter/ and shut-off valve according to DIN 1988 and DIN EN 1717 in top up connection. e) Controller with IP 54 rating, display unit showing system content, system pressure and status of the main operating components in real-time. top up function, flood limiter/shut down function in event of serious leak. In case of any fault controller shall display the fault code and generate the alarm. Note:-The system pressure is monitored by a control unit with a microprocessor which has IP 54 protection and keeping the pressure within close tolerance limit of+/- 0.2 bar to the set pressure and capable to transfer complete operation information to BMS. With RCC foundation as per OEM Recommendation. | Item95 | [52 empty] | 1.01 | Supplying, Conveying and fixing spls. Including eart | item1 | 123.223 | Nos
94 | 2000 Liters | Item96 | 1 | No | 2661786 |  |  | Excess(+) | 1 | Full Conversion | INR | [40 empty] | #VALUE! | #VALUE! | #VALUE! | 1.02 | Construction of chamber for 100mm sluice plates | item2 | 213 | Nos
95 | Note:- 2 years of defect liability period of above Expansion Tank after commissioning of the system ( warranty certificate required from OEM ). | Item97 | [52 empty] | 2 | Construction of chamber for 100mm sluices valve | item3 | 10 | Nos
96 | Dirt Separator | Item98 | [52 empty] | 3 | Supplying, Conveying and fixing spls. Including ea | item4 | 10 | Nos
97 | Supply, Installation, Testing & Commissioning of Micro bubble dirt separator inline on the return water line located at the pump suction of Requiste Capacity at least 3600 USGPM water flow of size 400 mm, OEM Selected dia inlet outlet, Max Operating Pressure 16 Bar. The separator should be complete with MS Shell, high capacity Brass auto air vent, service valve, non return valve, butterfly valve connection, makeup water inlet, flanges, etc. Ball Valve shall be provided at bottom to drain the collected dirt particles. The separating media should be non clogging in nature. The dirt separator should be capable of removing dirt particles upto 4 micron to 5 micron size and have magnetic separation as well. The use of tube mesh and wire mesh made of copper or any metal is not permitted for separation purpose, wire mesh/tube increases the pressure drop and maintenance requirement. floating debris and scum shall be removed via a high level drain valve located at the shell top portion. Drain valve for removal of dirt. Heavier than water dirt particles shall be removed via a blow down valve on the base of the vessel whilst ferrous particles down to 4 µm shall be captured by a magnetic device(25 Neodymium Super magnets) in the lower part of the vessel. The pressure drop across the dirt separator should not be more than 0.5 bar. The separator should be in accordance with PED 2014/68/EU directives. Manufactured and designed In accordance with Pressure Equipment Directive 2014/68/EU. The cylindrical vessel shall be manufactured from welded steel. Material shall be EN/ISO: S235JR+N. Inlet and outlet of the unit shall be via horizontally-opposed, coaxial flanged connections in accordance with EN 1092-1 PN 10. | Item99 | 1 | No | 1655691 |  |  | Excess(+) | 1 | Full Conversion | INR | [40 empty] | #VALUE! | #VALUE! | #VALUE! | 1.02 | Construction of chamber for 100mm sluice plates | item2 | 213 | Nos
98 | Note:- 2 years of defect liability period of above Expansion Dirt separator commissioning of the system ( warranty certificate required from OEM ). | Item100 | [52 empty] | 2 | Construction of chamber for 100mm sluices valve | item3 | 10 | Nos
99 | CHILLED & CONDENSER WATER PIPING & VALVES | Item101 | [52 empty] | 3 | Supplying, Conveying and fixing spls. Including ea | item4 | 10 | Nos
100 | Supplying, laying/ fixing, testing and commissioning of following nominal sizes of chilled, of pre-insulated heavy MS pipe i/c accessories as bends , tees, reducers etc with homogeneneous rigid CFC-free polyurethane foam (PUF) insulation of relative thickness as per CPWD HVAC specification 2017 of min density 36 kg/Cum , 90% minimum closed cell content, and outer surface having cladded by watertight, corrosion protected and UV resistant HDPE pipe of relative thickness, having minimum compressive strength of 2.7 kg/sqcm, and thermal conductivity of0.02 W/mK etc complete as standard specification with all fitting as required. Note:- The Pipes of sizes 150mm & below shall be M.S. ‘C’ class as per IS : 1239 and pipes size above 150mm shall be welded black steel pipe heavy from minimum 8 mm thick M.S. Sheet for pipes upto 450 mm dia. The polyurethane insulation properties shall be in accordance with ASTM C1029, Type III. For pipe sizes 65 mm and larger, the insulation shall be applied by spraying the foam directly onto the pipe and extruding the HDPE jacket directly on top of the foam having wind-down end seal (water stop seal) of same jacket thk. Metal diffusion barrier shall be applied between the outer surface of the insulation and the jacketing material so as to eliminate the effect of reduced insulation properties to aging. The insulation shall be bonded to the service pipe & HDPE jacket and shall meet the shear strength requirement as per EN253. For pipe sizes up to and including 50 mm the insulation can be applied by injecting the polyurethane foam into the annulus between the service pipe and a pre-extruded HDPE casing. End seals/jacket combinations are to be certified by an independent testing laboratory at 20-foot head pressure for 48-hour test period to maintain a watertight seal. End seal certification (Type Test Report) shall be submitted for approval. | Item102 | [52 empty] | 1.01 | Supplying, Conveying and fixing spls. Including eart | item1 | 123.223 | Nos
101 | Pipe-80 mm, insulation thicknesss-43 mm, Jacket thickness-3 mm | Item103 | 6 | Mtr | 2991 |  |  | Excess(+) | 1 | Full Conversion | INR | [40 empty] | #VALUE! | #VALUE! | #VALUE! | 1.02 | Construction of chamber for 100mm sluice plates | item2 | 213 | Nos
102 | pipe-100 mm, insulation thicknesss-43 mm, Jacket thickness-3.2 mm | Item104 | 6 | Mtr | 3834 |  |  | Excess(+) | 1 | Full Conversion | INR | [40 empty] | #VALUE! | #VALUE! | #VALUE! | 2 | Construction of chamber for 100mm sluices valve | item3 | 10 | Nos
103 | pipe-125 mm, insulation thicknesss-43 mm, Jacket thickness-3.5 m | Item105 | 6 | Mtr | 4670 |  |  | Excess(+) | 1 | Full Conversion | INR | [40 empty] | #VALUE! | #VALUE! | #VALUE! | 3 | Supplying, Conveying and fixing spls. Including ea | item4 | 10 | Nos
104 | pipe-150 mm, insulation thicknesss-53 mm, Jacket thickness-4.4 mm | Item106 | 6 | Mtr | 5896 |  |  | Excess(+) | 1 | Full Conversion | INR | [40 empty] | #VALUE! | #VALUE! | #VALUE! | 1.01 | Supplying, Conveying and fixing spls. Including eart | item1 | 123.223 | Nos
105 | pipe-200 mm, insulation thicknesss-63 mm, Jacket thickness-5 mm | Item107 | 45 | Mtr | 10413 |  |  | Excess(+) | 1 | Full Conversion | INR | [40 empty] | #VALUE! | #VALUE! | #VALUE! | 1.02 | Construction of chamber for 100mm sluice plates | item2 | 213 | Nos
106 | pipe-250 mm, insulation thicknesss-63 mm, Jacket thickness-6.3 mm | Item108 | 30 | Mtr | 13095 |  |  | Excess(+) | 1 | Full Conversion | INR | [40 empty] | #VALUE! | #VALUE! | #VALUE! | 2 | Construction of chamber for 100mm sluices valve | item3 | 10 | Nos
107 | pipe-300 mm, insulation thicknesss-63 mm, Jacket thickness-7 mm | Item109 | 250 | Mtr | 15659 |  |  | Excess(+) | 1 | Full Conversion | INR | [40 empty] | #VALUE! | #VALUE! | #VALUE! | 1.01 | Supplying, Conveying and fixing spls. Including eart | item1 | 123.223 | Nos
108 | pipe-350 mm, insulation thicknesss-64 mm, Jacket thickness-7.8 mm | Item110 | 50 | Mtr | 17497 |  |  | Excess(+) | 1 | Full Conversion | INR | [40 empty] | #VALUE! | #VALUE! | #VALUE! | 1.02 | Construction of chamber for 100mm sluice plates | item2 | 213 | Nos
109 | pipe-400 mm, insulation thicknesss-68 mm, Jacket thickness-8.8 mm | Item111 | 200 | Mtr | 20593 |  |  | Excess(+) | 1 | Full Conversion | INR | [40 empty] | #VALUE! | #VALUE! | #VALUE! | 2 | Construction of chamber for 100mm sluices valve | item3 | 10 | Nos
110 | Supplying, laying/ fixing, testing and commissioning of following nominal sizes of chilled/condenser water piping plumbing i/c fabrication of bends / elbows, tees, reducers etc) inside the building (with necessary clamps, wooden/puf support, vibration isolators, primer/ enamel paint, fittings but excluding valves, strainers, gauges etc.) as per specifications and as required complete in all respect. Note:- The Pipes of sizes 150mm & below shall be M.S. ‘C’ class as per IS : 1239 and pipes size above 150mm shall be welded black steel pipe heavy class as per IS: 3589, from minimum 6.35mm thick M.S. Sheet for pipes upto 350 mm dia. and from minimum 7mm thick MS sheet for pipes of 400 mm dia and above. | Item112 | [52 empty] | 3 | Supplying, Conveying and fixing spls. Including ea | item4 | 10 | Nos
111 | 25 mm | Item113 | 25 | Mtr | 712 |  |  | Excess(+) | 1 | Full Conversion | INR | [40 empty] | #VALUE! | #VALUE! | #VALUE! | 1.02 | Construction of chamber for 100mm sluice plates | item2 | 213 | Nos
112 | 32 mm | Item114 | 25 | Mtr | 813 |  |  | Excess(+) | 1 | Full Conversion | INR | [40 empty] | #VALUE! | #VALUE! | #VALUE! | 2 | Construction of chamber for 100mm sluices valve | item3 | 10 | Nos
113 | 40 mm | Item115 | 20 | Mtr | 985 |  |  | Excess(+) | 1 | Full Conversion | INR | [40 empty] | #VALUE! | #VALUE! | #VALUE! | 3 | Supplying, Conveying and fixing spls. Including ea | item4 | 10 | Nos
114 | 50 mm | Item116 | 12 | Mtr | 1204 |  |  | Excess(+) | 1 | Full Conversion | INR | [40 empty] | #VALUE! | #VALUE! | #VALUE! | 1.01 | Supplying, Conveying and fixing spls. Including eart | item1 | 123.223 | Nos
115 | 65 mm | Item117 | 12 | Mtr | 1514 |  |  | Excess(+) | 1 | Full Conversion | INR | [40 empty] | #VALUE! | #VALUE! | #VALUE! | 1.02 | Construction of chamber for 100mm sluice plates | item2 | 213 | Nos
116 | 80 mm | Item118 | 12 | Mtr | 1754 |  |  | Excess(+) | 1 | Full Conversion | INR | [40 empty] | #VALUE! | #VALUE! | #VALUE! | 2 | Construction of chamber for 100mm sluices valve | item3 | 10 | Nos
117 | 100 mm | Item119 | 25 | Mtr | 2356 |  |  | Excess(+) | 1 | Full Conversion | INR | [40 empty] | #VALUE! | #VALUE! | #VALUE! | 3 | Supplying, Conveying and fixing spls. Including ea | item4 | 10 | Nos
118 | 125 mm | Item120 | 6 | Mtr | 2812 |  |  | Excess(+) | 1 | Full Conversion | INR | [40 empty] | #VALUE! | #VALUE! | #VALUE! | 1.01 | Supplying, Conveying and fixing spls. Including eart | item1 | 123.223 | Nos
119 | 150 mm | Item121 | 20 | Mtr | 3273 |  |  | Excess(+) | 1 | Full Conversion | INR | [40 empty] | #VALUE! | #VALUE! | #VALUE! | 1.02 | Construction of chamber for 100mm sluice plates | item2 | 213 | Nos
120 | 200 mm | Item122 | 65 | Mtr | 4962 |  |  | Excess(+) | 1 | Full Conversion | INR | [40 empty] | #VALUE! | #VALUE! | #VALUE! | 2 | Construction of chamber for 100mm sluices valve | item3 | 10 | Nos
121 | 250 mm | Item123 | 50 | Mtr | 6021 |  |  | Excess(+) | 1 | Full Conversion | INR | [40 empty] | #VALUE! | #VALUE! | #VALUE! | 3 | Supplying, Conveying and fixing spls. Including ea | item4 | 10 | Nos
122 | 300 mm. | Item124 | 12 | Mtr | 7141 |  |  | Excess(+) | 1 | Full Conversion | INR | [40 empty] | #VALUE! | #VALUE! | #VALUE! | 1.01 | Supplying, Conveying and fixing spls. Including eart | item1 | 123.223 | Nos
123 | 350 mm | Item125 | 6 | Mtr | 8032 |  |  | Excess(+) | 1 | Full Conversion | INR | [40 empty] | #VALUE! | #VALUE! | #VALUE! | 1.02 | Construction of chamber for 100mm sluice plates | item2 | 213 | Nos
124 | 400 mm. | Item126 | 6 | Mtr | 15498 |  |  | Excess(+) | 1 | Full Conversion | INR | [40 empty] | #VALUE! | #VALUE! | #VALUE! | 2 | Construction of chamber for 100mm sluices valve | item3 | 10 | Nos
125 | 450 mm. | Item127 | 105 | Mtr | 17300 |  |  | Excess(+) | 1 | Full Conversion | INR | [40 empty] | #VALUE! | #VALUE! | #VALUE! | 1.01 | Supplying, Conveying and fixing spls. Including eart | item1 | 123.223 | Nos
126 | Supplying & fixing insulation on existing MS 'C' class pipe over exposed surface/underground of following sizes with 50 mm thick fire retardant thermocole ( polystyrene) molded pipe section of density 20 kg/cu.m after a thick coat of cold setting adhesive (CPRX compound) wrapping with 500g polythene faced hessian cloth, wire mesh, sand-cement plaster & enamel painting two or more coat to give even shade after applying one coat of ordinary paint etc complete as required. | Item128 | [52 empty] | 1.02 | Construction of chamber for 100mm sluice plates | item2 | 213 | Nos
127 | 25 mm | Item129 | 25 | Mtr | 287 |  |  | Excess(+) | 1 | Full Conversion | INR | [40 empty] | #VALUE! | #VALUE! | #VALUE! | 2 | Construction of chamber for 100mm sluices valve | item3 | 10 | Nos
128 | 32 mm | Item130 | 25 | Mtr | 313 |  |  | Excess(+) | 1 | Full Conversion | INR | [40 empty] | #VALUE! | #VALUE! | #VALUE! | 3 | Supplying, Conveying and fixing spls. Including ea | item4 | 10 | Nos
129 | 40 mm | Item131 | 25 | Mtr | 334 |  |  | Excess(+) | 1 | Full Conversion | INR | [40 empty] | #VALUE! | #VALUE! | #VALUE! | 1.02 | Construction of chamber for 100mm sluice plates | item2 | 213 | Nos
130 | 50 mm | Item132 | 12 | Mtr | 375 |  |  | Excess(+) | 1 | Full Conversion | INR | [40 empty] | #VALUE! | #VALUE! | #VALUE! | 2 | Construction of chamber for 100mm sluices valve | item3 | 10 | Nos
131 | 65 mm | Item133 | 2 | Mtr | 425 |  |  | Excess(+) | 1 | Full Conversion | INR | [40 empty] | #VALUE! | #VALUE! | #VALUE! | 3 | Supplying, Conveying and fixing spls. Including ea | item4 | 10 | Nos
132 | 80 mm | Item134 | 2 | Mtr | 466 |  |  | Excess(+) | 1 | Full Conversion | INR | [40 empty] | #VALUE! | #VALUE! | #VALUE! | 1.01 | Supplying, Conveying and fixing spls. Including eart | item1 | 123.223 | Nos
133 | 100 mm | Item135 | 2 | Mtr | 496 |  |  | Excess(+) | 1 | Full Conversion | INR | [40 empty] | #VALUE! | #VALUE! | #VALUE! | 1.02 | Construction of chamber for 100mm sluice plates | item2 | 213 | Nos
134 | 125 mm | Item136 | 2 | Mtr | 563 |  |  | Excess(+) | 1 | Full Conversion | INR | [40 empty] | #VALUE! | #VALUE! | #VALUE! | 2 | Construction of chamber for 100mm sluices valve | item3 | 10 | Nos
135 | 150 mm | Item137 | 2 | Mtr | 639 |  |  | Excess(+) | 1 | Full Conversion | INR | [40 empty] | #VALUE! | #VALUE! | #VALUE! | 3 | Supplying, Conveying and fixing spls. Including ea | item4 | 10 | Nos
136 | 200 mm | Item138 | 20 | Mtr | 1346 |  |  | Excess(+) | 1 | Full Conversion | INR | [40 empty] | #VALUE! | #VALUE! | #VALUE! | 1.01 | Supplying, Conveying and fixing spls. Including eart | item1 | 123.223 | Nos
137 | 250 mm | Item139 | 20 | Mtr | 1581 |  |  | Excess(+) | 1 | Full Conversion | INR | [40 empty] | #VALUE! | #VALUE! | #VALUE! | 1.02 | Construction of chamber for 100mm sluice plates | item2 | 213 | Nos
138 | 300 mm | Item140 | 20 | Mtr | 1893 |  |  | Excess(+) | 1 | Full Conversion | INR | [40 empty] | #VALUE! | #VALUE! | #VALUE! | 2 | Construction of chamber for 100mm sluices valve | item3 | 10 | Nos
139 | 350 mm | Item141 | 20 | Mtr | 2196 |  |  | Excess(+) | 1 | Full Conversion | INR | [40 empty] | #VALUE! | #VALUE! | #VALUE! | 1.01 | Supplying, Conveying and fixing spls. Including eart | item1 | 123.223 | Nos
140 | 400 mm | Item142 | 10 | Mtr | 2567 |  |  | Excess(+) | 1 | Full Conversion | INR | [40 empty] | #VALUE! | #VALUE! | #VALUE! | 1.02 | Construction of chamber for 100mm sluice plates | item2 | 213 | Nos
141 | Supplying, fixing, testing and commissioning of following BUTTERFLY VALVE (MANUAL) with C I body SS Disc, Nitrile Rubber Seal & Oring PN 16 pressure rating size 200 mm to 400 mm gear type with removable wheel and below 200 mm with hand lever operated for chilled water/hot water circulation in the chilled water plumbing duly insulated to the same specifications as the connected piping and adequately supported as per specifications as specified. | Item143 | [52 empty] | 2 | Construction of chamber for 100mm sluices valve | item3 | 10 | Nos
142 | 40 mm | Item144 | 4 | Nos | 1651 |  |  | Excess(+) | 1 | Full Conversion | INR | [40 empty] | #VALUE! | #VALUE! | #VALUE! | 1.02 | Construction of chamber for 100mm sluice plates | item2 | 213 | Nos
143 | 50 mm | Item145 | 6 | Nos | 1708 |  |  | Excess(+) | 1 | Full Conversion | INR | [40 empty] | #VALUE! | #VALUE! | #VALUE! | 2 | Construction of chamber for 100mm sluices valve | item3 | 10 | Nos
144 | 65 mm | Item146 | 1 | No. | 1838 |  |  | Excess(+) | 1 | Full Conversion | INR | [40 empty] | #VALUE! | #VALUE! | #VALUE! | 3 | Supplying, Conveying and fixing spls. Including ea | item4 | 10 | Nos
145 | 80 mm | Item147 | 1 | No. | 2116 |  |  | Excess(+) | 1 | Full Conversion | INR | [40 empty] | #VALUE! | #VALUE! | #VALUE! | 1.01 | Supplying, Conveying and fixing spls. Including eart | item1 | 123.223 | Nos
146 | 100 mm | Item148 | 2 | Nos | 2726 |  |  | Excess(+) | 1 | Full Conversion | INR | [40 empty] | #VALUE! | #VALUE! | #VALUE! | 1.02 | Construction of chamber for 100mm sluice plates | item2 | 213 | Nos
147 | 125 mm | Item149 | 2 | Nos | 4005 |  |  | Excess(+) | 1 | Full Conversion | INR | [40 empty] | #VALUE! | #VALUE! | #VALUE! | 2 | Construction of chamber for 100mm sluices valve | item3 | 10 | Nos
148 | 150 mm | Item150 | 4 | Nos | 11425 |  |  | Excess(+) | 1 | Full Conversion | INR | [40 empty] | #VALUE! | #VALUE! | #VALUE! | 3 | Supplying, Conveying and fixing spls. Including ea | item4 | 10 | Nos
149 | 200 mm | Item151 | 32 | Nos | 13348 |  |  | Excess(+) | 1 | Full Conversion | INR | [40 empty] | #VALUE! | #VALUE! | #VALUE! | 1.01 | Supplying, Conveying and fixing spls. Including eart | item1 | 123.223 | Nos
150 | 250 mm | Item152 | 16 | Nos | 17830 |  |  | Excess(+) | 1 | Full Conversion | INR | [40 empty] | #VALUE! | #VALUE! | #VALUE! | 1.02 | Construction of chamber for 100mm sluice plates | item2 | 213 | Nos
151 | 300 mm | Item153 | 4 | Nos | 20247 |  |  | Excess(+) | 1 | Full Conversion | INR | [40 empty] | #VALUE! | #VALUE! | #VALUE! | 2 | Construction of chamber for 100mm sluices valve | item3 | 10 | Nos
152 | 350 mm | Item154 | 4 | Nos | 51541 |  |  | Excess(+) | 1 | Full Conversion | INR | [40 empty] | #VALUE! | #VALUE! | #VALUE! | 1.01 | Supplying, Conveying and fixing spls. Including eart | item1 | 123.223 | Nos
153 | 400 mm | Item155 | 7 | Nos | 62447 |  |  | Excess(+) | 1 | Full Conversion | INR | [40 empty] | #VALUE! | #VALUE! | #VALUE! | 1.02 | Construction of chamber for 100mm sluice plates | item2 | 213 | Nos
154 | Supplying, fixing, testing and commissioning of following sizes Motorized Butter fly Valves with CI Body, SS Disc,O - ring and minimum PN-16 pressure rating , conforming to BS 5155, IS 13095, with IP-55 actuator, capable of accepting upto 10V DC and upto 20 mA electric signal and providing similar transducer feedback output to control system as required. | Item156 | [52 empty] | 2 | Construction of chamber for 100mm sluices valve | item3 | 10 | Nos
155 | 200 mm | Item157 | 8 | Nos. | 56872 |  |  | Excess(+) | 1 | Full Conversion | INR | [40 empty] | #VALUE! | #VALUE! | #VALUE! | 3 | Supplying, Conveying and fixing spls. Including ea | item4 | 10 | Nos
156 | 250 mm | Item158 | 2 | Nos. | 76153 |  |  | Excess(+) | 1 | Full Conversion | INR | [40 empty] | #VALUE! | #VALUE! | #VALUE! | 1.02 | Construction of chamber for 100mm sluice plates | item2 | 213 | Nos
157 | Supplying, fixing, testing and commissioning Balancing Valve with built in measuring facility with C I body flanged construction with EPDM coated disc with long pitch with protected out pipe with insulation & PN 16 pressure rating for chilled / hot water circulation as specified. | Item159 | [52 empty] | 2 | Construction of chamber for 100mm sluices valve | item3 | 10 | Nos
158 | 200 mm | Item160 | 8 | Nos. | 69354 |  |  | Excess(+) | 1 | Full Conversion | INR | [40 empty] | #VALUE! | #VALUE! | #VALUE! | 3 | Supplying, Conveying and fixing spls. Including ea | item4 | 10 | Nos
159 | 250 mm | Item161 | 2 | Nos. | 101235 |  |  | Excess(+) | 1 | Full Conversion | INR | [40 empty] | #VALUE! | #VALUE! | #VALUE! | 1.01 | Supplying, Conveying and fixing spls. Including eart | item1 | 123.223 | Nos
160 | Supplying, fixing, testing and commissioning of following Non Return valve (NRV) NON - RETURN VALVE with duel plate of C I body SS plates vulcanized NBR seal flanged end & PN 16 pressure rating for chilled / hot water circulation including insulation as specified as the connected piping and adequately supported as per specifications | Item162 | [52 empty] | 1.02 | Construction of chamber for 100mm sluice plates | item2 | 213 | Nos
161 | 250 mm | Item163 | 3 | Nos | 26190 |  |  | Excess(+) | 1 | Full Conversion | INR | [40 empty] | #VALUE! | #VALUE! | #VALUE! | 2 | Construction of chamber for 100mm sluices valve | item3 | 10 | Nos
162 | 200 mm | Item164 | 6 | Nos | 15585 |  |  | Excess(+) | 1 | Full Conversion | INR | [40 empty] | #VALUE! | #VALUE! | #VALUE! | 3 | Supplying, Conveying and fixing spls. Including ea | item4 | 10 | Nos
163 | Supplying, fixing, testing and commissioning Y - STRAINER of Ductile CI Body flanged ends with stainless steel strainer for chilled / hot water circulation including insulation as specified. | Item165 | [52 empty] | 1.01 | Supplying, Conveying and fixing spls. Including eart | item1 | 123.223 | Nos
164 | 200 mm | Item166 | 3 | Nos | 20247 |  |  | Excess(+) | 1 | Full Conversion | INR | [40 empty] | #VALUE! | #VALUE! | #VALUE! | 1.02 | Construction of chamber for 100mm sluice plates | item2 | 213 | Nos
165 | 250 mm | Item167 | 3 | Nos | 32486 |  |  | Excess(+) | 1 | Full Conversion | INR | [40 empty] | #VALUE! | #VALUE! | #VALUE! | 2 | Construction of chamber for 100mm sluices valve | item3 | 10 | Nos
166 | Cutting and dismantling of damaged and defective MS'C' class pipe of size as mentioned below ( exposed over the surface/ underground ) i/c shifting the same to sectional store or desired location i/c cartage. | Item168 | [52 empty] | 1.01 | Supplying, Conveying and fixing spls. Including eart | item1 | 123.223 | Nos
167 | 20 mm to 100 mm dia. | Item169 | 5 | Mtr | 206 |  |  | Excess(+) | 1 | Full Conversion | INR | [40 empty] | #VALUE! | #VALUE! | #VALUE! | 1.02 | Construction of chamber for 100mm sluice plates | item2 | 213 | Nos
168 | 125 mm to 200 mm dia | Item170 | 5 | Mtr | 283 |  |  | Excess(+) | 1 | Full Conversion | INR | [40 empty] | #VALUE! | #VALUE! | #VALUE! | 2 | Construction of chamber for 100mm sluices valve | item3 | 10 | Nos
169 | 250 mm to 400 mm dia | Item171 | 5 | Mtr | 456 |  |  | Excess(+) | 1 | Full Conversion | INR | [40 empty] | #VALUE! | #VALUE! | #VALUE! | 3 | Supplying, Conveying and fixing spls. Including ea | item4 | 10 | Nos
170 | 450 mm to 600 mm dia | Item172 | 5 | Mtr | 818 |  |  | Excess(+) | 1 | Full Conversion | INR | [40 empty] | #VALUE! | #VALUE! | #VALUE! | 1.02 | Construction of chamber for 100mm sluice plates | item2 | 213 | Nos
171 | Excavating trenches of required with for pipes, cables etc including excavation for sockets, dressings of sides, bottoms, depth up to 1.5 mtr including getting out the excavated ramming of soil, and then returning the soil as required in layers not excavate | Item173 | [52 empty] | 2 | Construction of chamber for 100mm sluices valve | item3 | 10 | Nos
172 | Pipes, cables, etc exceeding 80 mm dia.but not exceeding 300 mm dia. | Item174 | 200 | Mtr | 421 |  |  | Excess(+) | 1 | Full Conversion | INR | [40 empty] | #VALUE! | #VALUE! | #VALUE! | 3 | Supplying, Conveying and fixing spls. Including ea | item4 | 10 | Nos
173 | Pipes, cables, etc exceeding 300 mm dia.but not exceeding 600 mm dia. | Item175 | 200 | Mtr | 659 |  |  | Excess(+) | 1 | Full Conversion | INR | [40 empty] | #VALUE! | #VALUE! | #VALUE! | 1.01 | Supplying, Conveying and fixing spls. Including eart | item1 | 123.223 | Nos
174 | Providing and fixing in position the following size 'pot' strainers made of cast iron and ss screen complete. | Item176 | [52 empty] | 1.02 | Construction of chamber for 100mm sluice plates | item2 | 213 | Nos
175 | 250mm dia | Item177 | 1 | No | 36491 |  |  | Excess(+) | 1 | Full Conversion | INR | [40 empty] | #VALUE! | #VALUE! | #VALUE! | 2 | Construction of chamber for 100mm sluices valve | item3 | 10 | Nos
176 | 200mm dia | Item178 | 5 | No | 29193 |  |  | Excess(+) | 1 | Full Conversion | INR | [40 empty] | #VALUE! | #VALUE! | #VALUE! | 3 | Supplying, Conveying and fixing spls. Including ea | item4 | 10 | Nos
177 | Supply & Installation of neoprene rubber expansion bellows with integral reinforced rubber flanges, guide rods on both sides at inlet and outlet of water chilling machines, chilled /hot water pumps, of approved make. | Item179 | [52 empty] | 1.01 | Supplying, Conveying and fixing spls. Including eart | item1 | 123.223 | Nos
178 | 250 mm dia | Item180 | 4 | Nos | 11175 |  |  | Excess(+) | 1 | Full Conversion | INR | [40 empty] | #VALUE! | #VALUE! | #VALUE! | 1.02 | Construction of chamber for 100mm sluice plates | item2 | 213 | Nos
179 | 200 mm dia | Item181 | 4 | Nos | 18822 |  |  | Excess(+) | 1 | Full Conversion | INR | [40 empty] | #VALUE! | #VALUE! | #VALUE! | 2 | Construction of chamber for 100mm sluices valve | item3 | 10 | Nos
180 | Supplying and fixing of 10000 ltrs. ( 2x5000 ltrs.) water storage PVC tank (Triple layer) i/c connecting inlet & outlet, float valve i/c placing at terrace, making holes, overflow pipe and nipples, PVC-GI fitting, providing supports for fixing/clamping the tank including complete with high & low indicator/sensor for filling pump start and stop arrangement, piping connections float valves, drain valves, over flow connection. make syntax or equivalent. | Item182 | 1 | set | 60600 |  |  | Excess(+) | 1 | Full Conversion | INR | [40 empty] | #VALUE! | #VALUE! | #VALUE! | 1.01 | Supplying, Conveying and fixing spls. Including eart | item1 | 123.223 | Nos
181 | Supply & fixing connecting and commissioning 25 mm dia auto air purging valve Model No-RCAV-6 or equivalent model as reqd. | Item183 | 8 | Nos | 2020 |  |  | Excess(+) | 1 | Full Conversion | INR | [40 empty] | #VALUE! | #VALUE! | #VALUE! | 1.02 | Construction of chamber for 100mm sluice plates | item2 | 213 | Nos
182 | Supply and fixing industrial type thermometer of proportioning length with adjustable angle, direct reading including thermo well socket. Thermometer shall be suitable to read water temperature of range 0°C to 50°C completed as required. | Item184 | 10 | Nos | 954 |  |  | Excess(+) | 1 | Full Conversion | INR | [40 empty] | #VALUE! | #VALUE! | #VALUE! | 2 | Construction of chamber for 100mm sluices valve | item3 | 10 | Nos
183 | Providing and fixing 0-150 PSIG industrial type pressure gauge in position of 65/100 mm dia with petcock valves (gun metal / brass) complete with pressure snubber, nipple etc complete as required. | Item185 | 26 | Nos | 1252 |  |  | Excess(+) | 1 | Full Conversion | INR | [40 empty] | #VALUE! | #VALUE! | #VALUE! | 3 | Supplying, Conveying and fixing spls. Including ea | item4 | 10 | Nos
184 | Supplying, laying/ fixing, testing and commissioning of G.I 'B' class pipe of following sizes for drain water piping on surface / underground (including fabrication of bends, tees, reducers) with support and fittings as per standard specification complete as required. | Item186 | [52 empty] | 1.02 | Construction of chamber for 100mm sluice plates | item2 | 213 | Nos
185 | 50 mm | Item187 | 50 | Rmt. | 852 |  |  | Excess(+) | 1 | Full Conversion | INR | [40 empty] | #VALUE! | #VALUE! | #VALUE! | 2 | Construction of chamber for 100mm sluices valve | item3 | 10 | Nos
186 | 40 mm | Item188 | 12 | Rmt. | 692 |  |  | Excess(+) | 1 | Full Conversion | INR | [40 empty] | #VALUE! | #VALUE! | #VALUE! | 3 | Supplying, Conveying and fixing spls. Including ea | item4 | 10 | Nos
187 | Supply and fixing of ss ball valve of following size with socket and nipple of approved make or equivalent complete as required. | Item189 | [52 empty] | 1.01 | Supplying, Conveying and fixing spls. Including eart | item1 | 123.223 | Nos
188 | 50 mm | Item190 | 2 | No | 2735 |  |  | Excess(+) | 1 | Full Conversion | INR | [40 empty] | #VALUE! | #VALUE! | #VALUE! | 1.02 | Construction of chamber for 100mm sluice plates | item2 | 213 | Nos
189 | 40 mm | Item191 | 2 | No | 1757 |  |  | Excess(+) | 1 | Full Conversion | INR | [40 empty] | #VALUE! | #VALUE! | #VALUE! | 2 | Construction of chamber for 100mm sluices valve | item3 | 10 | Nos
190 | 32 mm | Item192 | 6 | Nos | 1299 |  |  | Excess(+) | 1 | Full Conversion | INR | [40 empty] | #VALUE! | #VALUE! | #VALUE! | 3 | Supplying, Conveying and fixing spls. Including ea | item4 | 10 | Nos
191 | 25 mm | Item193 | 10 | Nos | 804 |  |  | Excess(+) | 1 | Full Conversion | INR | [40 empty] | #VALUE! | #VALUE! | #VALUE! | 1.01 | Supplying, Conveying and fixing spls. Including eart | item1 | 123.223 | Nos
192 | 15/20 mm | Item194 | 28 | Nos | 513 |  |  | Excess(+) | 1 | Full Conversion | INR | [40 empty] | #VALUE! | #VALUE! | #VALUE! | 1.02 | Construction of chamber for 100mm sluice plates | item2 | 213 | Nos
193 | Providing & fixing of thermal insulation with UV-protection layer and without Aluminium faced nitral rubber / closed cell expended polyethylene insulation of following thickness. The insulation shall be as per specification. | Item195 | [52 empty] | 2 | Construction of chamber for 100mm sluices valve | item3 | 10 | Nos
194 | 25 mm | Item196 | 50 | Sqm. | 606 |  |  | Excess(+) | 1 | Full Conversion | INR | [40 empty] | #VALUE! | #VALUE! | #VALUE! | 1.01 | Supplying, Conveying and fixing spls. Including eart | item1 | 123.223 | Nos
195 | 19 mm | Item197 | 50 | Sqm. | 490 |  |  | Excess(+) | 1 | Full Conversion | INR | [40 empty] | #VALUE! | #VALUE! | #VALUE! | 1.02 | Construction of chamber for 100mm sluice plates | item2 | 213 | Nos
196 | ELECTRICAL ITEMS | Item198 | [52 empty] | 2 | Construction of chamber for 100mm sluices valve | item3 | 10 | Nos
197 | PANELS
198 | Supply, installation, testing and commissioning of electrical panel with smart energy meter(3 phase) multifunction type ( BMS/AMI Compatible for energy auditing )in incomer , and Main Switch Board outgoings with necessary CTs, PTs, control switches like MPCB, MCB, ELCB, RCBOs and all other necessary accessories as per the specification and drawing. All the meters should have RS 485 modbus output for BMS integration and also All ACB & MCCB should have dedicated potential free contacts (ON/OFF) & TRIP status to monitor mentioned status from BMS system. For all Panel, the rate includes necessary connected minor civil/foundation works, if required and necessary supports as required at site. No extra payment will be made for the same. | Item199 | [52 empty] | 1.02 | Construction of chamber for 100mm sluice plates | item2 | 213 | Nos
199 | PANEL-A main panel for Chiller's | Item200 | [52 empty] | 2 | Construction of chamber for 100mm sluices valve | item3 | 10 | Nos
200 | Breaker | Item201 | [52 empty] | 3 | Supplying, Conveying and fixing spls. Including ea | item4 | 10 | Nos
201 | a. 1000 Amps, EDO 50KA ACB with microprocessor base & with trip alarm contact --- 1No | Item202 | [52 empty] | 1.01 | Supplying, Conveying and fixing spls. Including eart | item1 | 123.223 | Nos
202 | b. smart energy meter(3 phase) multifunction type ( BMS/AMI Compatible for energy auditing ) of class 1.0 to read KWH, frequency , power factor, reactive power and RS 485 port. Microswitch for trip indication, digital ammeter, digital voltmeter, A set of CT's, RYB LED type phase indication, trip, ON-OFF indication lights, phase reversal protection system and nutral link -- 01 set. | Item203 | [52 empty] | 1.02 | Construction of chamber for 100mm sluice plates | item2 | 213 | Nos
203 | KWH meter (LED Display), 3PH, CL,1 Aux supply, 80-300 V AC/DC with RS 485 communication port (only on incomer side) | Item204 | [52 empty] | 2 | Construction of chamber for 100mm sluices valve | item3 | 10 | Nos
204 | BUSBARS : | Item205 | [52 empty] | 3 | Supplying, Conveying and fixing spls. Including ea | item4 | 10 | Nos
205 | 1600A Bus Bars shall be air insulated and made of high conductivity, high strength aluminum alloy of grade E91E of IS5082PVC, heat shrunk insulated, supported on DMC/SMC having fault level of 50 KA for 1 second. | Item206 | [52 empty] | 1.01 | Supplying, Conveying and fixing spls. Including eart | item1 | 123.223 | Nos
206 | Electrical panel as described above. | Item207 | 2 | No | 307142 |  |  | Excess(+) | 1 | Full Conversion | INR | [40 empty] | #VALUE! | #VALUE! | #VALUE! | 1.02 | Construction of chamber for 100mm sluice plates | item2 | 213 | Nos
207 | Note:- 2 years of defect liability period of above Panel after commissioning of the system ( warranty certificate required from OEM ). | Item208 | [52 empty] | 2 | Construction of chamber for 100mm sluices valve | item3 | 10 | Nos
208 | PANEL-B, SUB-MAIN PANEL FOR PRIMARY & SECONDARY CHILLER PUMP. | Item209 | [52 empty] | 1.01 | Supplying, Conveying and fixing spls. Including eart | item1 | 123.223 | Nos
209 | INCOMING : | Item210 | [52 empty] | 1.02 | Construction of chamber for 100mm sluice plates | item2 | 213 | Nos
210 | a. 400 Amps FP MCCB, 36KA with microprocessor base and shunt release, spreader terminal, extended rotary handle, AUX. contact & trip alarm complete as required --- 1No | Item211 | [52 empty] | 2 | Construction of chamber for 100mm sluices valve | item3 | 10 | Nos
211 | b. smart energy meter(3 phase) multifunction type ( BMS/AMI Compatible for energy auditing ) of class 1.0 to read KWH, frequency , power factor, reactive power and RS 485 port. Microswitch for trip indication, digital ammeter, digital voltmeter, A set of CT's, RYB LED type phase indication, trip, ON-OFF indication lights and neutral link, KWH meter (LED Display), 3PH, CL,1 Aux supply, 80-300 V AC/DC with RS 485 communication port -- 01 set. | Item212 | [52 empty] | 3 | Supplying, Conveying and fixing spls. Including ea | item4 | 10 | Nos
212 | BUSBARS : | Item213 | [52 empty] | 1.02 | Construction of chamber for 100mm sluice plates | item2 | 213 | Nos
213 | Bus Bars shall be of 600 Amp , air insulated and made of high conductivity, high strength aluminum alloy of grade E91E of IS5082PVC, heat shrunk insulated, supported on DMC/SMC having fault level of 50 KA for 1 second | Item214 | [52 empty] | 2 | Construction of chamber for 100mm sluices valve | item3 | 10 | Nos
214 | OUTGOING FOR PRIMARY PUMPS-3 Nos. | Item215 | [52 empty] | 3 | Supplying, Conveying and fixing spls. Including ea | item4 | 10 | Nos
215 | a. 100A TP MCCB, spreader terminal, extended rotary handle with fully automatic Star/Delta starter with built in single phasing preventer, overload relay & star-delta adjustable timer, digital type ammeter with CT's & selector switch for 22KW pumps, KWH meter (LED Display), 3PH, CL,1 Aux supply, 80-300 V AC/DC with RS 485 communication port, a set of ON & OFF indication lights & START- STOP push buttons, --- 03 Sets. | Item216 | [52 empty] | 1.01 | Supplying, Conveying and fixing spls. Including eart | item1 | 123.223 | Nos
216 | b. Digital ammeter, digital voltmeter, A set of CT's, RYB LED type phase indication, trip, ON-OFF indication lights and neutral link -- 01 set. | Item217 | [52 empty] | 1.02 | Construction of chamber for 100mm sluice plates | item2 | 213 | Nos
217 | OUTGOING FOR VARIABLE SECONDARY PUMPS-3 Nos. | Item218 | [52 empty] | 2 | Construction of chamber for 100mm sluices valve | item3 | 10 | Nos
218 | a. 100A TP 50KA MCCB thermal base and spreader terminal, extended rotary handle, AUX. contact & trip alarm. Digital ammeter, digital voltmeter, A set of CT's,KWH meter (LED Display), 3PH, CL,1 Aux supply, 80-300 V AC/DC with RS 485 communication port, RYB LED type phase indication, trip, ON-OFF indication lights and neutral link complete as required-4Nos. | Item219 | [52 empty] | 3 | Supplying, Conveying and fixing spls. Including ea | item4 | 10 | Nos
219 | b. Digital ammeter, digital voltmeter, A set of CT's, RYB LED type phase indication, trip, ON-OFF indication lights and neutral link -- 01 set. | Item220 | [52 empty] | 1.01 | Supplying, Conveying and fixing spls. Including eart | item1 | 123.223 | Nos
220 | Electrical panel as described above. | Item221 | 1 | set | 296426 |  |  | Excess(+) | 1 | Full Conversion | INR | [40 empty] | #VALUE! | #VALUE! | #VALUE! | 1.02 | Construction of chamber for 100mm sluice plates | item2 | 213 | Nos
221 | Note:- 2 years of defect liability period of above Panel after commissioning of the system ( warranty certificate required from OEM). | Item222 | [52 empty] | 2 | Construction of chamber for 100mm sluices valve | item3 | 10 | Nos
222 | PANEL-C, SUB-MAIN PANEL FOR CONDENSER PUMP & cooling towers | Item223 | [52 empty] | 1.01 | Supplying, Conveying and fixing spls. Including eart | item1 | 123.223 | Nos
223 | INCOMING : | Item224 | [52 empty] | 1.02 | Construction of chamber for 100mm sluice plates | item2 | 213 | Nos
224 | a. 400Amps FP MCCB, 36KA with microprocessor base and shunt release, spreader terminal, extended rotary handle, AUX. contact & trip alarm complete as required --- 1No | Item225 | [52 empty] | 2 | Construction of chamber for 100mm sluices valve | item3 | 10 | Nos
225 | b. smart energy meter(3 phase) multifunction type ( BMS/AMI Compatible for energy auditing ) of class 1.0 to read KWH, frequency , power factor, reactive power and RS 485 port. Microswitch for trip indication, digital ammeter, digital voltmeter, A set of CT's, RYB LED type phase indication, trip, ON-OFF indication lights and neutral link -- 01 set. | Item226 | [52 empty] | 3 | Supplying, Conveying and fixing spls. Including ea | item4 | 10 | Nos
226 | BUSBARS : | Item227 | [52 empty] | 1.02 | Construction of chamber for 100mm sluice plates | item2 | 213 | Nos
227 | Busbars shall be of 600 Amp ,air insulated and made of high conductivity, high strength aluminum alloy of grade E91E of IS5082PVC, heat shrunk insulated, supported on DMC/SMC having fault level of 50 KA for 1 second | Item228 | [52 empty] | 2 | Construction of chamber for 100mm sluices valve | item3 | 10 | Nos
228 | OUTGOING for condenser pump | Item229 | [52 empty] | 3 | Supplying, Conveying and fixing spls. Including ea | item4 | 10 | Nos
229 | a. 100A TP MCCB, spreader terminal, extended rotary handle with fully automatic Star/Delta starter with built in single phasing preventer, overload relay & star-delta adjustable timer, digital type ammeter with CT's & selector switch for 30KW pumps, KWH meter (LED Display), 3PH, CL,1 Aux supply, 80-300 V AC/DC with RS 485 communication port, a set of ON & OFF indication lights & START- STOP push buttons, --- 03 Sets. | Item230 | [52 empty] | 1.01 | Supplying, Conveying and fixing spls. Including eart | item1 | 123.223 | Nos
230 | b. Digital ammeter, digital voltmeter, A set of CT's, RYB LED type phase indication, trip, ON-OFF indication lights and neutral link -- 01 set. | Item231 | [52 empty] | 1.02 | Construction of chamber for 100mm sluice plates | item2 | 213 | Nos
231 | OUTGOING cooling towers | Item232 | [52 empty] | 2 | Construction of chamber for 100mm sluices valve | item3 | 10 | Nos
232 | a. 50A TP MCCB, spreader terminal, extended rotary handle with fully automatic Star/Delta starter with built in single phasing preventer, overload relay & star-delta adjustable timer, digital type ammeter with CT's & selector switch for 30KW pumps, KWH meter (LED Display), 3PH, CL,1 Aux supply, 80-300 V AC/DC with RS 485 communication port, a set of ON & OFF indication lights & START- STOP push buttons, --- 09 Sets. | Item233 | [52 empty] | 3 | Supplying, Conveying and fixing spls. Including ea | item4 | 10 | Nos
233 | b. Digital ammeter, digital voltmeter, A set of CT's, RYB LED type phase indication, trip, ON-OFF indication lights and neutral link -- 01 set. | Item234 | [52 empty] | 1.01 | Supplying, Conveying and fixing spls. Including eart | item1 | 123.223 | Nos
234 | Electrical panel as described above. | Item235 | 1 | set | 592174 |  |  | Excess(+) | 1 | Full Conversion | INR | [40 empty] | #VALUE! | #VALUE! | #VALUE! | 1.02 | Construction of chamber for 100mm sluice plates | item2 | 213 | Nos
235 | Note:- 2 years of defect liability period of above Panel after commissioning of the system ( warranty certificate required from OEM ). | Item236 | [52 empty] | 2 | Construction of chamber for 100mm sluices valve | item3 | 10 | Nos
236 | Supply, laying , testing and commissioning of the following size XLPE / PVC, (FRLS) insulated outer sheathed (1100 V grade) aluminium / copper conductor armoured/Unarmoured cable laid in cable tray / clamping in wall/ laid in the cable trench with suitable dressing tags and clamps. Cable tray will be measured and paid separately. | Item237 | [52 empty] | 1.01 | Supplying, Conveying and fixing spls. Including eart | item1 | 123.223 | Nos
237 | Aluminium : Outersheath - XLPE FRLS; Innersheath - PVC | Item238 | [52 empty] | 1.02 | Construction of chamber for 100mm sluice plates | item2 | 213 | Nos
238 | Copper : Outersheath - PVC FRLS; Innersheath - PVC | Item239 | [52 empty] | 2 | Construction of chamber for 100mm sluices valve | item3 | 10 | Nos
239 | 3.5 C 240 Sq.mm XLPE copper armoured Cable ( Main Panel to Chillers) | Item240 | 160 | Mtrs | 11881 |  |  | Excess(+) | 1 | Full Conversion | INR | [40 empty] | #VALUE! | #VALUE! | #VALUE! | 3 | Supplying, Conveying and fixing spls. Including ea | item4 | 10 | Nos
240 | 3.5C 25 Sq.mm XLPE copper armoured Cable (Panel to CHWP) | Item241 | 350 | Mtrs | 1347 |  |  | Excess(+) | 1 | Full Conversion | INR | [40 empty] | #VALUE! | #VALUE! | #VALUE! | 1.02 | Construction of chamber for 100mm sluice plates | item2 | 213 | Nos
241 | 4 C 10 Sq.mm XLPE copper armoured Cable (Panel to CT) | Item242 | 320 | Mtrs | 605 |  |  | Excess(+) | 1 | Full Conversion | INR | [40 empty] | #VALUE! | #VALUE! | #VALUE! | 2 | Construction of chamber for 100mm sluices valve | item3 | 10 | Nos
242 | 3 Core 2.5 Sq.mm PVC Copper armoured Cable | Item243 | 50 | Nos | 150 |  |  | Excess(+) | 1 | Full Conversion | INR | [40 empty] | #VALUE! | #VALUE! | #VALUE! | 3 | Supplying, Conveying and fixing spls. Including ea | item4 | 10 | Nos
243 | Supply and termination of the following size cables with suitable double compression glands with suitable size PVC boot and suitable crimping socket, gland earthing by using copper flexible and all other necessary accessories . (Aluminium sockets for aluminium cables and copper sockets for copper cables) | Item244 | [52 empty] | 1.01 | Supplying, Conveying and fixing spls. Including eart | item1 | 123.223 | Nos
244 | 3.5 C 240 Sq.mm XLPE copper armoured Cable ( Main Panel to Chillers) | Item245 | 8 | Nos | 1144 |  |  | Excess(+) | 1 | Full Conversion | INR | [40 empty] | #VALUE! | #VALUE! | #VALUE! | 1.02 | Construction of chamber for 100mm sluice plates | item2 | 213 | Nos
245 | 3.5C 25 Sq.mm XLPE copper armoured Cable (Panel to CHWP) | Item246 | 36 | Nos | 273 |  |  | Excess(+) | 1 | Full Conversion | INR | [40 empty] | #VALUE! | #VALUE! | #VALUE! | 2 | Construction of chamber for 100mm sluices valve | item3 | 10 | Nos
246 | 4 C 10 Sq.mm XLPE copper armoured Cable (Panel to CT) | Item247 | 24 | Nos | 217 |  |  | Excess(+) | 1 | Full Conversion | INR | [40 empty] | #VALUE! | #VALUE! | #VALUE! | 3 | Supplying, Conveying and fixing spls. Including ea | item4 | 10 | Nos
247 | 3 Core 2.5 Sq.mm PVC Copper armoured Cable | Item248 | 10 | Nos | 87 |  |  | Excess(+) | 1 | Full Conversion | INR | [40 empty] | #VALUE! | #VALUE! | #VALUE! | 1.01 | Supplying, Conveying and fixing spls. Including eart | item1 | 123.223 | Nos
248 | Supply and installation following size of perforated with powder coated M.s cable trays with perforation not more than 17.5% in convenient sections, joined with connectors, suspended from the ceiling with M.S. suspenders including bolts & nuts, painting suspenders etc as required. | Item249 | [52 empty] | 1.02 | Construction of chamber for 100mm sluice plates | item2 | 213 | Nos
249 | 200mm x 50mmx1.6mm Thickness | Item250 | 20 | Mtr. | 610 |  |  | Excess(+) | 1 | Full Conversion | INR | [40 empty] | #VALUE! | #VALUE! | #VALUE! | 2 | Construction of chamber for 100mm sluices valve | item3 | 10 | Nos
250 | 300mm x 62.5mmx2.00 mm thickness | Item251 | 20 | Mtr. | 822 |  |  | Excess(+) | 1 | Full Conversion | INR | [40 empty] | #VALUE! | #VALUE! | #VALUE! | 1.01 | Supplying, Conveying and fixing spls. Including eart | item1 | 123.223 | Nos
251 | 450mm x 62.5mmx2.00 mm thickness | Item252 | 20 | Mtr. | 1084 |  |  | Excess(+) | 1 | Full Conversion | INR | [40 empty] | #VALUE! | #VALUE! | #VALUE! | 1.02 | Construction of chamber for 100mm sluice plates | item2 | 213 | Nos
252 | 600mm x 75mmx2.00mm thickness | Item253 | 50 | Mtr. | 1326 |  |  | Excess(+) | 1 | Full Conversion | INR | [40 empty] | #VALUE! | #VALUE! | #VALUE! | 2 | Construction of chamber for 100mm sluices valve | item3 | 10 | Nos
253 | Supplying and installing following size of perforated with powder coating M.S. cable trays bends with perforation not more than 17.5%,, joined with connectors, suspended from the ceiling with M.S. suspenders including bolts & nuts, painting suspenders etc as required. | Item254 | [52 empty] | 1.02 | Construction of chamber for 100mm sluice plates | item2 | 213 | Nos
254 | 200mm x 50mmx1.6mm Thickness | Item255 | 2 | Nos. | 1087 |  |  | Excess(+) | 1 | Full Conversion | INR | [40 empty] | #VALUE! | #VALUE! | #VALUE! | 2 | Construction of chamber for 100mm sluices valve | item3 | 10 | Nos
255 | 300mm x 62.5mmx2.00 mm thickness | Item256 | 2 | Nos. | 1600 |  |  | Excess(+) | 1 | Full Conversion | INR | [40 empty] | #VALUE! | #VALUE! | #VALUE! | 3 | Supplying, Conveying and fixing spls. Including ea | item4 | 10 | Nos
256 | 450mm x 62.5mmx2.00 mm thickness | Item257 | 2 | Nos. | 2196 |  |  | Excess(+) | 1 | Full Conversion | INR | [40 empty] | #VALUE! | #VALUE! | #VALUE! | 1.01 | Supplying, Conveying and fixing spls. Including eart | item1 | 123.223 | Nos
257 | 600mm x 75mmx2.00mm thickness | Item258 | 2 | Nos. | 2768 |  |  | Excess(+) | 1 | Full Conversion | INR | [40 empty] | #VALUE! | #VALUE! | #VALUE! | 1.02 | Construction of chamber for 100mm sluice plates | item2 | 213 | Nos
258 | Supplying and installing following size of perforated with powder coating M.S. cable trays Tee with perforation not more than 17.5%, joined with connectors, suspended from the ceiling with M.S. suspenders including bolts & nuts, painting suspenders etc as required. | Item259 | [52 empty] | 2 | Construction of chamber for 100mm sluices valve | item3 | 10 | Nos
259 | 100mm x 50mmx1.6mm Thickness | Item260 | 2 | Nos. | 888 |  |  | Excess(+) | 1 | Full Conversion | INR | [40 empty] | #VALUE! | #VALUE! | #VALUE! | 3 | Supplying, Conveying and fixing spls. Including ea | item4 | 10 | Nos
260 | 225mm x 50mmx1.6mm Thickness | Item261 | 2 | Nos. | 1280 |  |  | Excess(+) | 1 | Full Conversion | INR | [40 empty] | #VALUE! | #VALUE! | #VALUE! | 1.01 | Supplying, Conveying and fixing spls. Including eart | item1 | 123.223 | Nos
261 | 300mm x 62.5mmx2.00 mm thickness | Item262 | 2 | Nos. | 1919 |  |  | Excess(+) | 1 | Full Conversion | INR | [40 empty] | #VALUE! | #VALUE! | #VALUE! | 1.02 | Construction of chamber for 100mm sluice plates | item2 | 213 | Nos
262 | 450mm x 62.5mmx2.00 mm thickness | Item263 | 2 | Nos. | 2627 |  |  | Excess(+) | 1 | Full Conversion | INR | [40 empty] | #VALUE! | #VALUE! | #VALUE! | 2 | Construction of chamber for 100mm sluices valve | item3 | 10 | Nos
263 | 600mm x 75mmx2.00mm thickness | Item264 | 2 | Nos. | 3236 |  |  | Excess(+) | 1 | Full Conversion | INR | [40 empty] | #VALUE! | #VALUE! | #VALUE! | 1.01 | Supplying, Conveying and fixing spls. Including eart | item1 | 123.223 | Nos
264 | Earthing with G.I. earth pipe 4.5 metre long, 40 mm dia including accessories, and providing masonry enclosure with cover plate having locking arrangement and watering pipe etc. with charcoal/ coke and salt as required. | Item265 | 12 | Job | 6071 |  |  | Excess(+) | 1 | Full Conversion | INR | [40 empty] | #VALUE! | #VALUE! | #VALUE! | 1.02 | Construction of chamber for 100mm sluice plates | item2 | 213 | Nos
265 | Supplying and laying 6 SWG G.I. wire at 0.50 metre below ground level for conductor earth electrode, including connection/ termination with GI thimble etc. as required. | Item266 | 100 | mtr | 45 |  |  | Excess(+) | 1 | Full Conversion | INR | [40 empty] | #VALUE! | #VALUE! | #VALUE! | 2 | Construction of chamber for 100mm sluices valve | item3 | 10 | Nos
266 | Supplying and laying 25 mm X 5 mm G.I strip at 0.50 meter below ground/ on surface as strip earth electrode, including connection/ terminating with G.I. nut, bolt, spring, washer etc. as required. (Jointing shall be done by overlapping and with 2 sets of G.I. nut bolt & spring washer spaced at 50 mm) | Item267 | 200 | mtr | 127 |  |  | Excess(+) | 1 | Full Conversion | INR | [40 empty] | #VALUE! | #VALUE! | #VALUE! | 3 | Supplying, Conveying and fixing spls. Including ea | item4 | 10 | Nos
267 | Supplying and drawing following sizes of FRLS PVC insulated copper conductor, single/multi core cable in the existing surface/ recessed steel/ PVC conduit as required. | Item268 | [52 empty] | 1.02 | Construction of chamber for 100mm sluice plates | item2 | 213 | Nos
268 | 1C x 1.5 Sqmm cable | Item269 | 20 | Mtr. | 39 |  |  | Excess(+) | 1 | Full Conversion | INR | [40 empty] | #VALUE! | #VALUE! | #VALUE! | 2 | Construction of chamber for 100mm sluices valve | item3 | 10 | Nos
269 | 2C x 1.5 Sqmm cable | Item270 | 1000 | Mtr. | 62 |  |  | Excess(+) | 1 | Full Conversion | INR | [40 empty] | #VALUE! | #VALUE! | #VALUE! | 3 | Supplying, Conveying and fixing spls. Including ea | item4 | 10 | Nos
270 | 3C x 1.5 Sqmm cable | Item271 | 100 | Mtr. | 84 |  |  | Excess(+) | 1 | Full Conversion | INR | [40 empty] | #VALUE! | #VALUE! | #VALUE! | 1.01 | Supplying, Conveying and fixing spls. Including eart | item1 | 123.223 | Nos
271 | 4C x 1.5 Sqmm cable | Item272 | 80 | Mtr. | 106 |  |  | Excess(+) | 1 | Full Conversion | INR | [40 empty] | #VALUE! | #VALUE! | #VALUE! | 1.02 | Construction of chamber for 100mm sluice plates | item2 | 213 | Nos
272 | Supplying and fixing of following sizes of medium class PVC conduit along with accessories in surface/recess including cutting the wall and making good the same in case of recessed conduit as required. | Item273 | [52 empty] | 2 | Construction of chamber for 100mm sluices valve | item3 | 10 | Nos
273 | 25mm | Item274 | 500 | Mtr. | 128 |  |  | Excess(+) | 1 | Full Conversion | INR | [40 empty] | #VALUE! | #VALUE! | #VALUE! | 3 | Supplying, Conveying and fixing spls. Including ea | item4 | 10 | Nos
274 | 32mm | Item275 | 50 | Mtr. | 162 |  |  | Excess(+) | 1 | Full Conversion | INR | [40 empty] | #VALUE! | #VALUE! | #VALUE! | 1.01 | Supplying, Conveying and fixing spls. Including eart | item1 | 123.223 | Nos
275 | 40mm | Item276 | 50 | Mtr. | 202 |  |  | Excess(+) | 1 | Full Conversion | INR | [40 empty] | #VALUE! | #VALUE! | #VALUE! | 1.02 | Construction of chamber for 100mm sluice plates | item2 | 213 | Nos
276 | Structural steel work riveted, bolted or welded in built up sections, trusses and framed work, including cutting, hoisting, fixing in position and applying a priming coat of approved steel primer all complete | Item277 | 500 | Kg | 118 |  |  | Excess(+) | 1 | Full Conversion | INR | [40 empty] | #VALUE! | #VALUE! | #VALUE! | 2 | Construction of chamber for 100mm sluices valve | item3 | 10 | Nos
277 | Cutting & dismantling of condenser / chilled water pipe line for drain out the water from supply and return pipe line and making good i/c back filling of water in pipe line size from 200 mm to 400 mm dia including testing & commissioning etc as required. | Item278 | 10 | Job | 4752 |  |  | Excess(+) | 1 | Full Conversion | INR | [40 empty] | #VALUE! | #VALUE! | #VALUE! | 1.01 | Supplying, Conveying and fixing spls. Including eart | item1 | 123.223 | Nos
278 | Making cut outs in walls/slabs as per site requirement of any size for passage of chilled water pipes /ducts and finishing the same in proper conditions as per specification as per direction of Engineer-in-charge . | Item279 | [52 empty] | 1.02 | Construction of chamber for 100mm sluice plates | item2 | 213 | Nos
279 | In cement mortar/PCC slab/RCC slab | Item280 | 10 | Nos. | 688 |  |  | Excess(+) | 1 | Full Conversion | INR | [40 empty] | #VALUE! | #VALUE! | #VALUE! | 2 | Construction of chamber for 100mm sluices valve | item3 | 10 | Nos
280 | Making a brick masonry chambers following size in side with first class designation brick work in cement mortar 1:6 coarse sand duly plastered with frame of angle iron 35x35 x5 mm & top cover with 2 mm thick ms sheet fixed with handle i/c two coat painting as specified design complete as required. | Item281 | [52 empty] | 3 | Supplying, Conveying and fixing spls. Including ea | item4 | 10 | Nos
281 | 1500 x1500x 1200 mm | Item282 | 5 | Job | 25010 |  |  | Excess(+) | 1 | Full Conversion | INR | [40 empty] | #VALUE! | #VALUE! | #VALUE! | 1.02 | Construction of chamber for 100mm sluice plates | item2 | 213 | Nos
282 | Providing and fixing Chlorinated Polyvinyl Chloride (CPVC) pipes of min 4Kgf/cm2 pressure rating, having thermal stability for hot & cold water supply including all CPVC plain & brass threaded fittings This includes jointing of pipes & fittings with one step CPVC solvent cement, i/c support, clamp etc. | Item283 | [52 empty] | 2 | Construction of chamber for 100mm sluices valve | item3 | 10 | Nos
283 | 100 mm dia pipe | Item284 | 80 | Mtr | 2217 |  |  | Excess(+) | 1 | Full Conversion | INR | [40 empty] | #VALUE! | #VALUE! | #VALUE! | 3 | Supplying, Conveying and fixing spls. Including ea | item4 | 10 | Nos
284 | 80 mm dia pipe | Item285 | 20 | Mtr | 1804 |  |  | Excess(+) | 1 | Full Conversion | INR | [40 empty] | #VALUE! | #VALUE! | #VALUE! | 1.01 | Supplying, Conveying and fixing spls. Including eart | item1 | 123.223 | Nos
285 | 50 mm dia Pipe | Item286 | 40 | Mtr | 662 |  |  | Excess(+) | 1 | Full Conversion | INR | [40 empty] | #VALUE! | #VALUE! | #VALUE! | 1.02 | Construction of chamber for 100mm sluice plates | item2 | 213 | Nos
286 | Non Comprehensive AMC (after completion of 2nd year of DLP) | Item287 | [52 empty] | 2 | Construction of chamber for 100mm sluices valve | item3 | 10 | Nos
287 | Non Comprehensive annual maintenance contract of entire Central AC plant i.e. including all the equipments installed under the above project ( after completion of 2nd year of defect liability period.) as per scope of work & specification. (All equipments high side , low side equipments & BMS components).(The Non-Comprehensive AMC shall cover Attending of breakdown call whenever call upon/ preventive maintenance quarterly/checking and rectifying leakage / descaling of plant/ checking & maintaining all safety parameters,electrial, electronic & software parameters/ maintenance work chiller, condenser, filling pumps & cooling tower fan assembly i/c replacement of bearing, coupling, sleeve & machining work/ Maintenance of cooling tower i/c repairing of leakages, support/ Maintenance of electrical panels i/c replacement defective accessories i.e. Contactor & kit, Relays, indicator, Connectors , Fuses, internal wiring/ Maintenance of entire pipeline, support, equipments of the plant i/c painting with approved brand and shade once in a year & replacement of pipe supports/ Maintenance of water softener including salt charging to keep hardness as per chiller OEM recommendations/ Maintenance of valve, strainer etc. i/c replacement of SS strainer/ including 20-Gallon compressor oil and 3 Nos-filters) | Item288 | [52 empty] | 3 | Supplying, Conveying and fixing spls. Including ea | item4 | 10 | Nos
288 | 1st Year | Item289 | 1 | Year | 1310980 |  |  | Excess(+) | 1 | Full Conversion | INR | [40 empty] | #VALUE! | #VALUE! | #VALUE! | 1.01 | Supplying, Conveying and fixing spls. Including eart | item1 | 123.223 | Nos
289 | 2nd Year | Item290 | 1 | Year | 1310980 |  |  | Excess(+) | 1 | Full Conversion | INR | [40 empty] | #VALUE! | #VALUE! | #VALUE! | 1.02 | Construction of chamber for 100mm sluice plates | item2 | 213 | Nos
290 | Note: 1. "The Defect Liability Period shall be 2 years for the entire AC plant from the date of commissioning, covering all equipment and software, including all chillers, CPM, pumps, PLC, cooling towers, expansion tank, dirt separator, panels, etc." 2. The estimate rates are inclusive of labour cess @1%. | Item291 | [52 empty] | 2 | Construction of chamber for 100mm sluices valve | item3 | 10 | Nos
Total in Figures | [51 empty] | #VALUE! | #VALUE! | #VALUE! | 4 | Construction of chamber for 100mm sluice plates | item5 | 10 | Nos
Quoted Rate in Figures |  |  |  | Select | [47 empty] | 0 | 0 | #VALUE!
Quoted Rate in Words |  | #VALUE!
Note on K13: gepadmin: 1. If you choose "Full Conversion" then Column BA (AMOUNT) and Column BB (TAXES) BOTH values will be convert based on selected Currency in (Column L). 2. If you choose "Partial Conversion" then Column BA (AMOUNT) only will be converted based on selected currency (Column L) and Column BB (TAXES) value (INR) will be added to the converted values.
Note on K14: gepadmin: 1. If you choose "Full Conversion" then Column BA (AMOUNT) and Column BB (TAXES) BOTH values will be convert based on selected Currency in (Column L). 2. If you choose "Partial Conversion" then Column BA (AMOUNT) only will be converted based on selected currency (Column L) and Column BB (TAXES) value (INR) will be added to the converted values.
Note on K15: gepadmin: 1. If you choose "Full Conversion" then Column BA (AMOUNT) and Column BB (TAXES) BOTH values will be convert based on selected Currency in (Column L). 2. If you choose "Partial Conversion" then Column BA (AMOUNT) only will be converted based on selected currency (Column L) and Column BB (TAXES) value (INR) will be added to the converted values.
Note on K16: gepadmin: 1. If you choose "Full Conversion" then Column BA (AMOUNT) and Column BB (TAXES) BOTH values will be convert based on selected Currency in (Column L). 2. If you choose "Partial Conversion" then Column BA (AMOUNT) only will be converted based on selected currency (Column L) and Column BB (TAXES) value (INR) will be added to the converted values.
Note on K17: gepadmin: 1. If you choose "Full Conversion" then Column BA (AMOUNT) and Column BB (TAXES) BOTH values will be convert based on selected Currency in (Column L). 2. If you choose "Partial Conversion" then Column BA (AMOUNT) only will be converted based on selected currency (Column L) and Column BB (TAXES) value (INR) will be added to the converted values.
Note on K18: gepadmin: 1. If you choose "Full Conversion" then Column BA (AMOUNT) and Column BB (TAXES) BOTH values will be convert based on selected Currency in (Column L). 2. If you choose "Partial Conversion" then Column BA (AMOUNT) only will be converted based on selected currency (Column L) and Column BB (TAXES) value (INR) will be added to the converted values.
Note on K19: gepadmin: 1. If you choose "Full Conversion" then Column BA (AMOUNT) and Column BB (TAXES) BOTH values will be convert based on selected Currency in (Column L). 2. If you choose "Partial Conversion" then Column BA (AMOUNT) only will be converted based on selected currency (Column L) and Column BB (TAXES) value (INR) will be added to the converted values.
Note on K20: gepadmin: 1. If you choose "Full Conversion" then Column BA (AMOUNT) and Column BB (TAXES) BOTH values will be convert based on selected Currency in (Column L). 2. If you choose "Partial Conversion" then Column BA (AMOUNT) only will be converted based on selected currency (Column L) and Column BB (TAXES) value (INR) will be added to the converted values.
Note on K21: gepadmin: 1. If you choose "Full Conversion" then Column BA (AMOUNT) and Column BB (TAXES) BOTH values will be convert based on selected Currency in (Column L). 2. If you choose "Partial Conversion" then Column BA (AMOUNT) only will be converted based on selected currency (Column L) and Column BB (TAXES) value (INR) will be added to the converted values.
Note on K22: gepadmin: 1. If you choose "Full Conversion" then Column BA (AMOUNT) and Column BB (TAXES) BOTH values will be convert based on selected Currency in (Column L). 2. If you choose "Partial Conversion" then Column BA (AMOUNT) only will be converted based on selected currency (Column L) and Column BB (TAXES) value (INR) will be added to the converted values.
Note on K23: gepadmin: 1. If you choose "Full Conversion" then Column BA (AMOUNT) and Column BB (TAXES) BOTH values will be convert based on selected Currency in (Column L). 2. If you choose "Partial Conversion" then Column BA (AMOUNT) only will be converted based on selected currency (Column L) and Column BB (TAXES) value (INR) will be added to the converted values.
Note on K24: gepadmin: 1. If you choose "Full Conversion" then Column BA (AMOUNT) and Column BB (TAXES) BOTH values will be convert based on selected Currency in (Column L). 2. If you choose "Partial Conversion" then Column BA (AMOUNT) only will be converted based on selected currency (Column L) and Column BB (TAXES) value (INR) will be added to the converted values.
Note on K25: gepadmin: 1. If you choose "Full Conversion" then Column BA (AMOUNT) and Column BB (TAXES) BOTH values will be convert based on selected Currency in (Column L). 2. If you choose "Partial Conversion" then Column BA (AMOUNT) only will be converted based on selected currency (Column L) and Column BB (TAXES) value (INR) will be added to the converted values.
Note on K26: gepadmin: 1. If you choose "Full Conversion" then Column BA (AMOUNT) and Column BB (TAXES) BOTH values will be convert based on selected Currency in (Column L). 2. If you choose "Partial Conversion" then Column BA (AMOUNT) only will be converted based on selected currency (Column L) and Column BB (TAXES) value (INR) will be added to the converted values.
Note on K27: gepadmin: 1. If you choose "Full Conversion" then Column BA (AMOUNT) and Column BB (TAXES) BOTH values will be convert based on selected Currency in (Column L). 2. If you choose "Partial Conversion" then Column BA (AMOUNT) only will be converted based on selected currency (Column L) and Column BB (TAXES) value (INR) will be added to the converted values.
Note on K28: gepadmin: 1. If you choose "Full Conversion" then Column BA (AMOUNT) and Column BB (TAXES) BOTH values will be convert based on selected Currency in (Column L). 2. If you choose "Partial Conversion" then Column BA (AMOUNT) only will be converted based on selected currency (Column L) and Column BB (TAXES) value (INR) will be added to the converted values.
Note on K29: gepadmin: 1. If you choose "Full Conversion" then Column BA (AMOUNT) and Column BB (TAXES) BOTH values will be convert based on selected Currency in (Column L). 2. If you choose "Partial Conversion" then Column BA (AMOUNT) only will be converted based on selected currency (Column L) and Column BB (TAXES) value (INR) will be added to the converted values.
Note on K30: gepadmin: 1. If you choose "Full Conversion" then Column BA (AMOUNT) and Column BB (TAXES) BOTH values will be convert based on selected Currency in (Column L). 2. If you choose "Partial Conversion" then Column BA (AMOUNT) only will be converted based on selected currency (Column L) and Column BB (TAXES) value (INR) will be added to the converted values.
Note on K31: gepadmin: 1. If you choose "Full Conversion" then Column BA (AMOUNT) and Column BB (TAXES) BOTH values will be convert based on selected Currency in (Column L). 2. If you choose "Partial Conversion" then Column BA (AMOUNT) only will be converted based on selected currency (Column L) and Column BB (TAXES) value (INR) will be added to the converted values.
Note on K32: gepadmin: 1. If you choose "Full Conversion" then Column BA (AMOUNT) and Column BB (TAXES) BOTH values will be convert based on selected Currency in (Column L). 2. If you choose "Partial Conversion" then Column BA (AMOUNT) only will be converted based on selected currency (Column L) and Column BB (TAXES) value (INR) will be added to the converted values.
Note on K33: gepadmin: 1. If you choose "Full Conversion" then Column BA (AMOUNT) and Column BB (TAXES) BOTH values will be convert based on selected Currency in (Column L). 2. If you choose "Partial Conversion" then Column BA (AMOUNT) only will be converted based on selected currency (Column L) and Column BB (TAXES) value (INR) will be added to the converted values.
Note on K34: gepadmin: 1. If you choose "Full Conversion" then Column BA (AMOUNT) and Column BB (TAXES) BOTH values will be convert based on selected Currency in (Column L). 2. If you choose "Partial Conversion" then Column BA (AMOUNT) only will be converted based on selected currency (Column L) and Column BB (TAXES) value (INR) will be added to the converted values.
Note on K35: gepadmin: 1. If you choose "Full Conversion" then Column BA (AMOUNT) and Column BB (TAXES) BOTH values will be convert based on selected Currency in (Column L). 2. If you choose "Partial Conversion" then Column BA (AMOUNT) only will be converted based on selected currency (Column L) and Column BB (TAXES) value (INR) will be added to the converted values.
Note on K36: gepadmin: 1. If you choose "Full Conversion" then Column BA (AMOUNT) and Column BB (TAXES) BOTH values will be convert based on selected Currency in (Column L). 2. If you choose "Partial Conversion" then Column BA (AMOUNT) only will be converted based on selected currency (Column L) and Column BB (TAXES) value (INR) will be added to the converted values.
Note on K37: gepadmin: 1. If you choose "Full Conversion" then Column BA (AMOUNT) and Column BB (TAXES) BOTH values will be convert based on selected Currency in (Column L). 2. If you choose "Partial Conversion" then Column BA (AMOUNT) only will be converted based on selected currency (Column L) and Column BB (TAXES) value (INR) will be added to the converted values.
Note on K38: gepadmin: 1. If you choose "Full Conversion" then Column BA (AMOUNT) and Column BB (TAXES) BOTH values will be convert based on selected Currency in (Column L). 2. If you choose "Partial Conversion" then Column BA (AMOUNT) only will be converted based on selected currency (Column L) and Column BB (TAXES) value (INR) will be added to the converted values.
Note on K39: gepadmin: 1. If you choose "Full Conversion" then Column BA (AMOUNT) and Column BB (TAXES) BOTH values will be convert based on selected Currency in (Column L). 2. If you choose "Partial Conversion" then Column BA (AMOUNT) only will be converted based on selected currency (Column L) and Column BB (TAXES) value (INR) will be added to the converted values.
Note on K40: gepadmin: 1. If you choose "Full Conversion" then Column BA (AMOUNT) and Column BB (TAXES) BOTH values will be convert based on selected Currency in (Column L). 2. If you choose "Partial Conversion" then Column BA (AMOUNT) only will be converted based on selected currency (Column L) and Column BB (TAXES) value (INR) will be added to the converted values.
Note on K41: gepadmin: 1. If you choose "Full Conversion" then Column BA (AMOUNT) and Column BB (TAXES) BOTH values will be convert based on selected Currency in (Column L). 2. If you choose "Partial Conversion" then Column BA (AMOUNT) only will be converted based on selected currency (Column L) and Column BB (TAXES) value (INR) will be added to the converted values.
Note on K42: gepadmin: 1. If you choose "Full Conversion" then Column BA (AMOUNT) and Column BB (TAXES) BOTH values will be convert based on selected Currency in (Column L). 2. If you choose "Partial Conversion" then Column BA (AMOUNT) only will be converted based on selected currency (Column L) and Column BB (TAXES) value (INR) will be added to the converted values.
Note on K43: gepadmin: 1. If you choose "Full Conversion" then Column BA (AMOUNT) and Column BB (TAXES) BOTH values will be convert based on selected Currency in (Column L). 2. If you choose "Partial Conversion" then Column BA (AMOUNT) only will be converted based on selected currency (Column L) and Column BB (TAXES) value (INR) will be added to the converted values.
Note on K44: gepadmin: 1. If you choose "Full Conversion" then Column BA (AMOUNT) and Column BB (TAXES) BOTH values will be convert based on selected Currency in (Column L). 2. If you choose "Partial Conversion" then Column BA (AMOUNT) only will be converted based on selected currency (Column L) and Column BB (TAXES) value (INR) will be added to the converted values.
Note on K45: gepadmin: 1. If you choose "Full Conversion" then Column BA (AMOUNT) and Column BB (TAXES) BOTH values will be convert based on selected Currency in (Column L). 2. If you choose "Partial Conversion" then Column BA (AMOUNT) only will be converted based on selected currency (Column L) and Column BB (TAXES) value (INR) will be added to the converted values.
Note on K46: gepadmin: 1. If you choose "Full Conversion" then Column BA (AMOUNT) and Column BB (TAXES) BOTH values will be convert based on selected Currency in (Column L). 2. If you choose "Partial Conversion" then Column BA (AMOUNT) only will be converted based on selected currency (Column L) and Column BB (TAXES) value (INR) will be added to the converted values.
Note on K47: gepadmin: 1. If you choose "Full Conversion" then Column BA (AMOUNT) and Column BB (TAXES) BOTH values will be convert based on selected Currency in (Column L). 2. If you choose "Partial Conversion" then Column BA (AMOUNT) only will be converted based on selected currency (Column L) and Column BB (TAXES) value (INR) will be added to the converted values.
Note on K48: gepadmin: 1. If you choose "Full Conversion" then Column BA (AMOUNT) and Column BB (TAXES) BOTH values will be convert based on selected Currency in (Column L). 2. If you choose "Partial Conversion" then Column BA (AMOUNT) only will be converted based on selected currency (Column L) and Column BB (TAXES) value (INR) will be added to the converted values.
Note on K49: gepadmin: 1. If you choose "Full Conversion" then Column BA (AMOUNT) and Column BB (TAXES) BOTH values will be convert based on selected Currency in (Column L). 2. If you choose "Partial Conversion" then Column BA (AMOUNT) only will be converted based on selected currency (Column L) and Column BB (TAXES) value (INR) will be added to the converted values.
Note on K50: gepadmin: 1. If you choose "Full Conversion" then Column BA (AMOUNT) and Column BB (TAXES) BOTH values will be convert based on selected Currency in (Column L). 2. If you choose "Partial Conversion" then Column BA (AMOUNT) only will be converted based on selected currency (Column L) and Column BB (TAXES) value (INR) will be added to the converted values.
Note on K51: gepadmin: 1. If you choose "Full Conversion" then Column BA (AMOUNT) and Column BB (TAXES) BOTH values will be convert based on selected Currency in (Column L). 2. If you choose "Partial Conversion" then Column BA (AMOUNT) only will be converted based on selected currency (Column L) and Column BB (TAXES) value (INR) will be added to the converted values.
Note on K52: gepadmin: 1. If you choose "Full Conversion" then Column BA (AMOUNT) and Column BB (TAXES) BOTH values will be convert based on selected Currency in (Column L). 2. If you choose "Partial Conversion" then Column BA (AMOUNT) only will be converted based on selected currency (Column L) and Column BB (TAXES) value (INR) will be added to the converted values.
Note on K53: gepadmin: 1. If you choose "Full Conversion" then Column BA (AMOUNT) and Column BB (TAXES) BOTH values will be convert based on selected Currency in (Column L). 2. If you choose "Partial Conversion" then Column BA (AMOUNT) only will be converted based on selected currency (Column L) and Column BB (TAXES) value (INR) will be added to the converted values.
Note on K54: gepadmin: 1. If you choose "Full Conversion" then Column BA (AMOUNT) and Column BB (TAXES) BOTH values will be convert based on selected Currency in (Column L). 2. If you choose "Partial Conversion" then Column BA (AMOUNT) only will be converted based on selected currency (Column L) and Column BB (TAXES) value (INR) will be added to the converted values.
Note on K55: gepadmin: 1. If you choose "Full Conversion" then Column BA (AMOUNT) and Column BB (TAXES) BOTH values will be convert based on selected Currency in (Column L). 2. If you choose "Partial Conversion" then Column BA (AMOUNT) only will be converted based on selected currency (Column L) and Column BB (TAXES) value (INR) will be added to the converted values.
Note on K56: gepadmin: 1. If you choose "Full Conversion" then Column BA (AMOUNT) and Column BB (TAXES) BOTH values will be convert based on selected Currency in (Column L). 2. If you choose "Partial Conversion" then Column BA (AMOUNT) only will be converted based on selected currency (Column L) and Column BB (TAXES) value (INR) will be added to the converted values.
Note on K57: gepadmin: 1. If you choose "Full Conversion" then Column BA (AMOUNT) and Column BB (TAXES) BOTH values will be convert based on selected Currency in (Column L). 2. If you choose "Partial Conversion" then Column BA (AMOUNT) only will be converted based on selected currency (Column L) and Column BB (TAXES) value (INR) will be added to the converted values.
Note on K58: gepadmin: 1. If you choose "Full Conversion" then Column BA (AMOUNT) and Column BB (TAXES) BOTH values will be convert based on selected Currency in (Column L). 2. If you choose "Partial Conversion" then Column BA (AMOUNT) only will be converted based on selected currency (Column L) and Column BB (TAXES) value (INR) will be added to the converted values.
Note on K59: gepadmin: 1. If you choose "Full Conversion" then Column BA (AMOUNT) and Column BB (TAXES) BOTH values will be convert based on selected Currency in (Column L). 2. If you choose "Partial Conversion" then Column BA (AMOUNT) only will be converted based on selected currency (Column L) and Column BB (TAXES) value (INR) will be added to the converted values.
Note on K60: gepadmin: 1. If you choose "Full Conversion" then Column BA (AMOUNT) and Column BB (TAXES) BOTH values will be convert based on selected Currency in (Column L). 2. If you choose "Partial Conversion" then Column BA (AMOUNT) only will be converted based on selected currency (Column L) and Column BB (TAXES) value (INR) will be added to the converted values.
Note on K61: gepadmin: 1. If you choose "Full Conversion" then Column BA (AMOUNT) and Column BB (TAXES) BOTH values will be convert based on selected Currency in (Column L). 2. If you choose "Partial Conversion" then Column BA (AMOUNT) only will be converted based on selected currency (Column L) and Column BB (TAXES) value (INR) will be added to the converted values.
Note on K62: gepadmin: 1. If you choose "Full Conversion" then Column BA (AMOUNT) and Column BB (TAXES) BOTH values will be convert based on selected Currency in (Column L). 2. If you choose "Partial Conversion" then Column BA (AMOUNT) only will be converted based on selected currency (Column L) and Column BB (TAXES) value (INR) will be added to the converted values.
Note on K63: gepadmin: 1. If you choose "Full Conversion" then Column BA (AMOUNT) and Column BB (TAXES) BOTH values will be convert based on selected Currency in (Column L). 2. If you choose "Partial Conversion" then Column BA (AMOUNT) only will be converted based on selected currency (Column L) and Column BB (TAXES) value (INR) will be added to the converted values.
Note on K65: gepadmin: 1. If you choose "Full Conversion" then Column BA (AMOUNT) and Column BB (TAXES) BOTH values will be convert based on selected Currency in (Column L). 2. If you choose "Partial Conversion" then Column BA (AMOUNT) only will be converted based on selected currency (Column L) and Column BB (TAXES) value (INR) will be added to the converted values.
Note on K66: gepadmin: 1. If you choose "Full Conversion" then Column BA (AMOUNT) and Column BB (TAXES) BOTH values will be convert based on selected Currency in (Column L). 2. If you choose "Partial Conversion" then Column BA (AMOUNT) only will be converted based on selected currency (Column L) and Column BB (TAXES) value (INR) will be added to the converted values.
Note on K67: gepadmin: 1. If you choose "Full Conversion" then Column BA (AMOUNT) and Column BB (TAXES) BOTH values will be convert based on selected Currency in (Column L). 2. If you choose "Partial Conversion" then Column BA (AMOUNT) only will be converted based on selected currency (Column L) and Column BB (TAXES) value (INR) will be added to the converted values.
Note on K68: gepadmin: 1. If you choose "Full Conversion" then Column BA (AMOUNT) and Column BB (TAXES) BOTH values will be convert based on selected Currency in (Column L). 2. If you choose "Partial Conversion" then Column BA (AMOUNT) only will be converted based on selected currency (Column L) and Column BB (TAXES) value (INR) will be added to the converted values.
Note on K69: gepadmin: 1. If you choose "Full Conversion" then Column BA (AMOUNT) and Column BB (TAXES) BOTH values will be convert based on selected Currency in (Column L). 2. If you choose "Partial Conversion" then Column BA (AMOUNT) only will be converted based on selected currency (Column L) and Column BB (TAXES) value (INR) will be added to the converted values.
Note on K70: gepadmin: 1. If you choose "Full Conversion" then Column BA (AMOUNT) and Column BB (TAXES) BOTH values will be convert based on selected Currency in (Column L). 2. If you choose "Partial Conversion" then Column BA (AMOUNT) only will be converted based on selected currency (Column L) and Column BB (TAXES) value (INR) will be added to the converted values.
Note on K71: gepadmin: 1. If you choose "Full Conversion" then Column BA (AMOUNT) and Column BB (TAXES) BOTH values will be convert based on selected Currency in (Column L). 2. If you choose "Partial Conversion" then Column BA (AMOUNT) only will be converted based on selected currency (Column L) and Column BB (TAXES) value (INR) will be added to the converted values.
Note on K72: gepadmin: 1. If you choose "Full Conversion" then Column BA (AMOUNT) and Column BB (TAXES) BOTH values will be convert based on selected Currency in (Column L). 2. If you choose "Partial Conversion" then Column BA (AMOUNT) only will be converted based on selected currency (Column L) and Column BB (TAXES) value (INR) will be added to the converted values.
Note on K73: gepadmin: 1. If you choose "Full Conversion" then Column BA (AMOUNT) and Column BB (TAXES) BOTH values will be convert based on selected Currency in (Column L). 2. If you choose "Partial Conversion" then Column BA (AMOUNT) only will be converted based on selected currency (Column L) and Column BB (TAXES) value (INR) will be added to the converted values.
Note on K74: gepadmin: 1. If you choose "Full Conversion" then Column BA (AMOUNT) and Column BB (TAXES) BOTH values will be convert based on selected Currency in (Column L). 2. If you choose "Partial Conversion" then Column BA (AMOUNT) only will be converted based on selected currency (Column L) and Column BB (TAXES) value (INR) will be added to the converted values.
Note on K75: gepadmin: 1. If you choose "Full Conversion" then Column BA (AMOUNT) and Column BB (TAXES) BOTH values will be convert based on selected Currency in (Column L). 2. If you choose "Partial Conversion" then Column BA (AMOUNT) only will be converted based on selected currency (Column L) and Column BB (TAXES) value (INR) will be added to the converted values.
Note on K76: gepadmin: 1. If you choose "Full Conversion" then Column BA (AMOUNT) and Column BB (TAXES) BOTH values will be convert based on selected Currency in (Column L). 2. If you choose "Partial Conversion" then Column BA (AMOUNT) only will be converted based on selected currency (Column L) and Column BB (TAXES) value (INR) will be added to the converted values.
Note on K77: gepadmin: 1. If you choose "Full Conversion" then Column BA (AMOUNT) and Column BB (TAXES) BOTH values will be convert based on selected Currency in (Column L). 2. If you choose "Partial Conversion" then Column BA (AMOUNT) only will be converted based on selected currency (Column L) and Column BB (TAXES) value (INR) will be added to the converted values.
Note on K78: gepadmin: 1. If you choose "Full Conversion" then Column BA (AMOUNT) and Column BB (TAXES) BOTH values will be convert based on selected Currency in (Column L). 2. If you choose "Partial Conversion" then Column BA (AMOUNT) only will be converted based on selected currency (Column L) and Column BB (TAXES) value (INR) will be added to the converted values.
Note on K79: gepadmin: 1. If you choose "Full Conversion" then Column BA (AMOUNT) and Column BB (TAXES) BOTH values will be convert based on selected Currency in (Column L). 2. If you choose "Partial Conversion" then Column BA (AMOUNT) only will be converted based on selected currency (Column L) and Column BB (TAXES) value (INR) will be added to the converted values.
Note on K80: gepadmin: 1. If you choose "Full Conversion" then Column BA (AMOUNT) and Column BB (TAXES) BOTH values will be convert based on selected Currency in (Column L). 2. If you choose "Partial Conversion" then Column BA (AMOUNT) only will be converted based on selected currency (Column L) and Column BB (TAXES) value (INR) will be added to the converted values.
Note on K81: gepadmin: 1. If you choose "Full Conversion" then Column BA (AMOUNT) and Column BB (TAXES) BOTH values will be convert based on selected Currency in (Column L). 2. If you choose "Partial Conversion" then Column BA (AMOUNT) only will be converted based on selected currency (Column L) and Column BB (TAXES) value (INR) will be added to the converted values.
Note on K82: gepadmin: 1. If you choose "Full Conversion" then Column BA (AMOUNT) and Column BB (TAXES) BOTH values will be convert based on selected Currency in (Column L). 2. If you choose "Partial Conversion" then Column BA (AMOUNT) only will be converted based on selected currency (Column L) and Column BB (TAXES) value (INR) will be added to the converted values.
Note on K83: gepadmin: 1. If you choose "Full Conversion" then Column BA (AMOUNT) and Column BB (TAXES) BOTH values will be convert based on selected Currency in (Column L). 2. If you choose "Partial Conversion" then Column BA (AMOUNT) only will be converted based on selected currency (Column L) and Column BB (TAXES) value (INR) will be added to the converted values.
Note on K84: gepadmin: 1. If you choose "Full Conversion" then Column BA (AMOUNT) and Column BB (TAXES) BOTH values will be convert based on selected Currency in (Column L). 2. If you choose "Partial Conversion" then Column BA (AMOUNT) only will be converted based on selected currency (Column L) and Column BB (TAXES) value (INR) will be added to the converted values.
Note on K85: gepadmin: 1. If you choose "Full Conversion" then Column BA (AMOUNT) and Column BB (TAXES) BOTH values will be convert based on selected Currency in (Column L). 2. If you choose "Partial Conversion" then Column BA (AMOUNT) only will be converted based on selected currency (Column L) and Column BB (TAXES) value (INR) will be added to the converted values.
Note on K86: gepadmin: 1. If you choose "Full Conversion" then Column BA (AMOUNT) and Column BB (TAXES) BOTH values will be convert based on selected Currency in (Column L). 2. If you choose "Partial Conversion" then Column BA (AMOUNT) only will be converted based on selected currency (Column L) and Column BB (TAXES) value (INR) will be added to the converted values.
Note on K87: gepadmin: 1. If you choose "Full Conversion" then Column BA (AMOUNT) and Column BB (TAXES) BOTH values will be convert based on selected Currency in (Column L). 2. If you choose "Partial Conversion" then Column BA (AMOUNT) only will be converted based on selected currency (Column L) and Column BB (TAXES) value (INR) will be added to the converted values.
Note on K88: gepadmin: 1. If you choose "Full Conversion" then Column BA (AMOUNT) and Column BB (TAXES) BOTH values will be convert based on selected Currency in (Column L). 2. If you choose "Partial Conversion" then Column BA (AMOUNT) only will be converted based on selected currency (Column L) and Column BB (TAXES) value (INR) will be added to the converted values.
Note on K89: gepadmin: 1. If you choose "Full Conversion" then Column BA (AMOUNT) and Column BB (TAXES) BOTH values will be convert based on selected Currency in (Column L). 2. If you choose "Partial Conversion" then Column BA (AMOUNT) only will be converted based on selected currency (Column L) and Column BB (TAXES) value (INR) will be added to the converted values.
Note on K90: gepadmin: 1. If you choose "Full Conversion" then Column BA (AMOUNT) and Column BB (TAXES) BOTH values will be convert based on selected Currency in (Column L). 2. If you choose "Partial Conversion" then Column BA (AMOUNT) only will be converted based on selected currency (Column L) and Column BB (TAXES) value (INR) will be added to the converted values.
Note on K91: gepadmin: 1. If you choose "Full Conversion" then Column BA (AMOUNT) and Column BB (TAXES) BOTH values will be convert based on selected Currency in (Column L). 2. If you choose "Partial Conversion" then Column BA (AMOUNT) only will be converted based on selected currency (Column L) and Column BB (TAXES) value (INR) will be added to the converted values.
Note on K92: gepadmin: 1. If you choose "Full Conversion" then Column BA (AMOUNT) and Column BB (TAXES) BOTH values will be convert based on selected Currency in (Column L). 2. If you choose "Partial Conversion" then Column BA (AMOUNT) only will be converted based on selected currency (Column L) and Column BB (TAXES) value (INR) will be added to the converted values.
Note on K93: gepadmin: 1. If you choose "Full Conversion" then Column BA (AMOUNT) and Column BB (TAXES) BOTH values will be convert based on selected Currency in (Column L). 2. If you choose "Partial Conversion" then Column BA (AMOUNT) only will be converted based on selected currency (Column L) and Column BB (TAXES) value (INR) will be added to the converted values.
Note on K94: gepadmin: 1. If you choose "Full Conversion" then Column BA (AMOUNT) and Column BB (TAXES) BOTH values will be convert based on selected Currency in (Column L). 2. If you choose "Partial Conversion" then Column BA (AMOUNT) only will be converted based on selected currency (Column L) and Column BB (TAXES) value (INR) will be added to the converted values.
Note on K95: gepadmin: 1. If you choose "Full Conversion" then Column BA (AMOUNT) and Column BB (TAXES) BOTH values will be convert based on selected Currency in (Column L). 2. If you choose "Partial Conversion" then Column BA (AMOUNT) only will be converted based on selected currency (Column L) and Column BB (TAXES) value (INR) will be added to the converted values.
Note on K96: gepadmin: 1. If you choose "Full Conversion" then Column BA (AMOUNT) and Column BB (TAXES) BOTH values will be convert based on selected Currency in (Column L). 2. If you choose "Partial Conversion" then Column BA (AMOUNT) only will be converted based on selected currency (Column L) and Column BB (TAXES) value (INR) will be added to the converted values.
Note on K97: gepadmin: 1. If you choose "Full Conversion" then Column BA (AMOUNT) and Column BB (TAXES) BOTH values will be convert based on selected Currency in (Column L). 2. If you choose "Partial Conversion" then Column BA (AMOUNT) only will be converted based on selected currency (Column L) and Column BB (TAXES) value (INR) will be added to the converted values.
Note on K98: gepadmin: 1. If you choose "Full Conversion" then Column BA (AMOUNT) and Column BB (TAXES) BOTH values will be convert based on selected Currency in (Column L). 2. If you choose "Partial Conversion" then Column BA (AMOUNT) only will be converted based on selected currency (Column L) and Column BB (TAXES) value (INR) will be added to the converted values.
Note on K99: gepadmin: 1. If you choose "Full Conversion" then Column BA (AMOUNT) and Column BB (TAXES) BOTH values will be convert based on selected Currency in (Column L). 2. If you choose "Partial Conversion" then Column BA (AMOUNT) only will be converted based on selected currency (Column L) and Column BB (TAXES) value (INR) will be added to the converted values.
Note on K100: gepadmin: 1. If you choose "Full Conversion" then Column BA (AMOUNT) and Column BB (TAXES) BOTH values will be convert based on selected Currency in (Column L). 2. If you choose "Partial Conversion" then Column BA (AMOUNT) only will be converted based on selected currency (Column L) and Column BB (TAXES) value (INR) will be added to the converted values.
Note on K101: gepadmin: 1. If you choose "Full Conversion" then Column BA (AMOUNT) and Column BB (TAXES) BOTH values will be convert based on selected Currency in (Column L). 2. If you choose "Partial Conversion" then Column BA (AMOUNT) only will be converted based on selected currency (Column L) and Column BB (TAXES) value (INR) will be added to the converted values.
Note on K102: gepadmin: 1. If you choose "Full Conversion" then Column BA (AMOUNT) and Column BB (TAXES) BOTH values will be convert based on selected Currency in (Column L). 2. If you choose "Partial Conversion" then Column BA (AMOUNT) only will be converted based on selected currency (Column L) and Column BB (TAXES) value (INR) will be added to the converted values.
Note on K103: gepadmin: 1. If you choose "Full Conversion" then Column BA (AMOUNT) and Column BB (TAXES) BOTH values will be convert based on selected Currency in (Column L). 2. If you choose "Partial Conversion" then Column BA (AMOUNT) only will be converted based on selected currency (Column L) and Column BB (TAXES) value (INR) will be added to the converted values.
Note on K104: gepadmin: 1. If you choose "Full Conversion" then Column BA (AMOUNT) and Column BB (TAXES) BOTH values will be convert based on selected Currency in (Column L). 2. If you choose "Partial Conversion" then Column BA (AMOUNT) only will be converted based on selected currency (Column L) and Column BB (TAXES) value (INR) will be added to the converted values.
Note on K105: gepadmin: 1. If you choose "Full Conversion" then Column BA (AMOUNT) and Column BB (TAXES) BOTH values will be convert based on selected Currency in (Column L). 2. If you choose "Partial Conversion" then Column BA (AMOUNT) only will be converted based on selected currency (Column L) and Column BB (TAXES) value (INR) will be added to the converted values.
Note on K106: gepadmin: 1. If you choose "Full Conversion" then Column BA (AMOUNT) and Column BB (TAXES) BOTH values will be convert based on selected Currency in (Column L). 2. If you choose "Partial Conversion" then Column BA (AMOUNT) only will be converted based on selected currency (Column L) and Column BB (TAXES) value (INR) will be added to the converted values.
Note on K107: gepadmin: 1. If you choose "Full Conversion" then Column BA (AMOUNT) and Column BB (TAXES) BOTH values will be convert based on selected Currency in (Column L). 2. If you choose "Partial Conversion" then Column BA (AMOUNT) only will be converted based on selected currency (Column L) and Column BB (TAXES) value (INR) will be added to the converted values.
Note on K108: gepadmin: 1. If you choose "Full Conversion" then Column BA (AMOUNT) and Column BB (TAXES) BOTH values will be convert based on selected Currency in (Column L). 2. If you choose "Partial Conversion" then Column BA (AMOUNT) only will be converted based on selected currency (Column L) and Column BB (TAXES) value (INR) will be added to the converted values.
Note on K109: gepadmin: 1. If you choose "Full Conversion" then Column BA (AMOUNT) and Column BB (TAXES) BOTH values will be convert based on selected Currency in (Column L). 2. If you choose "Partial Conversion" then Column BA (AMOUNT) only will be converted based on selected currency (Column L) and Column BB (TAXES) value (INR) will be added to the converted values.
Note on K110: gepadmin: 1. If you choose "Full Conversion" then Column BA (AMOUNT) and Column BB (TAXES) BOTH values will be convert based on selected Currency in (Column L). 2. If you choose "Partial Conversion" then Column BA (AMOUNT) only will be converted based on selected currency (Column L) and Column BB (TAXES) value (INR) will be added to the converted values.
Note on K111: gepadmin: 1. If you choose "Full Conversion" then Column BA (AMOUNT) and Column BB (TAXES) BOTH values will be convert based on selected Currency in (Column L). 2. If you choose "Partial Conversion" then Column BA (AMOUNT) only will be converted based on selected currency (Column L) and Column BB (TAXES) value (INR) will be added to the converted values.
Note on K112: gepadmin: 1. If you choose "Full Conversion" then Column BA (AMOUNT) and Column BB (TAXES) BOTH values will be convert based on selected Currency in (Column L). 2. If you choose "Partial Conversion" then Column BA (AMOUNT) only will be converted based on selected currency (Column L) and Column BB (TAXES) value (INR) will be added to the converted values.
Note on K113: gepadmin: 1. If you choose "Full Conversion" then Column BA (AMOUNT) and Column BB (TAXES) BOTH values will be convert based on selected Currency in (Column L). 2. If you choose "Partial Conversion" then Column BA (AMOUNT) only will be converted based on selected currency (Column L) and Column BB (TAXES) value (INR) will be added to the converted values.
Note on K114: gepadmin: 1. If you choose "Full Conversion" then Column BA (AMOUNT) and Column BB (TAXES) BOTH values will be convert based on selected Currency in (Column L). 2. If you choose "Partial Conversion" then Column BA (AMOUNT) only will be converted based on selected currency (Column L) and Column BB (TAXES) value (INR) will be added to the converted values.
Note on K115: gepadmin: 1. If you choose "Full Conversion" then Column BA (AMOUNT) and Column BB (TAXES) BOTH values will be convert based on selected Currency in (Column L). 2. If you choose "Partial Conversion" then Column BA (AMOUNT) only will be converted based on selected currency (Column L) and Column BB (TAXES) value (INR) will be added to the converted values.
Note on K116: gepadmin: 1. If you choose "Full Conversion" then Column BA (AMOUNT) and Column BB (TAXES) BOTH values will be convert based on selected Currency in (Column L). 2. If you choose "Partial Conversion" then Column BA (AMOUNT) only will be converted based on selected currency (Column L) and Column BB (TAXES) value (INR) will be added to the converted values.
Note on K117: gepadmin: 1. If you choose "Full Conversion" then Column BA (AMOUNT) and Column BB (TAXES) BOTH values will be convert based on selected Currency in (Column L). 2. If you choose "Partial Conversion" then Column BA (AMOUNT) only will be converted based on selected currency (Column L) and Column BB (TAXES) value (INR) will be added to the converted values.
Note on K118: gepadmin: 1. If you choose "Full Conversion" then Column BA (AMOUNT) and Column BB (TAXES) BOTH values will be convert based on selected Currency in (Column L). 2. If you choose "Partial Conversion" then Column BA (AMOUNT) only will be converted based on selected currency (Column L) and Column BB (TAXES) value (INR) will be added to the converted values.
Note on K121: gepadmin: 1. If you choose "Full Conversion" then Column BA (AMOUNT) and Column BB (TAXES) BOTH values will be convert based on selected Currency in (Column L). 2. If you choose "Partial Conversion" then Column BA (AMOUNT) only will be converted based on selected currency (Column L) and Column BB (TAXES) value (INR) will be added to the converted values.
Note on K122: gepadmin: 1. If you choose "Full Conversion" then Column BA (AMOUNT) and Column BB (TAXES) BOTH values will be convert based on selected Currency in (Column L). 2. If you choose "Partial Conversion" then Column BA (AMOUNT) only will be converted based on selected currency (Column L) and Column BB (TAXES) value (INR) will be added to the converted values.
Note on K123: gepadmin: 1. If you choose "Full Conversion" then Column BA (AMOUNT) and Column BB (TAXES) BOTH values will be convert based on selected Currency in (Column L). 2. If you choose "Partial Conversion" then Column BA (AMOUNT) only will be converted based on selected currency (Column L) and Column BB (TAXES) value (INR) will be added to the converted values.
Note on K124: gepadmin: 1. If you choose "Full Conversion" then Column BA (AMOUNT) and Column BB (TAXES) BOTH values will be convert based on selected Currency in (Column L). 2. If you choose "Partial Conversion" then Column BA (AMOUNT) only will be converted based on selected currency (Column L) and Column BB (TAXES) value (INR) will be added to the converted values.
Note on K125: gepadmin: 1. If you choose "Full Conversion" then Column BA (AMOUNT) and Column BB (TAXES) BOTH values will be convert based on selected Currency in (Column L). 2. If you choose "Partial Conversion" then Column BA (AMOUNT) only will be converted based on selected currency (Column L) and Column BB (TAXES) value (INR) will be added to the converted values.
Note on K126: gepadmin: 1. If you choose "Full Conversion" then Column BA (AMOUNT) and Column BB (TAXES) BOTH values will be convert based on selected Currency in (Column L). 2. If you choose "Partial Conversion" then Column BA (AMOUNT) only will be converted based on selected currency (Column L) and Column BB (TAXES) value (INR) will be added to the converted values.
Note on K127: gepadmin: 1. If you choose "Full Conversion" then Column BA (AMOUNT) and Column BB (TAXES) BOTH values will be convert based on selected Currency in (Column L). 2. If you choose "Partial Conversion" then Column BA (AMOUNT) only will be converted based on selected currency (Column L) and Column BB (TAXES) value (INR) will be added to the converted values.
Note on K128: gepadmin: 1. If you choose "Full Conversion" then Column BA (AMOUNT) and Column BB (TAXES) BOTH values will be convert based on selected Currency in (Column L). 2. If you choose "Partial Conversion" then Column BA (AMOUNT) only will be converted based on selected currency (Column L) and Column BB (TAXES) value (INR) will be added to the converted values.
Note on K129: gepadmin: 1. If you choose "Full Conversion" then Column BA (AMOUNT) and Column BB (TAXES) BOTH values will be convert based on selected Currency in (Column L). 2. If you choose "Partial Conversion" then Column BA (AMOUNT) only will be converted based on selected currency (Column L) and Column BB (TAXES) value (INR) will be added to the converted values.
Note on K130: gepadmin: 1. If you choose "Full Conversion" then Column BA (AMOUNT) and Column BB (TAXES) BOTH values will be convert based on selected Currency in (Column L). 2. If you choose "Partial Conversion" then Column BA (AMOUNT) only will be converted based on selected currency (Column L) and Column BB (TAXES) value (INR) will be added to the converted values.
Note on K131: gepadmin: 1. If you choose "Full Conversion" then Column BA (AMOUNT) and Column BB (TAXES) BOTH values will be convert based on selected Currency in (Column L). 2. If you choose "Partial Conversion" then Column BA (AMOUNT) only will be converted based on selected currency (Column L) and Column BB (TAXES) value (INR) will be added to the converted values.
Note on K132: gepadmin: 1. If you choose "Full Conversion" then Column BA (AMOUNT) and Column BB (TAXES) BOTH values will be convert based on selected Currency in (Column L). 2. If you choose "Partial Conversion" then Column BA (AMOUNT) only will be converted based on selected currency (Column L) and Column BB (TAXES) value (INR) will be added to the converted values.
Note on K133: gepadmin: 1. If you choose "Full Conversion" then Column BA (AMOUNT) and Column BB (TAXES) BOTH values will be convert based on selected Currency in (Column L). 2. If you choose "Partial Conversion" then Column BA (AMOUNT) only will be converted based on selected currency (Column L) and Column BB (TAXES) value (INR) will be added to the converted values.
Note on K134: gepadmin: 1. If you choose "Full Conversion" then Column BA (AMOUNT) and Column BB (TAXES) BOTH values will be convert based on selected Currency in (Column L). 2. If you choose "Partial Conversion" then Column BA (AMOUNT) only will be converted based on selected currency (Column L) and Column BB (TAXES) value (INR) will be added to the converted values.
Note on K135: gepadmin: 1. If you choose "Full Conversion" then Column BA (AMOUNT) and Column BB (TAXES) BOTH values will be convert based on selected Currency in (Column L). 2. If you choose "Partial Conversion" then Column BA (AMOUNT) only will be converted based on selected currency (Column L) and Column BB (TAXES) value (INR) will be added to the converted values.
Note on K136: gepadmin: 1. If you choose "Full Conversion" then Column BA (AMOUNT) and Column BB (TAXES) BOTH values will be convert based on selected Currency in (Column L). 2. If you choose "Partial Conversion" then Column BA (AMOUNT) only will be converted based on selected currency (Column L) and Column BB (TAXES) value (INR) will be added to the converted values.
Note on K137: gepadmin: 1. If you choose "Full Conversion" then Column BA (AMOUNT) and Column BB (TAXES) BOTH values will be convert based on selected Currency in (Column L). 2. If you choose "Partial Conversion" then Column BA (AMOUNT) only will be converted based on selected currency (Column L) and Column BB (TAXES) value (INR) will be added to the converted values.
Note on K138: gepadmin: 1. If you choose "Full Conversion" then Column BA (AMOUNT) and Column BB (TAXES) BOTH values will be convert based on selected Currency in (Column L). 2. If you choose "Partial Conversion" then Column BA (AMOUNT) only will be converted based on selected currency (Column L) and Column BB (TAXES) value (INR) will be added to the converted values.
Note on K139: gepadmin: 1. If you choose "Full Conversion" then Column BA (AMOUNT) and Column BB (TAXES) BOTH values will be convert based on selected Currency in (Column L). 2. If you choose "Partial Conversion" then Column BA (AMOUNT) only will be converted based on selected currency (Column L) and Column BB (TAXES) value (INR) will be added to the converted values.
Note on K140: gepadmin: 1. If you choose "Full Conversion" then Column BA (AMOUNT) and Column BB (TAXES) BOTH values will be convert based on selected Currency in (Column L). 2. If you choose "Partial Conversion" then Column BA (AMOUNT) only will be converted based on selected currency (Column L) and Column BB (TAXES) value (INR) will be added to the converted values.
Note on K141: gepadmin: 1. If you choose "Full Conversion" then Column BA (AMOUNT) and Column BB (TAXES) BOTH values will be convert based on selected Currency in (Column L). 2. If you choose "Partial Conversion" then Column BA (AMOUNT) only will be converted based on selected currency (Column L) and Column BB (TAXES) value (INR) will be added to the converted values.
Note on K142: gepadmin: 1. If you choose "Full Conversion" then Column BA (AMOUNT) and Column BB (TAXES) BOTH values will be convert based on selected Currency in (Column L). 2. If you choose "Partial Conversion" then Column BA (AMOUNT) only will be converted based on selected currency (Column L) and Column BB (TAXES) value (INR) will be added to the converted values.
Note on K143: gepadmin: 1. If you choose "Full Conversion" then Column BA (AMOUNT) and Column BB (TAXES) BOTH values will be convert based on selected Currency in (Column L). 2. If you choose "Partial Conversion" then Column BA (AMOUNT) only will be converted based on selected currency (Column L) and Column BB (TAXES) value (INR) will be added to the converted values.
Note on K144: gepadmin: 1. If you choose "Full Conversion" then Column BA (AMOUNT) and Column BB (TAXES) BOTH values will be convert based on selected Currency in (Column L). 2. If you choose "Partial Conversion" then Column BA (AMOUNT) only will be converted based on selected currency (Column L) and Column BB (TAXES) value (INR) will be added to the converted values.
Note on K145: gepadmin: 1. If you choose "Full Conversion" then Column BA (AMOUNT) and Column BB (TAXES) BOTH values will be convert based on selected Currency in (Column L). 2. If you choose "Partial Conversion" then Column BA (AMOUNT) only will be converted based on selected currency (Column L) and Column BB (TAXES) value (INR) will be added to the converted values.
Note on K146: gepadmin: 1. If you choose "Full Conversion" then Column BA (AMOUNT) and Column BB (TAXES) BOTH values will be convert based on selected Currency in (Column L). 2. If you choose "Partial Conversion" then Column BA (AMOUNT) only will be converted based on selected currency (Column L) and Column BB (TAXES) value (INR) will be added to the converted values.
Note on K147: gepadmin: 1. If you choose "Full Conversion" then Column BA (AMOUNT) and Column BB (TAXES) BOTH values will be convert based on selected Currency in (Column L). 2. If you choose "Partial Conversion" then Column BA (AMOUNT) only will be converted based on selected currency (Column L) and Column BB (TAXES) value (INR) will be added to the converted values.
Note on K148: gepadmin: 1. If you choose "Full Conversion" then Column BA (AMOUNT) and Column BB (TAXES) BOTH values will be convert based on selected Currency in (Column L). 2. If you choose "Partial Conversion" then Column BA (AMOUNT) only will be converted based on selected currency (Column L) and Column BB (TAXES) value (INR) will be added to the converted values.
Note on K149: gepadmin: 1. If you choose "Full Conversion" then Column BA (AMOUNT) and Column BB (TAXES) BOTH values will be convert based on selected Currency in (Column L). 2. If you choose "Partial Conversion" then Column BA (AMOUNT) only will be converted based on selected currency (Column L) and Column BB (TAXES) value (INR) will be added to the converted values.
Note on K150: gepadmin: 1. If you choose "Full Conversion" then Column BA (AMOUNT) and Column BB (TAXES) BOTH values will be convert based on selected Currency in (Column L). 2. If you choose "Partial Conversion" then Column BA (AMOUNT) only will be converted based on selected currency (Column L) and Column BB (TAXES) value (INR) will be added to the converted values.
Note on K151: gepadmin: 1. If you choose "Full Conversion" then Column BA (AMOUNT) and Column BB (TAXES) BOTH values will be convert based on selected Currency in (Column L). 2. If you choose "Partial Conversion" then Column BA (AMOUNT) only will be converted based on selected currency (Column L) and Column BB (TAXES) value (INR) will be added to the converted values.
Note on K153: gepadmin: 1. If you choose "Full Conversion" then Column BA (AMOUNT) and Column BB (TAXES) BOTH values will be convert based on selected Currency in (Column L). 2. If you choose "Partial Conversion" then Column BA (AMOUNT) only will be converted based on selected currency (Column L) and Column BB (TAXES) value (INR) will be added to the converted values.
Note on K154: gepadmin: 1. If you choose "Full Conversion" then Column BA (AMOUNT) and Column BB (TAXES) BOTH values will be convert based on selected Currency in (Column L). 2. If you choose "Partial Conversion" then Column BA (AMOUNT) only will be converted based on selected currency (Column L) and Column BB (TAXES) value (INR) will be added to the converted values.
Note on K155: gepadmin: 1. If you choose "Full Conversion" then Column BA (AMOUNT) and Column BB (TAXES) BOTH values will be convert based on selected Currency in (Column L). 2. If you choose "Partial Conversion" then Column BA (AMOUNT) only will be converted based on selected currency (Column L) and Column BB (TAXES) value (INR) will be added to the converted values.
Note on K156: gepadmin: 1. If you choose "Full Conversion" then Column BA (AMOUNT) and Column BB (TAXES) BOTH values will be convert based on selected Currency in (Column L). 2. If you choose "Partial Conversion" then Column BA (AMOUNT) only will be converted based on selected currency (Column L) and Column BB (TAXES) value (INR) will be added to the converted values.
Note on K157: gepadmin: 1. If you choose "Full Conversion" then Column BA (AMOUNT) and Column BB (TAXES) BOTH values will be convert based on selected Currency in (Column L). 2. If you choose "Partial Conversion" then Column BA (AMOUNT) only will be converted based on selected currency (Column L) and Column BB (TAXES) value (INR) will be added to the converted values.
Note on K158: gepadmin: 1. If you choose "Full Conversion" then Column BA (AMOUNT) and Column BB (TAXES) BOTH values will be convert based on selected Currency in (Column L). 2. If you choose "Partial Conversion" then Column BA (AMOUNT) only will be converted based on selected currency (Column L) and Column BB (TAXES) value (INR) will be added to the converted values.
Note on K159: gepadmin: 1. If you choose "Full Conversion" then Column BA (AMOUNT) and Column BB (TAXES) BOTH values will be convert based on selected Currency in (Column L). 2. If you choose "Partial Conversion" then Column BA (AMOUNT) only will be converted based on selected currency (Column L) and Column BB (TAXES) value (INR) will be added to the converted values.
Note on K160: gepadmin: 1. If you choose "Full Conversion" then Column BA (AMOUNT) and Column BB (TAXES) BOTH values will be convert based on selected Currency in (Column L). 2. If you choose "Partial Conversion" then Column BA (AMOUNT) only will be converted based on selected currency (Column L) and Column BB (TAXES) value (INR) will be added to the converted values.
Note on K161: gepadmin: 1. If you choose "Full Conversion" then Column BA (AMOUNT) and Column BB (TAXES) BOTH values will be convert based on selected Currency in (Column L). 2. If you choose "Partial Conversion" then Column BA (AMOUNT) only will be converted based on selected currency (Column L) and Column BB (TAXES) value (INR) will be added to the converted values.
Note on K162: gepadmin: 1. If you choose "Full Conversion" then Column BA (AMOUNT) and Column BB (TAXES) BOTH values will be convert based on selected Currency in (Column L). 2. If you choose "Partial Conversion" then Column BA (AMOUNT) only will be converted based on selected currency (Column L) and Column BB (TAXES) value (INR) will be added to the converted values.
Note on K163: gepadmin: 1. If you choose "Full Conversion" then Column BA (AMOUNT) and Column BB (TAXES) BOTH values will be convert based on selected Currency in (Column L). 2. If you choose "Partial Conversion" then Column BA (AMOUNT) only will be converted based on selected currency (Column L) and Column BB (TAXES) value (INR) will be added to the converted values.
Note on K164: gepadmin: 1. If you choose "Full Conversion" then Column BA (AMOUNT) and Column BB (TAXES) BOTH values will be convert based on selected Currency in (Column L). 2. If you choose "Partial Conversion" then Column BA (AMOUNT) only will be converted based on selected currency (Column L) and Column BB (TAXES) value (INR) will be added to the converted values.
Note on K165: gepadmin: 1. If you choose "Full Conversion" then Column BA (AMOUNT) and Column BB (TAXES) BOTH values will be convert based on selected Currency in (Column L). 2. If you choose "Partial Conversion" then Column BA (AMOUNT) only will be converted based on selected currency (Column L) and Column BB (TAXES) value (INR) will be added to the converted values.
Note on K166: gepadmin: 1. If you choose "Full Conversion" then Column BA (AMOUNT) and Column BB (TAXES) BOTH values will be convert based on selected Currency in (Column L). 2. If you choose "Partial Conversion" then Column BA (AMOUNT) only will be converted based on selected currency (Column L) and Column BB (TAXES) value (INR) will be added to the converted values.
Note on K167: gepadmin: 1. If you choose "Full Conversion" then Column BA (AMOUNT) and Column BB (TAXES) BOTH values will be convert based on selected Currency in (Column L). 2. If you choose "Partial Conversion" then Column BA (AMOUNT) only will be converted based on selected currency (Column L) and Column BB (TAXES) value (INR) will be added to the converted values.
Note on K168: gepadmin: 1. If you choose "Full Conversion" then Column BA (AMOUNT) and Column BB (TAXES) BOTH values will be convert based on selected Currency in (Column L). 2. If you choose "Partial Conversion" then Column BA (AMOUNT) only will be converted based on selected currency (Column L) and Column BB (TAXES) value (INR) will be added to the converted values.
Note on K169: gepadmin: 1. If you choose "Full Conversion" then Column BA (AMOUNT) and Column BB (TAXES) BOTH values will be convert based on selected Currency in (Column L). 2. If you choose "Partial Conversion" then Column BA (AMOUNT) only will be converted based on selected currency (Column L) and Column BB (TAXES) value (INR) will be added to the converted values.
Note on K170: gepadmin: 1. If you choose "Full Conversion" then Column BA (AMOUNT) and Column BB (TAXES) BOTH values will be convert based on selected Currency in (Column L). 2. If you choose "Partial Conversion" then Column BA (AMOUNT) only will be converted based on selected currency (Column L) and Column BB (TAXES) value (INR) will be added to the converted values.
Note on K171: gepadmin: 1. If you choose "Full Conversion" then Column BA (AMOUNT) and Column BB (TAXES) BOTH values will be convert based on selected Currency in (Column L). 2. If you choose "Partial Conversion" then Column BA (AMOUNT) only will be converted based on selected currency (Column L) and Column BB (TAXES) value (INR) will be added to the converted values.
Note on K172: gepadmin: 1. If you choose "Full Conversion" then Column BA (AMOUNT) and Column BB (TAXES) BOTH values will be convert based on selected Currency in (Column L). 2. If you choose "Partial Conversion" then Column BA (AMOUNT) only will be converted based on selected currency (Column L) and Column BB (TAXES) value (INR) will be added to the converted values.
Note on K173: gepadmin: 1. If you choose "Full Conversion" then Column BA (AMOUNT) and Column BB (TAXES) BOTH values will be convert based on selected Currency in (Column L). 2. If you choose "Partial Conversion" then Column BA (AMOUNT) only will be converted based on selected currency (Column L) and Column BB (TAXES) value (INR) will be added to the converted values.
Note on K174: gepadmin: 1. If you choose "Full Conversion" then Column BA (AMOUNT) and Column BB (TAXES) BOTH values will be convert based on selected Currency in (Column L). 2. If you choose "Partial Conversion" then Column BA (AMOUNT) only will be converted based on selected currency (Column L) and Column BB (TAXES) value (INR) will be added to the converted values.
Note on K175: gepadmin: 1. If you choose "Full Conversion" then Column BA (AMOUNT) and Column BB (TAXES) BOTH values will be convert based on selected Currency in (Column L). 2. If you choose "Partial Conversion" then Column BA (AMOUNT) only will be converted based on selected currency (Column L) and Column BB (TAXES) value (INR) will be added to the converted values.
Note on K176: gepadmin: 1. If you choose "Full Conversion" then Column BA (AMOUNT) and Column BB (TAXES) BOTH values will be convert based on selected Currency in (Column L). 2. If you choose "Partial Conversion" then Column BA (AMOUNT) only will be converted based on selected currency (Column L) and Column BB (TAXES) value (INR) will be added to the converted values.
Note on K177: gepadmin: 1. If you choose "Full Conversion" then Column BA (AMOUNT) and Column BB (TAXES) BOTH values will be convert based on selected Currency in (Column L). 2. If you choose "Partial Conversion" then Column BA (AMOUNT) only will be converted based on selected currency (Column L) and Column BB (TAXES) value (INR) will be added to the converted values.
Note on K178: gepadmin: 1. If you choose "Full Conversion" then Column BA (AMOUNT) and Column BB (TAXES) BOTH values will be convert based on selected Currency in (Column L). 2. If you choose "Partial Conversion" then Column BA (AMOUNT) only will be converted based on selected currency (Column L) and Column BB (TAXES) value (INR) will be added to the converted values.
Note on K180: gepadmin: 1. If you choose "Full Conversion" then Column BA (AMOUNT) and Column BB (TAXES) BOTH values will be convert based on selected Currency in (Column L). 2. If you choose "Partial Conversion" then Column BA (AMOUNT) only will be converted based on selected currency (Column L) and Column BB (TAXES) value (INR) will be added to the converted values.
Note on K181: gepadmin: 1. If you choose "Full Conversion" then Column BA (AMOUNT) and Column BB (TAXES) BOTH values will be convert based on selected Currency in (Column L). 2. If you choose "Partial Conversion" then Column BA (AMOUNT) only will be converted based on selected currency (Column L) and Column BB (TAXES) value (INR) will be added to the converted values.
Note on K182: gepadmin: 1. If you choose "Full Conversion" then Column BA (AMOUNT) and Column BB (TAXES) BOTH values will be convert based on selected Currency in (Column L). 2. If you choose "Partial Conversion" then Column BA (AMOUNT) only will be converted based on selected currency (Column L) and Column BB (TAXES) value (INR) will be added to the converted values.
Note on K183: gepadmin: 1. If you choose "Full Conversion" then Column BA (AMOUNT) and Column BB (TAXES) BOTH values will be convert based on selected Currency in (Column L). 2. If you choose "Partial Conversion" then Column BA (AMOUNT) only will be converted based on selected currency (Column L) and Column BB (TAXES) value (INR) will be added to the converted values.
Note on K184: gepadmin: 1. If you choose "Full Conversion" then Column BA (AMOUNT) and Column BB (TAXES) BOTH values will be convert based on selected Currency in (Column L). 2. If you choose "Partial Conversion" then Column BA (AMOUNT) only will be converted based on selected currency (Column L) and Column BB (TAXES) value (INR) will be added to the converted values.
Note on K185: gepadmin: 1. If you choose "Full Conversion" then Column BA (AMOUNT) and Column BB (TAXES) BOTH values will be convert based on selected Currency in (Column L). 2. If you choose "Partial Conversion" then Column BA (AMOUNT) only will be converted based on selected currency (Column L) and Column BB (TAXES) value (INR) will be added to the converted values.
Note on K186: gepadmin: 1. If you choose "Full Conversion" then Column BA (AMOUNT) and Column BB (TAXES) BOTH values will be convert based on selected Currency in (Column L). 2. If you choose "Partial Conversion" then Column BA (AMOUNT) only will be converted based on selected currency (Column L) and Column BB (TAXES) value (INR) will be added to the converted values.
Note on K187: gepadmin: 1. If you choose "Full Conversion" then Column BA (AMOUNT) and Column BB (TAXES) BOTH values will be convert based on selected Currency in (Column L). 2. If you choose "Partial Conversion" then Column BA (AMOUNT) only will be converted based on selected currency (Column L) and Column BB (TAXES) value (INR) will be added to the converted values.
Note on K188: gepadmin: 1. If you choose "Full Conversion" then Column BA (AMOUNT) and Column BB (TAXES) BOTH values will be convert based on selected Currency in (Column L). 2. If you choose "Partial Conversion" then Column BA (AMOUNT) only will be converted based on selected currency (Column L) and Column BB (TAXES) value (INR) will be added to the converted values.
Note on K189: gepadmin: 1. If you choose "Full Conversion" then Column BA (AMOUNT) and Column BB (TAXES) BOTH values will be convert based on selected Currency in (Column L). 2. If you choose "Partial Conversion" then Column BA (AMOUNT) only will be converted based on selected currency (Column L) and Column BB (TAXES) value (INR) will be added to the converted values.
Note on K190: gepadmin: 1. If you choose "Full Conversion" then Column BA (AMOUNT) and Column BB (TAXES) BOTH values will be convert based on selected Currency in (Column L). 2. If you choose "Partial Conversion" then Column BA (AMOUNT) only will be converted based on selected currency (Column L) and Column BB (TAXES) value (INR) will be added to the converted values.
Note on K191: gepadmin: 1. If you choose "Full Conversion" then Column BA (AMOUNT) and Column BB (TAXES) BOTH values will be convert based on selected Currency in (Column L). 2. If you choose "Partial Conversion" then Column BA (AMOUNT) only will be converted based on selected currency (Column L) and Column BB (TAXES) value (INR) will be added to the converted values.
Note on K192: gepadmin: 1. If you choose "Full Conversion" then Column BA (AMOUNT) and Column BB (TAXES) BOTH values will be convert based on selected Currency in (Column L). 2. If you choose "Partial Conversion" then Column BA (AMOUNT) only will be converted based on selected currency (Column L) and Column BB (TAXES) value (INR) will be added to the converted values.
Note on K193: gepadmin: 1. If you choose "Full Conversion" then Column BA (AMOUNT) and Column BB (TAXES) BOTH values will be convert based on selected Currency in (Column L). 2. If you choose "Partial Conversion" then Column BA (AMOUNT) only will be converted based on selected currency (Column L) and Column BB (TAXES) value (INR) will be added to the converted values.
Note on K194: gepadmin: 1. If you choose "Full Conversion" then Column BA (AMOUNT) and Column BB (TAXES) BOTH values will be convert based on selected Currency in (Column L). 2. If you choose "Partial Conversion" then Column BA (AMOUNT) only will be converted based on selected currency (Column L) and Column BB (TAXES) value (INR) will be added to the converted values.
Note on K195: gepadmin: 1. If you choose "Full Conversion" then Column BA (AMOUNT) and Column BB (TAXES) BOTH values will be convert based on selected Currency in (Column L). 2. If you choose "Partial Conversion" then Column BA (AMOUNT) only will be converted based on selected currency (Column L) and Column BB (TAXES) value (INR) will be added to the converted values.
Note on K196: gepadmin: 1. If you choose "Full Conversion" then Column BA (AMOUNT) and Column BB (TAXES) BOTH values will be convert based on selected Currency in (Column L). 2. If you choose "Partial Conversion" then Column BA (AMOUNT) only will be converted based on selected currency (Column L) and Column BB (TAXES) value (INR) will be added to the converted values.
Note on K197: gepadmin: 1. If you choose "Full Conversion" then Column BA (AMOUNT) and Column BB (TAXES) BOTH values will be convert based on selected Currency in (Column L). 2. If you choose "Partial Conversion" then Column BA (AMOUNT) only will be converted based on selected currency (Column L) and Column BB (TAXES) value (INR) will be added to the converted values.
Note on K198: gepadmin: 1. If you choose "Full Conversion" then Column BA (AMOUNT) and Column BB (TAXES) BOTH values will be convert based on selected Currency in (Column L). 2. If you choose "Partial Conversion" then Column BA (AMOUNT) only will be converted based on selected currency (Column L) and Column BB (TAXES) value (INR) will be added to the converted values.
Note on K199: gepadmin: 1. If you choose "Full Conversion" then Column BA (AMOUNT) and Column BB (TAXES) BOTH values will be convert based on selected Currency in (Column L). 2. If you choose "Partial Conversion" then Column BA (AMOUNT) only will be converted based on selected currency (Column L) and Column BB (TAXES) value (INR) will be added to the converted values.
Note on K200: gepadmin: 1. If you choose "Full Conversion" then Column BA (AMOUNT) and Column BB (TAXES) BOTH values will be convert based on selected Currency in (Column L). 2. If you choose "Partial Conversion" then Column BA (AMOUNT) only will be converted based on selected currency (Column L) and Column BB (TAXES) value (INR) will be added to the converted values.
Note on K201: gepadmin: 1. If you choose "Full Conversion" then Column BA (AMOUNT) and Column BB (TAXES) BOTH values will be convert based on selected Currency in (Column L). 2. If you choose "Partial Conversion" then Column BA (AMOUNT) only will be converted based on selected currency (Column L) and Column BB (TAXES) value (INR) will be added to the converted values.
Note on K202: gepadmin: 1. If you choose "Full Conversion" then Column BA (AMOUNT) and Column BB (TAXES) BOTH values will be convert based on selected Currency in (Column L). 2. If you choose "Partial Conversion" then Column BA (AMOUNT) only will be converted based on selected currency (Column L) and Column BB (TAXES) value (INR) will be added to the converted values.
Note on K203: gepadmin: 1. If you choose "Full Conversion" then Column BA (AMOUNT) and Column BB (TAXES) BOTH values will be convert based on selected Currency in (Column L). 2. If you choose "Partial Conversion" then Column BA (AMOUNT) only will be converted based on selected currency (Column L) and Column BB (TAXES) value (INR) will be added to the converted values.
Note on K204: gepadmin: 1. If you choose "Full Conversion" then Column BA (AMOUNT) and Column BB (TAXES) BOTH values will be convert based on selected Currency in (Column L). 2. If you choose "Partial Conversion" then Column BA (AMOUNT) only will be converted based on selected currency (Column L) and Column BB (TAXES) value (INR) will be added to the converted values.
Note on K205: gepadmin: 1. If you choose "Full Conversion" then Column BA (AMOUNT) and Column BB (TAXES) BOTH values will be convert based on selected Currency in (Column L). 2. If you choose "Partial Conversion" then Column BA (AMOUNT) only will be converted based on selected currency (Column L) and Column BB (TAXES) value (INR) will be added to the converted values.
Note on K206: gepadmin: 1. If you choose "Full Conversion" then Column BA (AMOUNT) and Column BB (TAXES) BOTH values will be convert based on selected Currency in (Column L). 2. If you choose "Partial Conversion" then Column BA (AMOUNT) only will be converted based on selected currency (Column L) and Column BB (TAXES) value (INR) will be added to the converted values.
Note on K208: gepadmin: 1. If you choose "Full Conversion" then Column BA (AMOUNT) and Column BB (TAXES) BOTH values will be convert based on selected Currency in (Column L). 2. If you choose "Partial Conversion" then Column BA (AMOUNT) only will be converted based on selected currency (Column L) and Column BB (TAXES) value (INR) will be added to the converted values.
Note on K209: gepadmin: 1. If you choose "Full Conversion" then Column BA (AMOUNT) and Column BB (TAXES) BOTH values will be convert based on selected Currency in (Column L). 2. If you choose "Partial Conversion" then Column BA (AMOUNT) only will be converted based on selected currency (Column L) and Column BB (TAXES) value (INR) will be added to the converted values.
Note on K210: gepadmin: 1. If you choose "Full Conversion" then Column BA (AMOUNT) and Column BB (TAXES) BOTH values will be convert based on selected Currency in (Column L). 2. If you choose "Partial Conversion" then Column BA (AMOUNT) only will be converted based on selected currency (Column L) and Column BB (TAXES) value (INR) will be added to the converted values.
Note on K211: gepadmin: 1. If you choose "Full Conversion" then Column BA (AMOUNT) and Column BB (TAXES) BOTH values will be convert based on selected Currency in (Column L). 2. If you choose "Partial Conversion" then Column BA (AMOUNT) only will be converted based on selected currency (Column L) and Column BB (TAXES) value (INR) will be added to the converted values.
Note on K212: gepadmin: 1. If you choose "Full Conversion" then Column BA (AMOUNT) and Column BB (TAXES) BOTH values will be convert based on selected Currency in (Column L). 2. If you choose "Partial Conversion" then Column BA (AMOUNT) only will be converted based on selected currency (Column L) and Column BB (TAXES) value (INR) will be added to the converted values.
Note on K213: gepadmin: 1. If you choose "Full Conversion" then Column BA (AMOUNT) and Column BB (TAXES) BOTH values will be convert based on selected Currency in (Column L). 2. If you choose "Partial Conversion" then Column BA (AMOUNT) only will be converted based on selected currency (Column L) and Column BB (TAXES) value (INR) will be added to the converted values.
Note on K214: gepadmin: 1. If you choose "Full Conversion" then Column BA (AMOUNT) and Column BB (TAXES) BOTH values will be convert based on selected Currency in (Column L). 2. If you choose "Partial Conversion" then Column BA (AMOUNT) only will be converted based on selected currency (Column L) and Column BB (TAXES) value (INR) will be added to the converted values.
Note on K215: gepadmin: 1. If you choose "Full Conversion" then Column BA (AMOUNT) and Column BB (TAXES) BOTH values will be convert based on selected Currency in (Column L). 2. If you choose "Partial Conversion" then Column BA (AMOUNT) only will be converted based on selected currency (Column L) and Column BB (TAXES) value (INR) will be added to the converted values.
Note on K216: gepadmin: 1. If you choose "Full Conversion" then Column BA (AMOUNT) and Column BB (TAXES) BOTH values will be convert based on selected Currency in (Column L). 2. If you choose "Partial Conversion" then Column BA (AMOUNT) only will be converted based on selected currency (Column L) and Column BB (TAXES) value (INR) will be added to the converted values.
Note on K217: gepadmin: 1. If you choose "Full Conversion" then Column BA (AMOUNT) and Column BB (TAXES) BOTH values will be convert based on selected Currency in (Column L). 2. If you choose "Partial Conversion" then Column BA (AMOUNT) only will be converted based on selected currency (Column L) and Column BB (TAXES) value (INR) will be added to the converted values.
Note on K218: gepadmin: 1. If you choose "Full Conversion" then Column BA (AMOUNT) and Column BB (TAXES) BOTH values will be convert based on selected Currency in (Column L). 2. If you choose "Partial Conversion" then Column BA (AMOUNT) only will be converted based on selected currency (Column L) and Column BB (TAXES) value (INR) will be added to the converted values.
Note on K219: gepadmin: 1. If you choose "Full Conversion" then Column BA (AMOUNT) and Column BB (TAXES) BOTH values will be convert based on selected Currency in (Column L). 2. If you choose "Partial Conversion" then Column BA (AMOUNT) only will be converted based on selected currency (Column L) and Column BB (TAXES) value (INR) will be added to the converted values.
Note on K220: gepadmin: 1. If you choose "Full Conversion" then Column BA (AMOUNT) and Column BB (TAXES) BOTH values will be convert based on selected Currency in (Column L). 2. If you choose "Partial Conversion" then Column BA (AMOUNT) only will be converted based on selected currency (Column L) and Column BB (TAXES) value (INR) will be added to the converted values.
Note on K221: gepadmin: 1. If you choose "Full Conversion" then Column BA (AMOUNT) and Column BB (TAXES) BOTH values will be convert based on selected Currency in (Column L). 2. If you choose "Partial Conversion" then Column BA (AMOUNT) only will be converted based on selected currency (Column L) and Column BB (TAXES) value (INR) will be added to the converted values.
Note on K222: gepadmin: 1. If you choose "Full Conversion" then Column BA (AMOUNT) and Column BB (TAXES) BOTH values will be convert based on selected Currency in (Column L). 2. If you choose "Partial Conversion" then Column BA (AMOUNT) only will be converted based on selected currency (Column L) and Column BB (TAXES) value (INR) will be added to the converted values.
Note on K223: gepadmin: 1. If you choose "Full Conversion" then Column BA (AMOUNT) and Column BB (TAXES) BOTH values will be convert based on selected Currency in (Column L). 2. If you choose "Partial Conversion" then Column BA (AMOUNT) only will be converted based on selected currency (Column L) and Column BB (TAXES) value (INR) will be added to the converted values.
Note on K224: gepadmin: 1. If you choose "Full Conversion" then Column BA (AMOUNT) and Column BB (TAXES) BOTH values will be convert based on selected Currency in (Column L). 2. If you choose "Partial Conversion" then Column BA (AMOUNT) only will be converted based on selected currency (Column L) and Column BB (TAXES) value (INR) will be added to the converted values.
Note on K225: gepadmin: 1. If you choose "Full Conversion" then Column BA (AMOUNT) and Column BB (TAXES) BOTH values will be convert based on selected Currency in (Column L). 2. If you choose "Partial Conversion" then Column BA (AMOUNT) only will be converted based on selected currency (Column L) and Column BB (TAXES) value (INR) will be added to the converted values.
Note on K226: gepadmin: 1. If you choose "Full Conversion" then Column BA (AMOUNT) and Column BB (TAXES) BOTH values will be convert based on selected Currency in (Column L). 2. If you choose "Partial Conversion" then Column BA (AMOUNT) only will be converted based on selected currency (Column L) and Column BB (TAXES) value (INR) will be added to the converted values.
Note on K227: gepadmin: 1. If you choose "Full Conversion" then Column BA (AMOUNT) and Column BB (TAXES) BOTH values will be convert based on selected Currency in (Column L). 2. If you choose "Partial Conversion" then Column BA (AMOUNT) only will be converted based on selected currency (Column L) and Column BB (TAXES) value (INR) will be added to the converted values.
Note on K228: gepadmin: 1. If you choose "Full Conversion" then Column BA (AMOUNT) and Column BB (TAXES) BOTH values will be convert based on selected Currency in (Column L). 2. If you choose "Partial Conversion" then Column BA (AMOUNT) only will be converted based on selected currency (Column L) and Column BB (TAXES) value (INR) will be added to the converted values.
Note on K229: gepadmin: 1. If you choose "Full Conversion" then Column BA (AMOUNT) and Column BB (TAXES) BOTH values will be convert based on selected Currency in (Column L). 2. If you choose "Partial Conversion" then Column BA (AMOUNT) only will be converted based on selected currency (Column L) and Column BB (TAXES) value (INR) will be added to the converted values.
Note on K230: gepadmin: 1. If you choose "Full Conversion" then Column BA (AMOUNT) and Column BB (TAXES) BOTH values will be convert based on selected Currency in (Column L). 2. If you choose "Partial Conversion" then Column BA (AMOUNT) only will be converted based on selected currency (Column L) and Column BB (TAXES) value (INR) will be added to the converted values.
Note on K231: gepadmin: 1. If you choose "Full Conversion" then Column BA (AMOUNT) and Column BB (TAXES) BOTH values will be convert based on selected Currency in (Column L). 2. If you choose "Partial Conversion" then Column BA (AMOUNT) only will be converted based on selected currency (Column L) and Column BB (TAXES) value (INR) will be added to the converted values.
Note on K232: gepadmin: 1. If you choose "Full Conversion" then Column BA (AMOUNT) and Column BB (TAXES) BOTH values will be convert based on selected Currency in (Column L). 2. If you choose "Partial Conversion" then Column BA (AMOUNT) only will be converted based on selected currency (Column L) and Column BB (TAXES) value (INR) will be added to the converted values.
Note on K233: gepadmin: 1. If you choose "Full Conversion" then Column BA (AMOUNT) and Column BB (TAXES) BOTH values will be convert based on selected Currency in (Column L). 2. If you choose "Partial Conversion" then Column BA (AMOUNT) only will be converted based on selected currency (Column L) and Column BB (TAXES) value (INR) will be added to the converted values.
Note on K234: gepadmin: 1. If you choose "Full Conversion" then Column BA (AMOUNT) and Column BB (TAXES) BOTH values will be convert based on selected Currency in (Column L). 2. If you choose "Partial Conversion" then Column BA (AMOUNT) only will be converted based on selected currency (Column L) and Column BB (TAXES) value (INR) will be added to the converted values.
Note on K235: gepadmin: 1. If you choose "Full Conversion" then Column BA (AMOUNT) and Column BB (TAXES) BOTH values will be convert based on selected Currency in (Column L). 2. If you choose "Partial Conversion" then Column BA (AMOUNT) only will be converted based on selected currency (Column L) and Column BB (TAXES) value (INR) will be added to the converted values.
Note on K236: gepadmin: 1. If you choose "Full Conversion" then Column BA (AMOUNT) and Column BB (TAXES) BOTH values will be convert based on selected Currency in (Column L). 2. If you choose "Partial Conversion" then Column BA (AMOUNT) only will be converted based on selected currency (Column L) and Column BB (TAXES) value (INR) will be added to the converted values.
Note on K237: gepadmin: 1. If you choose "Full Conversion" then Column BA (AMOUNT) and Column BB (TAXES) BOTH values will be convert based on selected Currency in (Column L). 2. If you choose "Partial Conversion" then Column BA (AMOUNT) only will be converted based on selected currency (Column L) and Column BB (TAXES) value (INR) will be added to the converted values.
Note on K238: gepadmin: 1. If you choose "Full Conversion" then Column BA (AMOUNT) and Column BB (TAXES) BOTH values will be convert based on selected Currency in (Column L). 2. If you choose "Partial Conversion" then Column BA (AMOUNT) only will be converted based on selected currency (Column L) and Column BB (TAXES) value (INR) will be added to the converted values.
Note on K239: gepadmin: 1. If you choose "Full Conversion" then Column BA (AMOUNT) and Column BB (TAXES) BOTH values will be convert based on selected Currency in (Column L). 2. If you choose "Partial Conversion" then Column BA (AMOUNT) only will be converted based on selected currency (Column L) and Column BB (TAXES) value (INR) will be added to the converted values.
Note on K240: gepadmin: 1. If you choose "Full Conversion" then Column BA (AMOUNT) and Column BB (TAXES) BOTH values will be convert based on selected Currency in (Column L). 2. If you choose "Partial Conversion" then Column BA (AMOUNT) only will be converted based on selected currency (Column L) and Column BB (TAXES) value (INR) will be added to the converted values.
Note on K241: gepadmin: 1. If you choose "Full Conversion" then Column BA (AMOUNT) and Column BB (TAXES) BOTH values will be convert based on selected Currency in (Column L). 2. If you choose "Partial Conversion" then Column BA (AMOUNT) only will be converted based on selected currency (Column L) and Column BB (TAXES) value (INR) will be added to the converted values.
Note on K242: gepadmin: 1. If you choose "Full Conversion" then Column BA (AMOUNT) and Column BB (TAXES) BOTH values will be convert based on selected Currency in (Column L). 2. If you choose "Partial Conversion" then Column BA (AMOUNT) only will be converted based on selected currency (Column L) and Column BB (TAXES) value (INR) will be added to the converted values.
Note on K243: gepadmin: 1. If you choose "Full Conversion" then Column BA (AMOUNT) and Column BB (TAXES) BOTH values will be convert based on selected Currency in (Column L). 2. If you choose "Partial Conversion" then Column BA (AMOUNT) only will be converted based on selected currency (Column L) and Column BB (TAXES) value (INR) will be added to the converted values.
Note on K244: gepadmin: 1. If you choose "Full Conversion" then Column BA (AMOUNT) and Column BB (TAXES) BOTH values will be convert based on selected Currency in (Column L). 2. If you choose "Partial Conversion" then Column BA (AMOUNT) only will be converted based on selected currency (Column L) and Column BB (TAXES) value (INR) will be added to the converted values.
Note on K245: gepadmin: 1. If you choose "Full Conversion" then Column BA (AMOUNT) and Column BB (TAXES) BOTH values will be convert based on selected Currency in (Column L). 2. If you choose "Partial Conversion" then Column BA (AMOUNT) only will be converted based on selected currency (Column L) and Column BB (TAXES) value (INR) will be added to the converted values.
Note on K246: gepadmin: 1. If you choose "Full Conversion" then Column BA (AMOUNT) and Column BB (TAXES) BOTH values will be convert based on selected Currency in (Column L). 2. If you choose "Partial Conversion" then Column BA (AMOUNT) only will be converted based on selected currency (Column L) and Column BB (TAXES) value (INR) will be added to the converted values.
Note on K247: gepadmin: 1. If you choose "Full Conversion" then Column BA (AMOUNT) and Column BB (TAXES) BOTH values will be convert based on selected Currency in (Column L). 2. If you choose "Partial Conversion" then Column BA (AMOUNT) only will be converted based on selected currency (Column L) and Column BB (TAXES) value (INR) will be added to the converted values.
Note on K248: gepadmin: 1. If you choose "Full Conversion" then Column BA (AMOUNT) and Column BB (TAXES) BOTH values will be convert based on selected Currency in (Column L). 2. If you choose "Partial Conversion" then Column BA (AMOUNT) only will be converted based on selected currency (Column L) and Column BB (TAXES) value (INR) will be added to the converted values.
Note on K249: gepadmin: 1. If you choose "Full Conversion" then Column BA (AMOUNT) and Column BB (TAXES) BOTH values will be convert based on selected Currency in (Column L). 2. If you choose "Partial Conversion" then Column BA (AMOUNT) only will be converted based on selected currency (Column L) and Column BB (TAXES) value (INR) will be added to the converted values.
Note on K250: gepadmin: 1. If you choose "Full Conversion" then Column BA (AMOUNT) and Column BB (TAXES) BOTH values will be convert based on selected Currency in (Column L). 2. If you choose "Partial Conversion" then Column BA (AMOUNT) only will be converted based on selected currency (Column L) and Column BB (TAXES) value (INR) will be added to the converted values.
Note on K251: gepadmin: 1. If you choose "Full Conversion" then Column BA (AMOUNT) and Column BB (TAXES) BOTH values will be convert based on selected Currency in (Column L). 2. If you choose "Partial Conversion" then Column BA (AMOUNT) only will be converted based on selected currency (Column L) and Column BB (TAXES) value (INR) will be added to the converted values.
Note on K252: gepadmin: 1. If you choose "Full Conversion" then Column BA (AMOUNT) and Column BB (TAXES) BOTH values will be convert based on selected Currency in (Column L). 2. If you choose "Partial Conversion" then Column BA (AMOUNT) only will be converted based on selected currency (Column L) and Column BB (TAXES) value (INR) will be added to the converted values.
Note on K253: gepadmin: 1. If you choose "Full Conversion" then Column BA (AMOUNT) and Column BB (TAXES) BOTH values will be convert based on selected Currency in (Column L). 2. If you choose "Partial Conversion" then Column BA (AMOUNT) only will be converted based on selected currency (Column L) and Column BB (TAXES) value (INR) will be added to the converted values.
Note on K254: gepadmin: 1. If you choose "Full Conversion" then Column BA (AMOUNT) and Column BB (TAXES) BOTH values will be convert based on selected Currency in (Column L). 2. If you choose "Partial Conversion" then Column BA (AMOUNT) only will be converted based on selected currency (Column L) and Column BB (TAXES) value (INR) will be added to the converted values.
Note on K255: gepadmin: 1. If you choose "Full Conversion" then Column BA (AMOUNT) and Column BB (TAXES) BOTH values will be convert based on selected Currency in (Column L). 2. If you choose "Partial Conversion" then Column BA (AMOUNT) only will be converted based on selected currency (Column L) and Column BB (TAXES) value (INR) will be added to the converted values.
Note on K256: gepadmin: 1. If you choose "Full Conversion" then Column BA (AMOUNT) and Column BB (TAXES) BOTH values will be convert based on selected Currency in (Column L). 2. If you choose "Partial Conversion" then Column BA (AMOUNT) only will be converted based on selected currency (Column L) and Column BB (TAXES) value (INR) will be added to the converted values.
Note on K257: gepadmin: 1. If you choose "Full Conversion" then Column BA (AMOUNT) and Column BB (TAXES) BOTH values will be convert based on selected Currency in (Column L). 2. If you choose "Partial Conversion" then Column BA (AMOUNT) only will be converted based on selected currency (Column L) and Column BB (TAXES) value (INR) will be added to the converted values.
Note on K258: gepadmin: 1. If you choose "Full Conversion" then Column BA (AMOUNT) and Column BB (TAXES) BOTH values will be convert based on selected Currency in (Column L). 2. If you choose "Partial Conversion" then Column BA (AMOUNT) only will be converted based on selected currency (Column L) and Column BB (TAXES) value (INR) will be added to the converted values.
Note on K259: gepadmin: 1. If you choose "Full Conversion" then Column BA (AMOUNT) and Column BB (TAXES) BOTH values will be convert based on selected Currency in (Column L). 2. If you choose "Partial Conversion" then Column BA (AMOUNT) only will be converted based on selected currency (Column L) and Column BB (TAXES) value (INR) will be added to the converted values.
Note on K260: gepadmin: 1. If you choose "Full Conversion" then Column BA (AMOUNT) and Column BB (TAXES) BOTH values will be convert based on selected Currency in (Column L). 2. If you choose "Partial Conversion" then Column BA (AMOUNT) only will be converted based on selected currency (Column L) and Column BB (TAXES) value (INR) will be added to the converted values.
Note on K261: gepadmin: 1. If you choose "Full Conversion" then Column BA (AMOUNT) and Column BB (TAXES) BOTH values will be convert based on selected Currency in (Column L). 2. If you choose "Partial Conversion" then Column BA (AMOUNT) only will be converted based on selected currency (Column L) and Column BB (TAXES) value (INR) will be added to the converted values.
Note on K262: gepadmin: 1. If you choose "Full Conversion" then Column BA (AMOUNT) and Column BB (TAXES) BOTH values will be convert based on selected Currency in (Column L). 2. If you choose "Partial Conversion" then Column BA (AMOUNT) only will be converted based on selected currency (Column L) and Column BB (TAXES) value (INR) will be added to the converted values.
Note on K264: gepadmin: 1. If you choose "Full Conversion" then Column BA (AMOUNT) and Column BB (TAXES) BOTH values will be convert based on selected Currency in (Column L). 2. If you choose "Partial Conversion" then Column BA (AMOUNT) only will be converted based on selected currency (Column L) and Column BB (TAXES) value (INR) will be added to the converted values.
Note on K265: gepadmin: 1. If you choose "Full Conversion" then Column BA (AMOUNT) and Column BB (TAXES) BOTH values will be convert based on selected Currency in (Column L). 2. If you choose "Partial Conversion" then Column BA (AMOUNT) only will be converted based on selected currency (Column L) and Column BB (TAXES) value (INR) will be added to the converted values.
Note on K266: gepadmin: 1. If you choose "Full Conversion" then Column BA (AMOUNT) and Column BB (TAXES) BOTH values will be convert based on selected Currency in (Column L). 2. If you choose "Partial Conversion" then Column BA (AMOUNT) only will be converted based on selected currency (Column L) and Column BB (TAXES) value (INR) will be added to the converted values.
Note on K267: gepadmin: 1. If you choose "Full Conversion" then Column BA (AMOUNT) and Column BB (TAXES) BOTH values will be convert based on selected Currency in (Column L). 2. If you choose "Partial Conversion" then Column BA (AMOUNT) only will be converted based on selected currency (Column L) and Column BB (TAXES) value (INR) will be added to the converted values.
Note on K268: gepadmin: 1. If you choose "Full Conversion" then Column BA (AMOUNT) and Column BB (TAXES) BOTH values will be convert based on selected Currency in (Column L). 2. If you choose "Partial Conversion" then Column BA (AMOUNT) only will be converted based on selected currency (Column L) and Column BB (TAXES) value (INR) will be added to the converted values.
Note on K269: gepadmin: 1. If you choose "Full Conversion" then Column BA (AMOUNT) and Column BB (TAXES) BOTH values will be convert based on selected Currency in (Column L). 2. If you choose "Partial Conversion" then Column BA (AMOUNT) only will be converted based on selected currency (Column L) and Column BB (TAXES) value (INR) will be added to the converted values.
Note on K270: gepadmin: 1. If you choose "Full Conversion" then Column BA (AMOUNT) and Column BB (TAXES) BOTH values will be convert based on selected Currency in (Column L). 2. If you choose "Partial Conversion" then Column BA (AMOUNT) only will be converted based on selected currency (Column L) and Column BB (TAXES) value (INR) will be added to the converted values.
Note on K271: gepadmin: 1. If you choose "Full Conversion" then Column BA (AMOUNT) and Column BB (TAXES) BOTH values will be convert based on selected Currency in (Column L). 2. If you choose "Partial Conversion" then Column BA (AMOUNT) only will be converted based on selected currency (Column L) and Column BB (TAXES) value (INR) will be added to the converted values.
Note on K272: gepadmin: 1. If you choose "Full Conversion" then Column BA (AMOUNT) and Column BB (TAXES) BOTH values will be convert based on selected Currency in (Column L). 2. If you choose "Partial Conversion" then Column BA (AMOUNT) only will be converted based on selected currency (Column L) and Column BB (TAXES) value (INR) will be added to the converted values.
Note on K273: gepadmin: 1. If you choose "Full Conversion" then Column BA (AMOUNT) and Column BB (TAXES) BOTH values will be convert based on selected Currency in (Column L). 2. If you choose "Partial Conversion" then Column BA (AMOUNT) only will be converted based on selected currency (Column L) and Column BB (TAXES) value (INR) will be added to the converted values.
Note on K274: gepadmin: 1. If you choose "Full Conversion" then Column BA (AMOUNT) and Column BB (TAXES) BOTH values will be convert based on selected Currency in (Column L). 2. If you choose "Partial Conversion" then Column BA (AMOUNT) only will be converted based on selected currency (Column L) and Column BB (TAXES) value (INR) will be added to the converted values.
Note on K275: gepadmin: 1. If you choose "Full Conversion" then Column BA (AMOUNT) and Column BB (TAXES) BOTH values will be convert based on selected Currency in (Column L). 2. If you choose "Partial Conversion" then Column BA (AMOUNT) only will be converted based on selected currency (Column L) and Column BB (TAXES) value (INR) will be added to the converted values.
Note on K276: gepadmin: 1. If you choose "Full Conversion" then Column BA (AMOUNT) and Column BB (TAXES) BOTH values will be convert based on selected Currency in (Column L). 2. If you choose "Partial Conversion" then Column BA (AMOUNT) only will be converted based on selected currency (Column L) and Column BB (TAXES) value (INR) will be added to the converted values.
Note on K277: gepadmin: 1. If you choose "Full Conversion" then Column BA (AMOUNT) and Column BB (TAXES) BOTH values will be convert based on selected Currency in (Column L). 2. If you choose "Partial Conversion" then Column BA (AMOUNT) only will be converted based on selected currency (Column L) and Column BB (TAXES) value (INR) will be added to the converted values.
Note on K278: gepadmin: 1. If you choose "Full Conversion" then Column BA (AMOUNT) and Column BB (TAXES) BOTH values will be convert based on selected Currency in (Column L). 2. If you choose "Partial Conversion" then Column BA (AMOUNT) only will be converted based on selected currency (Column L) and Column BB (TAXES) value (INR) will be added to the converted values.
Note on K279: gepadmin: 1. If you choose "Full Conversion" then Column BA (AMOUNT) and Column BB (TAXES) BOTH values will be convert based on selected Currency in (Column L). 2. If you choose "Partial Conversion" then Column BA (AMOUNT) only will be converted based on selected currency (Column L) and Column BB (TAXES) value (INR) will be added to the converted values.
Note on K280: gepadmin: 1. If you choose "Full Conversion" then Column BA (AMOUNT) and Column BB (TAXES) BOTH values will be convert based on selected Currency in (Column L). 2. If you choose "Partial Conversion" then Column BA (AMOUNT) only will be converted based on selected currency (Column L) and Column BB (TAXES) value (INR) will be added to the converted values.
Note on K281: gepadmin: 1. If you choose "Full Conversion" then Column BA (AMOUNT) and Column BB (TAXES) BOTH values will be convert based on selected Currency in (Column L). 2. If you choose "Partial Conversion" then Column BA (AMOUNT) only will be converted based on selected currency (Column L) and Column BB (TAXES) value (INR) will be added to the converted values.
Note on K282: gepadmin: 1. If you choose "Full Conversion" then Column BA (AMOUNT) and Column BB (TAXES) BOTH values will be convert based on selected Currency in (Column L). 2. If you choose "Partial Conversion" then Column BA (AMOUNT) only will be converted based on selected currency (Column L) and Column BB (TAXES) value (INR) will be added to the converted values.
Note on K283: gepadmin: 1. If you choose "Full Conversion" then Column BA (AMOUNT) and Column BB (TAXES) BOTH values will be convert based on selected Currency in (Column L). 2. If you choose "Partial Conversion" then Column BA (AMOUNT) only will be converted based on selected currency (Column L) and Column BB (TAXES) value (INR) will be added to the converted values.
Note on K284: gepadmin: 1. If you choose "Full Conversion" then Column BA (AMOUNT) and Column BB (TAXES) BOTH values will be convert based on selected Currency in (Column L). 2. If you choose "Partial Conversion" then Column BA (AMOUNT) only will be converted based on selected currency (Column L) and Column BB (TAXES) value (INR) will be added to the converted values.
Note on K285: gepadmin: 1. If you choose "Full Conversion" then Column BA (AMOUNT) and Column BB (TAXES) BOTH values will be convert based on selected Currency in (Column L). 2. If you choose "Partial Conversion" then Column BA (AMOUNT) only will be converted based on selected currency (Column L) and Column BB (TAXES) value (INR) will be added to the converted values.
Note on K286: gepadmin: 1. If you choose "Full Conversion" then Column BA (AMOUNT) and Column BB (TAXES) BOTH values will be convert based on selected Currency in (Column L). 2. If you choose "Partial Conversion" then Column BA (AMOUNT) only will be converted based on selected currency (Column L) and Column BB (TAXES) value (INR) will be added to the converted values.
Note on K287: gepadmin: 1. If you choose "Full Conversion" then Column BA (AMOUNT) and Column BB (TAXES) BOTH values will be convert based on selected Currency in (Column L). 2. If you choose "Partial Conversion" then Column BA (AMOUNT) only will be converted based on selected currency (Column L) and Column BB (TAXES) value (INR) will be added to the converted values.
Note on K288: gepadmin: 1. If you choose "Full Conversion" then Column BA (AMOUNT) and Column BB (TAXES) BOTH values will be convert based on selected Currency in (Column L). 2. If you choose "Partial Conversion" then Column BA (AMOUNT) only will be converted based on selected currency (Column L) and Column BB (TAXES) value (INR) will be added to the converted values.
Note on K290: gepadmin: 1. If you choose "Full Conversion" then Column BA (AMOUNT) and Column BB (TAXES) BOTH values will be convert based on selected Currency in (Column L). 2. If you choose "Partial Conversion" then Column BA (AMOUNT) only will be converted based on selected currency (Column L) and Column BB (TAXES) value (INR) will be added to the converted values.
Note on K291: gepadmin: 1. If you choose "Full Conversion" then Column BA (AMOUNT) and Column BB (TAXES) BOTH values will be convert based on selected Currency in (Column L). 2. If you choose "Partial Conversion" then Column BA (AMOUNT) only will be converted based on selected currency (Column L) and Column BB (TAXES) value (INR) will be added to the converted values.
Note on K292: gepadmin: 1. If you choose "Full Conversion" then Column BA (AMOUNT) and Column BB (TAXES) BOTH values will be convert based on selected Currency in (Column L). 2. If you choose "Partial Conversion" then Column BA (AMOUNT) only will be converted based on selected currency (Column L) and Column BB (TAXES) value (INR) will be added to the converted values.
Note on K293: gepadmin: 1. If you choose "Full Conversion" then Column BA (AMOUNT) and Column BB (TAXES) BOTH values will be convert based on selected Currency in (Column L). 2. If you choose "Partial Conversion" then Column BA (AMOUNT) only will be converted based on selected currency (Column L) and Column BB (TAXES) value (INR) will be added to the converted values.
Note on K294: gepadmin: 1. If you choose "Full Conversion" then Column BA (AMOUNT) and Column BB (TAXES) BOTH values will be convert based on selected Currency in (Column L). 2. If you choose "Partial Conversion" then Column BA (AMOUNT) only will be converted based on selected currency (Column L) and Column BB (TAXES) value (INR) will be added to the converted values.
Note on K295: gepadmin: 1. If you choose "Full Conversion" then Column BA (AMOUNT) and Column BB (TAXES) BOTH values will be convert based on selected Currency in (Column L). 2. If you choose "Partial Conversion" then Column BA (AMOUNT) only will be converted based on selected currency (Column L) and Column BB (TAXES) value (INR) will be added to the converted values.
Note on K296: gepadmin: 1. If you choose "Full Conversion" then Column BA (AMOUNT) and Column BB (TAXES) BOTH values will be convert based on selected Currency in (Column L). 2. If you choose "Partial Conversion" then Column BA (AMOUNT) only will be converted based on selected currency (Column L) and Column BB (TAXES) value (INR) will be added to the converted values.
Note on K297: gepadmin: 1. If you choose "Full Conversion" then Column BA (AMOUNT) and Column BB (TAXES) BOTH values will be convert based on selected Currency in (Column L). 2. If you choose "Partial Conversion" then Column BA (AMOUNT) only will be converted based on selected currency (Column L) and Column BB (TAXES) value (INR) will be added to the converted values.
Note on K298: gepadmin: 1. If you choose "Full Conversion" then Column BA (AMOUNT) and Column BB (TAXES) BOTH values will be convert based on selected Currency in (Column L). 2. If you choose "Partial Conversion" then Column BA (AMOUNT) only will be converted based on selected currency (Column L) and Column BB (TAXES) value (INR) will be added to the converted values.
Note on K299: gepadmin: 1. If you choose "Full Conversion" then Column BA (AMOUNT) and Column BB (TAXES) BOTH values will be convert based on selected Currency in (Column L). 2. If you choose "Partial Conversion" then Column BA (AMOUNT) only will be converted based on selected currency (Column L) and Column BB (TAXES) value (INR) will be added to the converted values.
Note on K300: gepadmin: 1. If you choose "Full Conversion" then Column BA (AMOUNT) and Column BB (TAXES) BOTH values will be convert based on selected Currency in (Column L). 2. If you choose "Partial Conversion" then Column BA (AMOUNT) only will be converted based on selected currency (Column L) and Column BB (TAXES) value (INR) will be added to the converted values.
Note on K301: gepadmin: 1. If you choose "Full Conversion" then Column BA (AMOUNT) and Column BB (TAXES) BOTH values will be convert based on selected Currency in (Column L). 2. If you choose "Partial Conversion" then Column BA (AMOUNT) only will be converted based on selected currency (Column L) and Column BB (TAXES) value (INR) will be added to the converted values.
Note on K302: gepadmin: 1. If you choose "Full Conversion" then Column BA (AMOUNT) and Column BB (TAXES) BOTH values will be convert based on selected Currency in (Column L). 2. If you choose "Partial Conversion" then Column BA (AMOUNT) only will be converted based on selected currency (Column L) and Column BB (TAXES) value (INR) will be added to the converted values.
Validate
Print
Help

## Macros
Please Enable Macros to View BoQ information