## BoQ1 (hidden)
Percentage BoQ
BoQ_Ver3.1 | Percentage | Normal | INR Only | INR
Select, At Par, Excess (+), Less (-) |  | IOCL
Tender Inviting Authority: Superintending Engineer, IWD, IIT, Kanpur
Name of Work: Construction of Laundromat building at IIT Kanpur.
Contract No: 11/Civil/D1/2025-26
Name of the Bidder/ Bidding Firm / Company :
PRICE SCHEDULE (This BOQ template must not be modified/replaced by the bidder and the same should be uploaded after filling the relevant columns, else the bidder is liable to be rejected for this tender. Bidders are allowed to enter the Bidder Name and Values only )
NUMBER # | TEXT # | TEXT # | NUMBER # | TEXT # | NUMBER | NUMBER | TEXT | TEXT # | NUMBER # | TEXT# | TEXT # | NUMBER # | NUMBER | NUMBER | NUMBER | NUMBER | TEXT | TEXT | NUMBER | NUMBER | NUMBER | NUMBER | TEXT | TEXT | NUMBER | NUMBER | NUMBER | NUMBER | TEXT | TEXT | NUMBER | NUMBER | NUMBER | NUMBER | TEXT | TEXT | NUMBER | NUMBER | NUMBER | NUMBER | TEXT | TEXT | NUMBER | NUMBER | NUMBER # | NUMBER # | TEXT | TEXT | NUMBER # | NUMBER # | DATE | NUMBER # | NUMBER # | TEXT #
Sl. No. | Item Description | Item Code / Make | Quantity | Units | Estimated Rate in Rs. P |  |  | Addition / Deduction | Addition / Deduction Values | Currency Convertion against each Item | Quoted Currency in INR / Other Currency | BASIC RATE In Figures To be entered by the Bidder Rs. P | Excise Duty | VAT | Freight Charges ( Unloading & Stacking) | Any Other Taxes/Duties/Levies |  |  | Other Taxes 2 | IIIrd Party i.e DGS&D / RITES etc Inspection Charges @0.34%+Service Tax | Less for Cenvat Credit,if any respect of Supplies Under full Excise Duty Category | [30 empty] | TOTAL AMOUNT in Rs. P | TOTAL AMOUNT With Taxes | TOTAL AMOUNT In Words
1 | 2 | 3 | 4 | 5 | 6 | 7 | 8 | 9 | 10 | 11 | 12 | 13 | 14 | 15 | 16 | 17 | 18 | 19 | 20 | 21 | 22 | 23 | 24 | 25 | 26 | 27 | 28 | 29 | 30 | 31 | 32 | 33 | 34 | 35 | 36 | 37 | 38 | 39 | 40 | 41 | 42 | 43 | 44 | 45 | 46 | 47 | 48 | 49 | 50 | 51 | 52 | 7 | 54 | 8
1 | Component | [53 empty] | 1 | Component
1.01 | EARTH WORK | item no.1 | [52 empty] | 1.01 | EARTH WORK | item no.1 |  |  | Construction of chamber for 100mm sluices valve | item1 | 10 | 1 Nos
1.02 | Earth work in excavation by mechanical means (Hydraulic excavator)/ manual means over areas (exceeding 30 cm in depth, 1.5 m in width as well as 10 sqm on plan) including getting out and disposal of excavated earth lead upto 50 m and for all lift, as directed by Engineer-in-charge. | item no.2 | [52 empty] | 1.02 | Earth work in excavation by mechanical means (Hydraulic excavator)/ manual means over areas (exceeding 30 cm in depth, 1.5 m in width as well as 10 sqm on plan) including getting out and disposal of excavated earth lead upto 50 m and for all lift, as directed by Engineer-in-charge. | item no.2 |  |  | Supplying, Conveying and fixing spls. Including eart | item1 | 123.223 | Nos
1.03 | All kinds of soil | item no.3 | 50 | cum | 146.37 |  |  | Excess(+) | 1 | Full Conversion | INR | [40 empty] | #VALUE! | #VALUE! | #VALUE! | 1.03 | All kinds of soil | item no.3 | 50 | cum | Construction of chamber for 100mm sluice plates | item2 | 213 | Nos
1.04 | Earth work in excavation by mechanical means (Hydraulic excavator) / manual means in foundation trenches or drains (not exceeding 1.5 m in width or 10 sqm on plan), including dressing of sides and ramming of bottoms, for all lift, including getting out the excavated soil and disposal of surplus excavated soil as directed, within a lead of 50 m. | item no.4 | [52 empty] | 1.04 | Earth work in excavation by mechanical means (Hydraulic excavator) / manual means in foundation trenches or drains (not exceeding 1.5 m in width or 10 sqm on plan), including dressing of sides and ramming of bottoms, for all lift, including getting out the excavated soil and disposal of surplus excavated soil as directed, within a lead of 50 m. | item no.4
1.05 | All kinds of soil. | item no.5 | 472 | cum | 214.65 |  |  | Excess(+) | 1 | Full Conversion | INR | [40 empty] | #VALUE! | #VALUE! | #VALUE! | 1.05 | All kinds of soil. | item no.5 | 472 | cum
1.06 | Excavating trenches by mechinical / manual means of required width for pipes, cables, etc including excavation for sockets, and dressing of sides, ramming of bottoms, for all depth, including getting out the excavated soil, and then returning the soil as required, in layers not exceeding 20 cm in depth, including consolidating each deposited layer by ramming, watering, etc. and disposing of surplus excavated soil as directed, within a lead of 50 m: | item no.6 | [52 empty] | 1.06 | Excavating trenches by mechinical / manual means of required width for pipes, cables, etc including excavation for sockets, and dressing of sides, ramming of bottoms, for all depth, including getting out the excavated soil, and then returning the soil as required, in layers not exceeding 20 cm in depth, including consolidating each deposited layer by ramming, watering, etc. and disposing of surplus excavated soil as directed, within a lead of 50 m: | item no.6
1.07 | All kinds of soil | item no.7 | [52 empty] | 1.07 | All kinds of soil | item no.7 |  |  | Construction of chamber for 100mm sluices valve | item3 | 10 | Nos
1.08 | Pipes, cables etc. exceeding 80 mm dia. but not exceeding 300 mm dia | item no.8 | 110 | metre | 290.39 |  |  | Excess(+) | 1 | Full Conversion | INR | [40 empty] | #VALUE! | #VALUE! | #VALUE! | 1.08 | Pipes, cables etc. exceeding 80 mm dia. but not exceeding 300 mm dia | item no.8 | 110 | metre
1.09 | Filling available excavated earth (excluding rock) in trenches, plinth, sides of foundations etc. in layers not exceeding 20cm in depth, consolidating each deposited layer by ramming and watering, lead up to 50 and for all lif. | item no.9 | 250 | cum | 161.62 |  |  | Excess(+) | 1 | Full Conversion | INR | [40 empty] | #VALUE! | #VALUE! | #VALUE! | 1.09 | Filling available excavated earth (excluding rock) in trenches, plinth, sides of foundations etc. in layers not exceeding 20cm in depth, consolidating each deposited layer by ramming and watering, lead up to 50 and for all lif. | item no.9 | 250 | cum | Supplying, Conveying and fixing spls. Including eart | item1 | 123.223 | Nos
1.1 | Surface dressing of the ground including removing vegetation and in- equalities not exceeding 15 cm deep and disposal of rubbish, lead up to 50 m and lift up to 1.5 m. | item no.10 | [52 empty] | 1.1 | Surface dressing of the ground including removing vegetation and in- equalities not exceeding 15 cm deep and disposal of rubbish, lead up to 50 m and lift up to 1.5 m. | item no.10 |  |  | Supplying, Conveying and fixing spls. Including ea | item4 | 10 | Nos
1.11 | All kinds of soil | item no.11 | 450 | sqm | 28.16 |  |  | Excess(+) | 1 | Full Conversion | INR | [40 empty] | #VALUE! | #VALUE! | #VALUE! | 1.11 | All kinds of soil | item no.11 | 450 | sqm | Construction of chamber for 100mm sluice plates | item2 | 213 | Nos
1.12 | Clearing jungle including uprooting of rank vegetation, grass, brush wood, trees and saplings of girth up to 30 cm measured at a height of 1 m above ground level and removal of rubbish up to a distance of 50 m outside the periphery of the area cleared. | item no.12 | 650 | sqm | 14.51 |  |  | Excess(+) | 1 | Full Conversion | INR | [40 empty] | #VALUE! | #VALUE! | #VALUE! | 1.12 | Clearing jungle including uprooting of rank vegetation, grass, brush wood, trees and saplings of girth up to 30 cm measured at a height of 1 m above ground level and removal of rubbish up to a distance of 50 m outside the periphery of the area cleared. | item no.12 | 650 | sqm
1.13 | CEMENT CONCRETE (CAST IN SITU) | item no.13 | [52 empty] | 1.13 | CEMENT CONCRETE (CAST IN SITU) | item no.13
1.14 | Providing and laying in position cement concrete of specified grade excluding the cost of centering and shuttering - All work up to plinth level : | item no.14 | [52 empty] | 1.14 | Providing and laying in position cement concrete of specified grade excluding the cost of centering and shuttering - All work up to plinth level : | item no.14
1.15 | 1:2:4 (1 cement : 2 coarse sand (zone-Ill) derived from natural sources : 4 graded stone aggregate 20 mm nominal size derived from natural sources) | item no.15 | 4 | cum | 6496.66 |  |  | Excess(+) | 1 | Full Conversion | INR | [40 empty] | #VALUE! | #VALUE! | #VALUE! | 1.15 | 1:2:4 (1 cement : 2 coarse sand (zone-Ill) derived from natural sources : 4 graded stone aggregate 20 mm nominal size derived from natural sources) | item no.15 | 4 | cum
1.16 | 1:3:6 (1 Cement : 3 coarse sand (zone-Ill) derived from natural sources : 6 graded stone aggregate 20 mm nominal size derived from natural sources) | item no.16 | 8 | cum | 6015.26 |  |  | Excess(+) | 1 | Full Conversion | INR | [40 empty] | #VALUE! | #VALUE! | #VALUE! | 1.16 | 1:3:6 (1 Cement : 3 coarse sand (zone-Ill) derived from natural sources : 6 graded stone aggregate 20 mm nominal size derived from natural sources) | item no.16 | 8 | cum
1.17 | 1:4:8 (1 Cement : 4 coarse sand (zone-Ill) derived from natural sources: 8 graded stone aggregate 40 mm nominal size derived from natural sources) | item no.17 | 45 | cum | 5617.22 |  |  | Excess(+) | 1 | Full Conversion | INR | [40 empty] | #VALUE! | #VALUE! | #VALUE! | 1.17 | 1:4:8 (1 Cement : 4 coarse sand (zone-Ill) derived from natural sources: 8 graded stone aggregate 40 mm nominal size derived from natural sources) | item no.17 | 45 | cum
1.18 | Centering and shuttering including strutting, propping etc. and removal of form work for: | item no.18 | [52 empty] | 1.18 | Centering and shuttering including strutting, propping etc. and removal of form work for: | item no.18
1.19 | Making plinth protection 50 mm thick of cement concrete 1:3:6 (1 cement : 3 coarse sand (zone-Ill) derived from natural sources : 6 graded stone aggregate 20 mm nominal size derived from natural sources) over 75 mm thick bed of dry brick ballast 40 mm nominal size, well rammed and consolidated and grouted with fine sand, including necessary excavation, levelling & dressing & finishing the top smooth. | item no.19 | 65 | sqm | 617.88 |  |  | Excess(+) | 1 | Full Conversion | INR | [40 empty] | #VALUE! | #VALUE! | #VALUE! | 1.19 | Making plinth protection 50 mm thick of cement concrete 1:3:6 (1 cement : 3 coarse sand (zone-Ill) derived from natural sources : 6 graded stone aggregate 20 mm nominal size derived from natural sources) over 75 mm thick bed of dry brick ballast 40 mm nominal size, well rammed and consolidated and grouted with fine sand, including necessary excavation, levelling & dressing & finishing the top smooth. | item no.19 | 65 | sqm
1.2 | REINFORCED CEMENT CONCRETE | item no.20 | [52 empty] | 1.2 | REINFORCED CEMENT CONCRETE | item no.20
1.21 | Reinforced cement concrete work in beams, suspended floors, roofs having slope up to 15 degree landings, balconies, shelves, chajjas, lintels, bands, plain window sills, staircases and spiral stair cases above plinth level up to floor five level, excluding the cost of centering, shuttering, finishing and reinforcement with 1:1.5:3 (1 cement : 1.5 coarse sand (zone-III) derived from natural sources : 3 graded stone aggregate 20 mm nominal size derived from natural sources). | item no.21 | 3 | cum | 9487.51 |  |  | Excess(+) | 1 | Full Conversion | INR | [40 empty] | #VALUE! | #VALUE! | #VALUE! | 1.21 | Reinforced cement concrete work in beams, suspended floors, roofs having slope up to 15 degree landings, balconies, shelves, chajjas, lintels, bands, plain window sills, staircases and spiral stair cases above plinth level up to floor five level, excluding the cost of centering, shuttering, finishing and reinforcement with 1:1.5:3 (1 cement : 1.5 coarse sand (zone-III) derived from natural sources : 3 graded stone aggregate 20 mm nominal size derived from natural sources). | item no.21 | 3 | cum
1.22 | Centering and shuttering including strutting, propping etc. and removal of form for | item no.22 | [52 empty] | 1.22 | Centering and shuttering including strutting, propping etc. and removal of form for | item no.22
1.23 | Foundations, footings, bases of columns, etc. for mass concrete | item no.23 | 81 | sqm | 323.37 |  |  | Excess(+) | 1 | Full Conversion | INR | [40 empty] | #VALUE! | #VALUE! | #VALUE! | 1.23 | Foundations, footings, bases of columns, etc. for mass concrete | item no.23 | 81 | sqm
1.24 | Suspended floors, roofs, landings, balconies and access platform | item no.24 | 402 | sqm | 764.62 |  |  | Excess(+) | 1 | Full Conversion | INR | [40 empty] | #VALUE! | #VALUE! | #VALUE! | 1.24 | Suspended floors, roofs, landings, balconies and access platform | item no.24 | 402 | sqm
1.25 | Shelves (Cast in situ) | item no.25 | 29 | sqm | 764.62 |  |  | Excess(+) | 1 | Full Conversion | INR | [40 empty] | #VALUE! | #VALUE! | #VALUE! | 1.25 | Shelves (Cast in situ) | item no.25 | 29 | sqm
1.26 | Lintels, beams, plinth beams, girders, bressumers and cantilevers | item no.26 | 300 | sqm | 607.24 |  |  | Excess(+) | 1 | Full Conversion | INR | [40 empty] | #VALUE! | #VALUE! | #VALUE! | 1.26 | Lintels, beams, plinth beams, girders, bressumers and cantilevers | item no.26 | 300 | sqm
1.27 | Columns, Pillars, Piers, Abutments, Posts and Struts | item no.27 | 5 | sqm | 792.69 |  |  | Excess(+) | 1 | Full Conversion | INR | [40 empty] | #VALUE! | #VALUE! | #VALUE! | 1.27 | Columns, Pillars, Piers, Abutments, Posts and Struts | item no.27 | 5 | sqm
1.28 | Stairs, (excluding landings) except spiral-staircases | item no.28 | 15 | sqm | 630.78 |  |  | Excess(+) | 1 | Full Conversion | INR | [40 empty] | #VALUE! | #VALUE! | #VALUE! | 1.28 | Stairs, (excluding landings) except spiral-staircases | item no.28 | 15 | sqm
1.29 | Edges of slabs and breaks in floors and walls | item no.29 | [52 empty] | 1.29 | Edges of slabs and breaks in floors and walls | item no.29
1.3 | Under 20 cm wide | item no.30 | 20 | metre | 171.97 |  |  | Excess(+) | 1 | Full Conversion | INR | [40 empty] | #VALUE! | #VALUE! | #VALUE! | 1.3 | Under 20 cm wide | item no.30 | 20 | metre
1.31 | Extra for additional height in centering, shuttering where ever required with adequate bracing, propping etc., including cost of de-shuttering and decentering at all levels, over a height of 3.5 m, for every additional height of 1 metre or part thereof (Plan area to be measured). | item no.31 | [52 empty] | 1.31 | Extra for additional height in centering, shuttering where ever required with adequate bracing, propping etc., including cost of de-shuttering and decentering at all levels, over a height of 3.5 m, for every additional height of 1 metre or part thereof (Plan area to be measured). | item no.31
1.32 | Suspended floors, roofs, landings, beams and balconies (Plan area to be measured) | item no.32 | 50 | sqm | 316.9 |  |  | Excess(+) | 1 | Full Conversion | INR | [40 empty] | #VALUE! | #VALUE! | #VALUE! | 1.32 | Suspended floors, roofs, landings, beams and balconies (Plan area to be measured) | item no.32 | 50 | sqm
1.33 | Steel reinforcement for R.C.C. work including straightening, cutting, bending, placing in position and binding all complete upto plinth level. | item no.33 | [52 empty] | 1.33 | Steel reinforcement for R.C.C. work including straightening, cutting, bending, placing in position and binding all complete upto plinth level. | item no.33
1.34 | Thermo-Mechanically Treated bars of grade Fe-500D or more. | item no.34 | 7100 | kg | 88.93 |  |  | Excess(+) | 1 | Full Conversion | INR | [40 empty] | #VALUE! | #VALUE! | #VALUE! | 1.34 | Thermo-Mechanically Treated bars of grade Fe-500D or more. | item no.34 | 7100 | kg
1.35 | Steel reinforcement for R.C.C. work including straightening, cutting, bending, placing in position and binding all complete above plinth level. | item no.35 | [52 empty] | 1.35 | Steel reinforcement for R.C.C. work including straightening, cutting, bending, placing in position and binding all complete above plinth level. | item no.35
1.36 | Thermo-Mechanically Treated bars of grade Fe-500D or more. | item no.36 | 9000 | kg | 88.93 |  |  | Excess(+) | 1 | Full Conversion | INR | [40 empty] | #VALUE! | #VALUE! | #VALUE! | 1.36 | Thermo-Mechanically Treated bars of grade Fe-500D or more. | item no.36 | 9000 | kg
1.37 | Add for plaster drip course/ groove in plastered surface or moulding to R.C.C. projections. | item no.37 | 200 | metre | 64.65 |  |  | Excess(+) | 1 | Full Conversion | INR | [40 empty] | #VALUE! | #VALUE! | #VALUE! | 1.37 | Add for plaster drip course/ groove in plastered surface or moulding to R.C.C. projections. | item no.37 | 200 | metre
1.38 | Providing and laying in position ready mixed or site batched design mix cement concrete for reinforced cement concrete work; using coarse aggregate and fine aggregate derived from natural sources, Portland Pozzolana / Ordinary Portland /Portland Slag cement, admixtures in recommended proportions as per IS: 9103 to accelerate / retard setting of concrete, to improve durability and workability without impairing strength; including pumping of concrete to site of laying, curing, carriage for all leads; but excluding the cost of centering, shuttering, finishing and reinforcement as per direction of the engineer-in-charge, for the following grades of concrete.: Note: Extra cement up to 10% of the minimum specified cement content in design mix shall be payable separately. In case the cement content in design mix is more than 110% of the specified minimum cement content, the contractor shall have discretion to either re-design the mix or bear the cost of extra cement. | item no.38 | [52 empty] | 1.38 | Providing and laying in position ready mixed or site batched design mix cement concrete for reinforced cement concrete work; using coarse aggregate and fine aggregate derived from natural sources, Portland Pozzolana / Ordinary Portland /Portland Slag cement, admixtures in recommended proportions as per IS: 9103 to accelerate / retard setting of concrete, to improve durability and workability without impairing strength; including pumping of concrete to site of laying, curing, carriage for all leads; but excluding the cost of centering, shuttering, finishing and reinforcement as per direction of the engineer-in-charge, for the following grades of concrete.: Note: Extra cement up to 10% of the minimum specified cement content in design mix shall be payable separately. In case the cement content in design mix is more than 110% of the specified minimum cement content, the contractor shall have discretion to either re-design the mix or bear the cost of extra cement. | item no.38
1.39 | All works upto plinth level | item no.39 | [52 empty] | 1.39 | All works upto plinth level | item no.39
1.4 | Concrete of M25 grade with minimum cement content of 330 kg /cum | item no.40 | 75 | cum | 7837.68 |  |  | Excess(+) | 1 | Full Conversion | INR | [40 empty] | #VALUE! | #VALUE! | #VALUE! | 1.4 | Concrete of M25 grade with minimum cement content of 330 kg /cum | item no.40 | 75 | cum
1.41 | All works above plinth level upto floor V level | item no.41 | [52 empty] | 1.41 | All works above plinth level upto floor V level | item no.41
1.42 | Concrete of M25 grade with minimum cement content of 330 kg /cum | item no.42 | 79 | cum | 8130.95 |  |  | Excess(+) | 1 | Full Conversion | INR | [40 empty] | #VALUE! | #VALUE! | #VALUE! | 1.42 | Concrete of M25 grade with minimum cement content of 330 kg /cum | item no.42 | 79 | cum
1.43 | Add for using extra cement in the items of design mix over and above the specified cement content therein. | item no.43 | 50 | quintal | 604.85 |  |  | Excess(+) | 1 | Full Conversion | INR | [40 empty] | #VALUE! | #VALUE! | #VALUE! | 1.43 | Add for using extra cement in the items of design mix over and above the specified cement content therein. | item no.43 | 50 | quintal
1.44 | MASONRY WORK | item no.45 | [52 empty] | 1.44 | MASONRY WORK | item no.45
1.45 | Brick work with common burnt clay F.P.S. (non modular) bricks of class designation 7.5 in foundation and plinth in: | item no.46 | [52 empty] | 1.45 | Brick work with common burnt clay F.P.S. (non modular) bricks of class designation 7.5 in foundation and plinth in: | item no.46
1.46 | Cement mortar 1:6(1 cement :6 coarse sand) | item no.47 | 84 | cum | 5881.3 |  |  | Excess(+) | 1 | Full Conversion | INR | [40 empty] | #VALUE! | #VALUE! | #VALUE! | 1.46 | Cement mortar 1:6(1 cement :6 coarse sand) | item no.47 | 84 | cum
1.47 | Brick work with common burnt clay F.P.S. (non modular) bricks of class designation 7.5 in superstructure above plinth level up to floor V level in all shapes and sizes in : | item no.48 | [52 empty] | 1.47 | Brick work with common burnt clay F.P.S. (non modular) bricks of class designation 7.5 in superstructure above plinth level up to floor V level in all shapes and sizes in : | item no.48
1.48 | Cement mortar 1:6(1 cement : 6 coarse sand) | item no.49 | 5 | cum | 7508.82 |  |  | Excess(+) | 1 | Full Conversion | INR | [40 empty] | #VALUE! | #VALUE! | #VALUE! | 1.48 | Cement mortar 1:6(1 cement : 6 coarse sand) | item no.49 | 5 | cum
1.49 | Half brick masonry with common burnt clay F.P.S. (non modular) bricks of class designation 7.5 in foundations and plinth in : | item no.50 | [52 empty] | 1.49 | Half brick masonry with common burnt clay F.P.S. (non modular) bricks of class designation 7.5 in foundations and plinth in : | item no.50
1.5 | cement mortar 1:4(1 cement :4 coarse sand) | item no.51 | 10 | sqm | 746.31 |  |  | Excess(+) | 1 | Full Conversion | INR | [40 empty] | #VALUE! | #VALUE! | #VALUE! | 1.5 | cement mortar 1:4(1 cement :4 coarse sand) | item no.51 | 10 | sqm
1.51 | Half brick masonry with common burnt clay F.P.S. (non modular) bricks of class designation 7.5 in superstructure above plinth level up to floor V level. | item no.52 | [52 empty] | 1.51 | Half brick masonry with common burnt clay F.P.S. (non modular) bricks of class designation 7.5 in superstructure above plinth level up to floor V level. | item no.52
1.52 | Cement mortar 1:4(1 cement :4 coarse sand) | item no.53 | 85 | sqm | 926.69 |  |  | Excess(+) | 1 | Full Conversion | INR | [40 empty] | #VALUE! | #VALUE! | #VALUE! | 1.52 | Cement mortar 1:4(1 cement :4 coarse sand) | item no.53 | 85 | sqm
1.53 | Brick work with common burnt clay selected F.P.S. (non modular) bricks of class designation 7.5 in exposed brick work including making horizontal and vertical grooves 10 mm wide 12 mm deep complete in cement mortar 1:6 (1 cement: 6 coarse sand) | item no.54 | [52 empty] | 1.53 | Brick work with common burnt clay selected F.P.S. (non modular) bricks of class designation 7.5 in exposed brick work including making horizontal and vertical grooves 10 mm wide 12 mm deep complete in cement mortar 1:6 (1 cement: 6 coarse sand) | item no.54
1.54 | From ground level upto plinth level | item no.55 | 4 | cum | 6070.22 |  |  | Excess(+) | 1 | Full Conversion | INR | [40 empty] | #VALUE! | #VALUE! | #VALUE! | 1.54 | From ground level upto plinth level | item no.55 | 4 | cum
1.55 | Above plinth level upto floor V level | item no.56 | 149 | cum | 7784.08 |  |  | Excess(+) | 1 | Full Conversion | INR | [40 empty] | #VALUE! | #VALUE! | #VALUE! | 1.55 | Above plinth level upto floor V level | item no.56 | 149 | cum
1.56 | Brick edging 7cm wide 11.4 cm deep to plinth protection with common burnt clay F.P.S. (non modular) bricks of class designation 7.5 including grouting with cement mortar 1:4 (1 cement : 4 fine sand). | item no.57 | 100 | metre | 50.18 |  |  | Excess(+) | 1 | Full Conversion | INR | [40 empty] | #VALUE! | #VALUE! | #VALUE! | 1.56 | Brick edging 7cm wide 11.4 cm deep to plinth protection with common burnt clay F.P.S. (non modular) bricks of class designation 7.5 including grouting with cement mortar 1:4 (1 cement : 4 fine sand). | item no.57 | 100 | metre
1.57 | CLADDING WORK | item no.58 | [52 empty] | 1.57 | CLADDING WORK | item no.58
1.58 | Providing and fixing 18 mm thick gang saw cut, mirror polished, premoulded and prepolished, machine cut for kitchen platforms, vanity counters, window sills, facias and similar locations of required size, approved shade, colour and texture laid over 20 mm thick base cement mortar 1:4 (1 cement : 4 coarse sand), joints treated with white cement, mixed with matching pigment, epoxy touch ups, including rubbing, curing, moulding and polishing of edges to give high gloss finish etc. complete at all levels. | item no.59 | [52 empty] | 1.58 | Providing and fixing 18 mm thick gang saw cut, mirror polished, premoulded and prepolished, machine cut for kitchen platforms, vanity counters, window sills, facias and similar locations of required size, approved shade, colour and texture laid over 20 mm thick base cement mortar 1:4 (1 cement : 4 coarse sand), joints treated with white cement, mixed with matching pigment, epoxy touch ups, including rubbing, curing, moulding and polishing of edges to give high gloss finish etc. complete at all levels. | item no.59
1.59 | Granite stone slab of all colour and texture except black, Cherry/Ruby red | item no.60 | [52 empty] | 1.59 | Granite stone slab of all colour and texture except black, Cherry/Ruby red | item no.60
1.6 | Area of slab over 0.50 sqm | item no.61 | 94 | sqm | 3173.66 |  |  | Excess(+) | 1 | Full Conversion | INR | [40 empty] | #VALUE! | #VALUE! | #VALUE! | 1.6 | Area of slab over 0.50 sqm | item no.61 | 94 | sqm
1.61 | Providing edge moulding to 18 mm thick marble stone counters, Vanities etc., including machine polishing to edge to give high gloss finish etc. complete as per design approved by Engineer-in-Charge. | item no.62 | [52 empty] | 1.61 | Providing edge moulding to 18 mm thick marble stone counters, Vanities etc., including machine polishing to edge to give high gloss finish etc. complete as per design approved by Engineer-in-Charge. | item no.62
1.62 | Marble work | item no.63 | 133 | metre | 246.23 |  |  | Excess(+) | 1 | Full Conversion | INR | [40 empty] | #VALUE! | #VALUE! | #VALUE! | 1.62 | Marble work | item no.63 | 133 | metre
1.63 | Granite work | item no.64 | 181 | metre | 421.33 |  |  | Excess(+) | 1 | Full Conversion | INR | [40 empty] | #VALUE! | #VALUE! | #VALUE! | 1.63 | Granite work | item no.64 | 181 | metre
1.64 | Providing and fixing copper pins 7.5 cm long 6 mm diameter for securing adjacent stones in stone wall lining in cement mortar 1:2 (1 cement : 2 coarse sand), including making the necessary chases. | item no.65 | 48 | each | 36.2 |  |  | Excess(+) | 1 | Full Conversion | INR | [40 empty] | #VALUE! | #VALUE! | #VALUE! | 1.64 | Providing and fixing copper pins 7.5 cm long 6 mm diameter for securing adjacent stones in stone wall lining in cement mortar 1:2 (1 cement : 2 coarse sand), including making the necessary chases. | item no.65 | 48 | each
1.65 | Providing and fixing 1st quality ceramic glazed wall tiles conforming to IS: 15622 (thickness to be specified by the manufacturer), of approved make, in all colours, shades except burgundy, bottle green, black of any size as approved by Engineer-in-Charge, in skirting, risers of steps and dados, over 12 mm thick bed of cement mortar 1:3(1 cement : 3 coarse sand) and jointing with grey cement slurry @ 3.3kg per sqm, including pointing in white cement mixed with pigment of matching shade complete. | item no.66 | 92 | sqm | 1045.56 |  |  | Excess(+) | 1 | Full Conversion | INR | [40 empty] | #VALUE! | #VALUE! | #VALUE! | 1.65 | Providing and fixing 1st quality ceramic glazed wall tiles conforming to IS: 15622 (thickness to be specified by the manufacturer), of approved make, in all colours, shades except burgundy, bottle green, black of any size as approved by Engineer-in-Charge, in skirting, risers of steps and dados, over 12 mm thick bed of cement mortar 1:3(1 cement : 3 coarse sand) and jointing with grey cement slurry @ 3.3kg per sqm, including pointing in white cement mixed with pigment of matching shade complete. | item no.66 | 92 | sqm
1.66 | WOOD AND P. V. C. WORK | item no.67 | [52 empty] | 1.66 | WOOD AND P. V. C. WORK | item no.67
1.67 | Providing and fixing ISI marked flush door shutters conforming to IS : 2202 (Part I) non-decorative type, core of block board construction with frame of 1st class hard wood and well matched commercial 3 ply veneering with vertical grains or cross bands and face veneers on both faces of shutters: | item no.68 | [52 empty] | 1.67 | Providing and fixing ISI marked flush door shutters conforming to IS : 2202 (Part I) non-decorative type, core of block board construction with frame of 1st class hard wood and well matched commercial 3 ply veneering with vertical grains or cross bands and face veneers on both faces of shutters: | item no.68
1.68 | 35 mm thick including ISI marked Stainless Steel butt hinges with necessary screws | item no.69 | 6 | sqm | 1972.99 |  |  | Excess(+) | 1 | Full Conversion | INR | [40 empty] | #VALUE! | #VALUE! | #VALUE! | 1.68 | 35 mm thick including ISI marked Stainless Steel butt hinges with necessary screws | item no.69 | 6 | sqm
1.69 | Providing and fixing nickel plated M.S. pipe curtain rods with nickel plated brackets : | item no.70 | [52 empty] | 1.69 | Providing and fixing nickel plated M.S. pipe curtain rods with nickel plated brackets : | item no.70
1.7 | 20 mm dia (heavy type) | item no.71 | 18 | metre | 144.31 |  |  | Excess(+) | 1 | Full Conversion | INR | [40 empty] | #VALUE! | #VALUE! | #VALUE! | 1.7 | 20 mm dia (heavy type) | item no.71 | 18 | metre
1.71 | Providing and fixing M.S. grills of required pattern in frames of windows etc. with M.S. flats, square or round bars etc. including priming coat with approved steel primer all complete. | item no.72 | [52 empty] | 1.71 | Providing and fixing M.S. grills of required pattern in frames of windows etc. with M.S. flats, square or round bars etc. including priming coat with approved steel primer all complete. | item no.72
1.72 | Fixed to steel windows by welding | item no.73 | 635 | kg | 180.67 |  |  | Excess(+) | 1 | Full Conversion | INR | [40 empty] | #VALUE! | #VALUE! | #VALUE! | 1.72 | Fixed to steel windows by welding | item no.73 | 635 | kg
1.73 | Providing and fixing aluminium die cast body tubular type universal hydraulic door closer (having brand logo with ISI, IS : 3564, embossed on the body, door weight upto 35 kg and door width upto 700 mm), with necessary accessories and screws etc. complete. | item no.74 | 2 | each | 927.56 |  |  | Excess(+) | 1 | Full Conversion | INR | [40 empty] | #VALUE! | #VALUE! | #VALUE! | 1.73 | Providing and fixing aluminium die cast body tubular type universal hydraulic door closer (having brand logo with ISI, IS : 3564, embossed on the body, door weight upto 35 kg and door width upto 700 mm), with necessary accessories and screws etc. complete. | item no.74 | 2 | each
1.74 | Providing and fixing aluminium sliding door bolts, ISI marked anodised (anodic coating not less than grade AC 10 as per IS: 1868), transparent or dyed to required colour or shade, with nuts and screws etc. complete : | item no.75 | [52 empty] | 1.74 | Providing and fixing aluminium sliding door bolts, ISI marked anodised (anodic coating not less than grade AC 10 as per IS: 1868), transparent or dyed to required colour or shade, with nuts and screws etc. complete : | item no.75
1.75 | 300x16 mm | item no.76 | 6 | each | 250.06 |  |  | Excess(+) | 1 | Full Conversion | INR | [40 empty] | #VALUE! | #VALUE! | #VALUE! | 1.75 | 300x16 mm | item no.76 | 6 | each
1.76 | Providing and fixing aluminium tower bolts, ISI marked, anodised (anodic coating not less than grade AC 10 as per IS : 1868 ) transparent or dyed to required colour or shade, with necessary screws etc. complete : | item no.77 | [52 empty] | 1.76 | Providing and fixing aluminium tower bolts, ISI marked, anodised (anodic coating not less than grade AC 10 as per IS : 1868 ) transparent or dyed to required colour or shade, with necessary screws etc. complete : | item no.77
1.77 | 300x10 mm | item no.78 | 48 | each | 107.28 |  |  | Excess(+) | 1 | Full Conversion | INR | [40 empty] | #VALUE! | #VALUE! | #VALUE! | 1.77 | 300x10 mm | item no.78 | 48 | each
1.78 | 250x10 mm | item no.79 | 48 | each | 94.95 |  |  | Excess(+) | 1 | Full Conversion | INR | [40 empty] | #VALUE! | #VALUE! | #VALUE! | 1.78 | 250x10 mm | item no.79 | 48 | each
1.79 | 200x10 mm | item no.80 | 54 | each | 82.21 |  |  | Excess(+) | 1 | Full Conversion | INR | [40 empty] | #VALUE! | #VALUE! | #VALUE! | 1.79 | 200x10 mm | item no.80 | 54 | each
1.8 | Providing and fixing aluminium handles, ISI marked, anodised (anodic coating not less than grade AC 10 as per IS : 1868) transparent or dyed to required colour or shade, with necessary screws etc. complete : | item no.81 | [52 empty] | 1.8 | Providing and fixing aluminium handles, ISI marked, anodised (anodic coating not less than grade AC 10 as per IS : 1868) transparent or dyed to required colour or shade, with necessary screws etc. complete : | item no.81
1.81 | 125 mm | item no.82 | 104 | each | 54.63 |  |  | Excess(+) | 1 | Full Conversion | INR | [40 empty] | #VALUE! | #VALUE! | #VALUE! | 1.81 | 125 mm | item no.82 | 104 | each
1.82 | Providing and fixing aluminium hanging floor door stopper, ISI marked, anodised (anodic coating not less than grade AC 10 as per IS : 1868) transparent or dyed to required colour and shade, with necessary screws etc. complete. | item no.83 | [52 empty] | 1.82 | Providing and fixing aluminium hanging floor door stopper, ISI marked, anodised (anodic coating not less than grade AC 10 as per IS : 1868) transparent or dyed to required colour and shade, with necessary screws etc. complete. | item no.83
1.83 | Twin rubber stopper | item no.84 | 12 | each | 59.66 |  |  | Excess(+) | 1 | Full Conversion | INR | [40 empty] | #VALUE! | #VALUE! | #VALUE! | 1.83 | Twin rubber stopper | item no.84 | 12 | each
1.84 | Providing and fixing factory made uPVC door frame made of uPVC extruded sections having an overall dimension as below (tolerance ±1mm), with wall thickness 2.0 mm (± 0.2 mm), corners of the door frame to be Jointed with galvanized brackets and stainless steel screws, joints mitred and Plastic welded. The hinge side vertical of the frames reinforced by galvanized M.S. tube of size 19 X 19 mm and 1 mm (± 0.1 mm) wall thickness and 3 nos. stainless steel hinges fixed to the frame complete as per manufacturer's specification and direction of Engineer- in-charge | item no.85 | [52 empty] | 1.84 | Providing and fixing factory made uPVC door frame made of uPVC extruded sections having an overall dimension as below (tolerance ±1mm), with wall thickness 2.0 mm (± 0.2 mm), corners of the door frame to be Jointed with galvanized brackets and stainless steel screws, joints mitred and Plastic welded. The hinge side vertical of the frames reinforced by galvanized M.S. tube of size 19 X 19 mm and 1 mm (± 0.1 mm) wall thickness and 3 nos. stainless steel hinges fixed to the frame complete as per manufacturer's specification and direction of Engineer- in-charge | item no.85
1.85 | Extruded section profile size 42x50 mm | item no.86 | 10 | metre | 273.23 |  |  | Excess(+) | 1 | Full Conversion | INR | [40 empty] | #VALUE! | #VALUE! | #VALUE! | 1.85 | Extruded section profile size 42x50 mm | item no.86 | 10 | metre
1.86 | Providing and fixing to existing door frames. | item no.87 | [52 empty] | 1.86 | Providing and fixing to existing door frames. | item no.87
1.87 | 25 mm thick PVC flush door shutters made out of a one piece Multi chamber extruded PVC section of the size of 762 mm X 25 mm or less as per requirement with an average wall thickness of 1 mm (± 0.3 mm). PVC foam end cap of size 23x10 mm are provided on both vertical edges to ensure the overall thickness of 25 mm. M.S. tube having dimensions 19 mm x 19 mm and 1.0 mm (± 0.1 mm) is inserted along the hinge side of the door. Core of the door shutter should be filled with High Density Polyurethane foam. The Top & Bottom edges of the shutter are covered with an end-cap of the size 25 mm X 11 mm. Door shutter shall be reinforced with special polymeric reinforcements as per manufacturer's specification and direction of Engineer-in-charge to take up necessary hardware and fixtures. Stickers indicating the locations of hardware will be pasted at appropriate places | item no.88 | 3 | sqm | 2530.59 |  |  | Excess(+) | 1 | Full Conversion | INR | [40 empty] | #VALUE! | #VALUE! | #VALUE! | 1.87 | 25 mm thick PVC flush door shutters made out of a one piece Multi chamber extruded PVC section of the size of 762 mm X 25 mm or less as per requirement with an average wall thickness of 1 mm (± 0.3 mm). PVC foam end cap of size 23x10 mm are provided on both vertical edges to ensure the overall thickness of 25 mm. M.S. tube having dimensions 19 mm x 19 mm and 1.0 mm (± 0.1 mm) is inserted along the hinge side of the door. Core of the door shutter should be filled with High Density Polyurethane foam. The Top & Bottom edges of the shutter are covered with an end-cap of the size 25 mm X 11 mm. Door shutter shall be reinforced with special polymeric reinforcements as per manufacturer's specification and direction of Engineer-in-charge to take up necessary hardware and fixtures. Stickers indicating the locations of hardware will be pasted at appropriate places | item no.88 | 3 | sqm
1.88 | Providing and fixing bright /matt finished Stainless Steel handles of approved quality & make with necessary screws etc all complete. | item no.89 | [52 empty] | 1.88 | Providing and fixing bright /matt finished Stainless Steel handles of approved quality & make with necessary screws etc all complete. | item no.89
1.89 | 125 mm | item no.90 | 12 | each | 98.29 |  |  | Excess(+) | 1 | Full Conversion | INR | [40 empty] | #VALUE! | #VALUE! | #VALUE! | 1.89 | 125 mm | item no.90 | 12 | each
1.9 | Providing and fixing stainless steel fancy handle of approved make fixed with SS screws etc. complete as per direction of Engineer-in-charge. | item no.91 | [52 empty] | 1.9 | Providing and fixing stainless steel fancy handle of approved make fixed with SS screws etc. complete as per direction of Engineer-in-charge. | item no.91
1.91 | 200 mm | item no.92 | 24 | each | 153.91 |  |  | Excess(+) | 1 | Full Conversion | INR | [40 empty] | #VALUE! | #VALUE! | #VALUE! | 1.91 | 200 mm | item no.92 | 24 | each
1.92 | STEEL WORK | item no.93 | [52 empty] | 1.92 | STEEL WORK | item no.93
1.93 | Structural steel work riveted, bolted or welded in built up sections, trusses and framed work, including cutting, hoisting, fixing in position and applying a priming coat of approved steel primer all complete. | item no.94 | 330 | kg | 110.25 |  |  | Excess(+) | 1 | Full Conversion | INR | [40 empty] | #VALUE! | #VALUE! | #VALUE! | 1.93 | Structural steel work riveted, bolted or welded in built up sections, trusses and framed work, including cutting, hoisting, fixing in position and applying a priming coat of approved steel primer all complete. | item no.94 | 330 | kg
1.94 | Providing and fixing 1 mm thick M.S. sheet sliding-shutters, with frame and diagonal braces of 40x40x6 mm angle iron, 3 mm M.S. gusset plates at the junctions and corners, 25 mm dia pulley, 40x40x6 mm angle and 1- iron guide at the top and bottom respectively, including applying a priming coat of approved steel primer | item no.95 | 2.25 | sqm | 5414.53 |  |  | Excess(+) | 1 | Full Conversion | INR | [40 empty] | #VALUE! | #VALUE! | #VALUE! | 1.94 | Providing and fixing 1 mm thick M.S. sheet sliding-shutters, with frame and diagonal braces of 40x40x6 mm angle iron, 3 mm M.S. gusset plates at the junctions and corners, 25 mm dia pulley, 40x40x6 mm angle and 1- iron guide at the top and bottom respectively, including applying a priming coat of approved steel primer | item no.95 | 2.25 | sqm
1.95 | Fixing standard steel glazed doors, windows and ventilators in walls, including fixing of float glass panes with glazing clips and special metal- sash putty of approved make, or metal beading with screws, (only steel windows, glass panes cut to size and glazing clips or metal beading with screws, shall be supplied by department free of cost). | item no.96 | [52 empty] | 1.95 | Fixing standard steel glazed doors, windows and ventilators in walls, including fixing of float glass panes with glazing clips and special metal- sash putty of approved make, or metal beading with screws, (only steel windows, glass panes cut to size and glazing clips or metal beading with screws, shall be supplied by department free of cost). | item no.96
1.96 | Fixing with 15x3 mm lugs 10 cm long embedded in cement concrete block 15x10x10 cm of C.C. 1:3:6 (1 Cement : 3 coarse sand : 6 graded stone aggregate 20 mm nominal size) | item no.97 | 200 | kg | 67.99 |  |  | Excess(+) | 1 | Full Conversion | INR | [40 empty] | #VALUE! | #VALUE! | #VALUE! | 1.96 | Fixing with 15x3 mm lugs 10 cm long embedded in cement concrete block 15x10x10 cm of C.C. 1:3:6 (1 Cement : 3 coarse sand : 6 graded stone aggregate 20 mm nominal size) | item no.97 | 200 | kg
1.97 | Steel work welded in built up sections/ framed work, including cutting, hoisting, fixing in position and applying a priming coat of approved steel primer using structural steel etc. as required. | item no.98 | [52 empty] | 1.97 | Steel work welded in built up sections/ framed work, including cutting, hoisting, fixing in position and applying a priming coat of approved steel primer using structural steel etc. as required. | item no.98
1.98 | In gratings, frames, guard bar, ladder, railings, brackets, gates and similar works | item no.99 | 90 | kg | 142.33 |  |  | Excess(+) | 1 | Full Conversion | INR | [40 empty] | #VALUE! | #VALUE! | #VALUE! | 1.98 | In gratings, frames, guard bar, ladder, railings, brackets, gates and similar works | item no.99 | 90 | kg
1.99 | Providing and fixing hand rail of approved size by welding etc. to steel ladder railing, balcony railing, staircase railing and similar works, including applying priming coat of approved steel primer. | item no.100 | [52 empty] | 1.99 | Providing and fixing hand rail of approved size by welding etc. to steel ladder railing, balcony railing, staircase railing and similar works, including applying priming coat of approved steel primer. | item no.100
2 | G.I. pipes | item no.101 | 50 | kg | 167.44 |  |  | Excess(+) | 1 | Full Conversion | INR | [40 empty] | #VALUE! | #VALUE! | #VALUE! | 2 | G.I. pipes | item no.101 | 50 | kg
2.01 | Providing & fixing fly proof wire gauze to windows, clerestory windows & doors with M.S. Flat 15x3 mm and nuts & bolts complete. | item no.102 | [52 empty] | 2.01 | Providing & fixing fly proof wire gauze to windows, clerestory windows & doors with M.S. Flat 15x3 mm and nuts & bolts complete. | item no.102
2.02 | Stainless steel (grade 304) wire gauze of 0.5 mm dia wire and 1.4 mm aperture on both sides | item no.103 | 23 | sqm | 934.73 |  |  | Excess(+) | 1 | Full Conversion | INR | [40 empty] | #VALUE! | #VALUE! | #VALUE! | 2.02 | Stainless steel (grade 304) wire gauze of 0.5 mm dia wire and 1.4 mm aperture on both sides | item no.103 | 23 | sqm
2.03 | Providing & fixing glass panes with putty and glazing clips in steel doors, windows, clerestory windows, all complete with: | item no.104 | [52 empty] | 2.03 | Providing & fixing glass panes with putty and glazing clips in steel doors, windows, clerestory windows, all complete with: | item no.104
2.04 | 4.0 mm thick glass panes | item no.105 | 23 | sqm | 877.92 |  |  | Excess(+) | 1 | Full Conversion | INR | [40 empty] | #VALUE! | #VALUE! | #VALUE! | 2.04 | 4.0 mm thick glass panes | item no.105 | 23 | sqm
2.05 | FLOORING | item no.106 | [52 empty] | 2.05 | FLOORING | item no.106
2.06 | Brick on edge flooring with bricks of class designation 7.5 on a bed of 12 mm cement mortar, including filling the joints with same mortar, with common burnt clay non modular bricks: | item no.107 | [52 empty] | 2.06 | Brick on edge flooring with bricks of class designation 7.5 on a bed of 12 mm cement mortar, including filling the joints with same mortar, with common burnt clay non modular bricks: | item no.107
2.07 | 1:6 (1cement :6 coarse sand) | item no.108 | 40 | sqm | 796.2 |  |  | Excess(+) | 1 | Full Conversion | INR | [40 empty] | #VALUE! | #VALUE! | #VALUE! | 2.07 | 1:6 (1cement :6 coarse sand) | item no.108 | 40 | sqm
2.08 | Kota stone slab flooring over 20 mm (average) thick base laid over and jointed with grey cement slurry mixed with pigment to match the shade of the slab, including rubbing and polishing complete with base of cement mortar 1 : 4 (1 cement : 4 coarse sand) : | item no.109 | [52 empty] | 2.08 | Kota stone slab flooring over 20 mm (average) thick base laid over and jointed with grey cement slurry mixed with pigment to match the shade of the slab, including rubbing and polishing complete with base of cement mortar 1 : 4 (1 cement : 4 coarse sand) : | item no.109
2.09 | 25 mm thick | item no.110 | 284 | sqm | 1606.54 |  |  | Excess(+) | 1 | Full Conversion | INR | [40 empty] | #VALUE! | #VALUE! | #VALUE! | 2.09 | 25 mm thick | item no.110 | 284 | sqm
2.1 | Kota stone slabs 20 mm thick in risers of steps, skirting, dado and pillars laid on 12 mm (average) thick cement mortar 1:3 (1 cement: 3 coarse sand) and jointed with grey cement slurry mixed with pigment to match the shade of the slabs, including rubbing and polishing complete. | item no.111 | 145 | sqm | 1941.7 |  |  | Excess(+) | 1 | Full Conversion | INR | [40 empty] | #VALUE! | #VALUE! | #VALUE! | 2.1 | Kota stone slabs 20 mm thick in risers of steps, skirting, dado and pillars laid on 12 mm (average) thick cement mortar 1:3 (1 cement: 3 coarse sand) and jointed with grey cement slurry mixed with pigment to match the shade of the slabs, including rubbing and polishing complete. | item no.111 | 145 | sqm
2.11 | Extra for pre finished nosing in treads of steps of Kota stone/ sand stone slab. | item no.112 | 30 | metre | 157.83 |  |  | Excess(+) | 1 | Full Conversion | INR | [40 empty] | #VALUE! | #VALUE! | #VALUE! | 2.11 | Extra for pre finished nosing in treads of steps of Kota stone/ sand stone slab. | item no.112 | 30 | metre
2.12 | Extra for Kota stone/ sand stone in treads of steps and risers using single length above normal size up to 2.00 metre. | item no.113 | 145 | sqm | 36.41 |  |  | Excess(+) | 1 | Full Conversion | INR | [40 empty] | #VALUE! | #VALUE! | #VALUE! | 2.12 | Extra for Kota stone/ sand stone in treads of steps and risers using single length above normal size up to 2.00 metre. | item no.113 | 145 | sqm
2.13 | Providing and fixing 1st quality ceramic glazed floor tiles conforming to IS : 15622 (thickness to be specified by the manufacturer) of approved make in all colours, shades except burgundy, bottle green, black of any size as approved by Engineer-in-Charge in skirting, risers of steps and dados over 12 mm thick bed of cement Mortar 1:3 (1 cement: 3 coarse sand) and jointing with grey cement slurry @ 3.3kg per sqm including pointing in white cement mixed with pigment of matching shade complete. | item no.114 | 15 | sqm | 917.54 |  |  | Excess(+) | 1 | Full Conversion | INR | [40 empty] | #VALUE! | #VALUE! | #VALUE! | 2.13 | Providing and fixing 1st quality ceramic glazed floor tiles conforming to IS : 15622 (thickness to be specified by the manufacturer) of approved make in all colours, shades except burgundy, bottle green, black of any size as approved by Engineer-in-Charge in skirting, risers of steps and dados over 12 mm thick bed of cement Mortar 1:3 (1 cement: 3 coarse sand) and jointing with grey cement slurry @ 3.3kg per sqm including pointing in white cement mixed with pigment of matching shade complete. | item no.114 | 15 | sqm
2.14 | ROOFING | item no.115 | [52 empty] | 2.14 | ROOFING | item no.115
2.15 | Making khurras 45x45 cm with average minimum thickness of 5 cm cement concrete 1:2:4 (1 cement : 2 coarse sand : 4 graded stone aggregate of 20 mm nominal size) over P.V.C. sheet 1 m x1 m x 400 micron, finished with 12 mm cement plaster 1:3 (1 cement : 3 coarse sand) and a coat of neat cement, rounding the edges and making and finishing the outlet complete. | item no.116 | 7 | each | 245.94 |  |  | Excess(+) | 1 | Full Conversion | INR | [40 empty] | #VALUE! | #VALUE! | #VALUE! | 2.15 | Making khurras 45x45 cm with average minimum thickness of 5 cm cement concrete 1:2:4 (1 cement : 2 coarse sand : 4 graded stone aggregate of 20 mm nominal size) over P.V.C. sheet 1 m x1 m x 400 micron, finished with 12 mm cement plaster 1:3 (1 cement : 3 coarse sand) and a coat of neat cement, rounding the edges and making and finishing the outlet complete. | item no.116 | 7 | each
2.16 | FINISHING | item no.117 | [52 empty] | 2.16 | FINISHING | item no.117
2.17 | 12 mm cement plaster of mix: | item no.118 | [52 empty] | 2.17 | 12 mm cement plaster of mix: | item no.118
2.18 | 1:6 (1 cement: 6 coarse sand) | item no.119 | 127 | sqm | 283.38 |  |  | Excess(+) | 1 | Full Conversion | INR | [40 empty] | #VALUE! | #VALUE! | #VALUE! | 2.18 | 1:6 (1 cement: 6 coarse sand) | item no.119 | 127 | sqm
2.19 | 15 mm cement plaster on rough side of single or half brick wall of mix: | item no.120 | [52 empty] | 2.19 | 15 mm cement plaster on rough side of single or half brick wall of mix: | item no.120
2.2 | 1:6(1 cement: 6 coarse sand) | item no.121 | 1195 | sqm | 326.01 |  |  | Excess(+) | 1 | Full Conversion | INR | [40 empty] | #VALUE! | #VALUE! | #VALUE! | 2.2 | 1:6(1 cement: 6 coarse sand) | item no.121 | 1195 | sqm
2.21 | 6 mm cement plaster of mix: | item no.122 | [52 empty] | 2.21 | 6 mm cement plaster of mix: | item no.122
2.22 | 1:3(1 cement :3 fine sand) | item no.123 | 475 | sqm | 247.75 |  |  | Excess(+) | 1 | Full Conversion | INR | [40 empty] | #VALUE! | #VALUE! | #VALUE! | 2.22 | 1:3(1 cement :3 fine sand) | item no.123 | 475 | sqm
2.23 | Pointing on brick work or brick flooring with cement mortar 1:3 (1 cement : 3 fine sand): | item no.124 | [52 empty] | 2.23 | Pointing on brick work or brick flooring with cement mortar 1:3 (1 cement : 3 fine sand): | item no.124
2.24 | Flush / Ruled/ Struck or weathered pointing | item no.125 | 925 | sqm | 212.21 |  |  | Excess(+) | 1 | Full Conversion | INR | [40 empty] | #VALUE! | #VALUE! | #VALUE! | 2.24 | Flush / Ruled/ Struck or weathered pointing | item no.125 | 925 | sqm
2.25 | Distempering with 1st quality acrylic distemper (ready mixed) having VOC content less than 50 gram/litre, of approved manufacturer and of required shade and colour all complete to achieve even shade and colour: | item no.126 | [52 empty] | 2.25 | Distempering with 1st quality acrylic distemper (ready mixed) having VOC content less than 50 gram/litre, of approved manufacturer and of required shade and colour all complete to achieve even shade and colour: | item no.126
2.26 | New work (two or more coats) over and including water thinnable priming coat with cement primer having VOC content less than 50 gram/litre | item no.127 | 1675 | sqm | 153.09 |  |  | Excess(+) | 1 | Full Conversion | INR | [40 empty] | #VALUE! | #VALUE! | #VALUE! | 2.26 | New work (two or more coats) over and including water thinnable priming coat with cement primer having VOC content less than 50 gram/litre | item no.127 | 1675 | sqm
2.27 | Finishing walls with Premium Acrylic Smooth exterior paint with Silicone additives of required shade: | item no.128 | [52 empty] | 2.27 | Finishing walls with Premium Acrylic Smooth exterior paint with Silicone additives of required shade: | item no.128
2.28 | New work (Two or more coats applied @ 1.43 Itr/10 sqm over and including priming coat of exterior primer applied @ 0.90 litre/10 sqm) | item no.129 | 950 | sqm | 141.09 |  |  | Excess(+) | 1 | Full Conversion | INR | [40 empty] | #VALUE! | #VALUE! | #VALUE! | 2.28 | New work (Two or more coats applied @ 1.43 Itr/10 sqm over and including priming coat of exterior primer applied @ 0.90 litre/10 sqm) | item no.129 | 950 | sqm
2.29 | Painting with synthetic enamel paint of approved brand and manufacture to give an even shade : | item no.130 | [52 empty] | 2.29 | Painting with synthetic enamel paint of approved brand and manufacture to give an even shade : | item no.130
2.3 | Two or more coats on new work | item no.131 | 50 | sqm | 128.56 |  |  | Excess(+) | 1 | Full Conversion | INR | [40 empty] | #VALUE! | #VALUE! | #VALUE! | 2.3 | Two or more coats on new work | item no.131 | 50 | sqm
2.31 | Providing and applying white cement based putty of average thickness 1 mm, of approved brand and manufacturer, over the plastered wall surface to prepare the surface even and smooth complete. | item no.132 | 650 | sqm | 128.68 |  |  | Excess(+) | 1 | Full Conversion | INR | [40 empty] | #VALUE! | #VALUE! | #VALUE! | 2.31 | Providing and applying white cement based putty of average thickness 1 mm, of approved brand and manufacturer, over the plastered wall surface to prepare the surface even and smooth complete. | item no.132 | 650 | sqm
2.32 | Dismantling and Demolishing | item no.133 | [52 empty] | 2.32 | Dismantling and Demolishing | item no.133
2.33 | Demolishing R.C.C. work manually/ by mechanical means including stacking of steel bars and disposal of unserviceable material within 50 metres lead as per direction of Engineer - in- charge. | item no.134 | 1 | cum | 2928.38 |  |  | Excess(+) | 1 | Full Conversion | INR | [40 empty] | #VALUE! | #VALUE! | #VALUE! | 2.33 | Demolishing R.C.C. work manually/ by mechanical means including stacking of steel bars and disposal of unserviceable material within 50 metres lead as per direction of Engineer - in- charge. | item no.134 | 1 | cum
2.34 | Demolishing brick work manually/ by mechanical means including stacking of serviceable material and disposal of unserviceable material within 50 metres lead as per direction of Engineer-in-charge. | item no.135 | [52 empty] | 2.34 | Demolishing brick work manually/ by mechanical means including stacking of serviceable material and disposal of unserviceable material within 50 metres lead as per direction of Engineer-in-charge. | item no.135
2.35 | In cement mortar | item no.136 | 1 | cum | 1698.85 |  |  | Excess(+) | 1 | Full Conversion | INR | [40 empty] | #VALUE! | #VALUE! | #VALUE! | 2.35 | In cement mortar | item no.136 | 1 | cum
2.36 | Disposal of building rubbish / malba / similar unserviceable, dismantled or waste materials by mechanical means, including loading, transporting, unloading to approved municipal dumping ground or as approved by Engineer-in-charge, beyond 50 m initial lead, for all leads including all lifts involved. | item no.137 | 80 | cum | 217.65 |  |  | Excess(+) | 1 | Full Conversion | INR | [40 empty] | #VALUE! | #VALUE! | #VALUE! | 2.36 | Disposal of building rubbish / malba / similar unserviceable, dismantled or waste materials by mechanical means, including loading, transporting, unloading to approved municipal dumping ground or as approved by Engineer-in-charge, beyond 50 m initial lead, for all leads including all lifts involved. | item no.137 | 80 | cum
2.37 | ROAD WORK | item no.138 | [52 empty] | 2.37 | ROAD WORK | item no.138
2.38 | Providing and laying design mix cement concrete of M-30 grade, in roads/ taxi tracks/ runways, using cement content as per design mix, using coarse sand and graded stone aggregate of 40 mm nominal size in appropriate proportions as per approved & specified design criteria, providing dowel bars with sleeve/ tie bars wherever required, laying at site, spreading and compacting mechanically by using needle and surface vibrators, levelling to required slope/ camber, finishing with required texture, including steel form work with sturdy M.S. channel sections, curing, making provision for contraction/ expansion, construction & longitudinal joints (10 mm wide x 50 mm deep) by groove cutting machine, providing and filling joints with approved joint filler and sealants, complete all as per direction of Engineer- in-charge (Item of joint fillers, sealants, dowel bars with sleeve/ tie bars to be paid separately). Note:- Cement content considered in M-30 is @ 340 kg/cum. Excess/ less cement used as per design mix is payable/ recoverable separately. | item no.139 | [52 empty] | 2.38 | Providing and laying design mix cement concrete of M-30 grade, in roads/ taxi tracks/ runways, using cement content as per design mix, using coarse sand and graded stone aggregate of 40 mm nominal size in appropriate proportions as per approved & specified design criteria, providing dowel bars with sleeve/ tie bars wherever required, laying at site, spreading and compacting mechanically by using needle and surface vibrators, levelling to required slope/ camber, finishing with required texture, including steel form work with sturdy M.S. channel sections, curing, making provision for contraction/ expansion, construction & longitudinal joints (10 mm wide x 50 mm deep) by groove cutting machine, providing and filling joints with approved joint filler and sealants, complete all as per direction of Engineer- in-charge (Item of joint fillers, sealants, dowel bars with sleeve/ tie bars to be paid separately). Note:- Cement content considered in M-30 is @ 340 kg/cum. Excess/ less cement used as per design mix is payable/ recoverable separately. | item no.139
2.39 | Cement concrete prepared with batch mixing machine | item no.140 | 4 | cum | 8682.57 |  |  | Excess(+) | 1 | Full Conversion | INR | [40 empty] | #VALUE! | #VALUE! | #VALUE! | 2.39 | Cement concrete prepared with batch mixing machine | item no.140 | 4 | cum
2.4 | Providing and laying at or near ground level factory made kerb stone of M-25 grade cement concrete in position to the required line, level and curvature, jointed with cement mortar 1:3 (1 cement: 3 coarse sand), including making joints with or without grooves (thickness of joints except at sharp curve shall not to more than 5 mm), including making drainage opening wherever required complete etc. as per direction of Engineer- in-charge (length of finished kerb edging shall be measured to calculate volume for payment). (Precast C.C. kerb stone shall be approved by Engineer-in-charge). | item no.141 | 2 | cum | 8343.04 |  |  | Excess(+) | 1 | Full Conversion | INR | [40 empty] | #VALUE! | #VALUE! | #VALUE! | 2.4 | Providing and laying at or near ground level factory made kerb stone of M-25 grade cement concrete in position to the required line, level and curvature, jointed with cement mortar 1:3 (1 cement: 3 coarse sand), including making joints with or without grooves (thickness of joints except at sharp curve shall not to more than 5 mm), including making drainage opening wherever required complete etc. as per direction of Engineer- in-charge (length of finished kerb edging shall be measured to calculate volume for payment). (Precast C.C. kerb stone shall be approved by Engineer-in-charge). | item no.141 | 2 | cum
2.41 | Providing and laying factory made chamfered edge Cement Concrete paver blocks in footpath, parks, lawns, drive ways or light traffic parking etc, of required strength, thickness & size/ shape, made by table vibratory method using PU mould, laid in required colour & pattern over 50 mm thick compacted bed of sand, compacting and proper embedding/laying of inter locking paver blocks into the sand bedding layer through vibratory compaction by using plate vibrator, filling the joints with sand and cutting of paver blocks as per required size and pattern, finishing and sweeping extra sand. complete all as per direction of Engineer-in-Charge. | item no.142 | [52 empty] | 2.41 | Providing and laying factory made chamfered edge Cement Concrete paver blocks in footpath, parks, lawns, drive ways or light traffic parking etc, of required strength, thickness & size/ shape, made by table vibratory method using PU mould, laid in required colour & pattern over 50 mm thick compacted bed of sand, compacting and proper embedding/laying of inter locking paver blocks into the sand bedding layer through vibratory compaction by using plate vibrator, filling the joints with sand and cutting of paver blocks as per required size and pattern, finishing and sweeping extra sand. complete all as per direction of Engineer-in-Charge. | item no.142
2.42 | 80 mm thick C.C. paver block of M-35 grade with approved colour design and pattern. | item no.143 | 60 | sqm | 900.06 |  |  | Excess(+) | 1 | Full Conversion | INR | [40 empty] | #VALUE! | #VALUE! | #VALUE! | 2.42 | 80 mm thick C.C. paver block of M-35 grade with approved colour design and pattern. | item no.143 | 60 | sqm
2.43 | SANITARY INSTALLATIONS | item no.144 | [52 empty] | 2.43 | SANITARY INSTALLATIONS | item no.144
2.44 | Providing and fixing water closet squatting pan (Indian type W.C. pan ) with 100 mm sand cast Iron P or S trap, 10 litre low level white P.V.C. flushing cistern, including flush pipe, with manually controlled device (handle lever) conforming to IS : 7231, with all fittings and fixtures complete, including cutting and making good the walls and floors wherever required: | item no.145 | [52 empty] | 2.44 | Providing and fixing water closet squatting pan (Indian type W.C. pan ) with 100 mm sand cast Iron P or S trap, 10 litre low level white P.V.C. flushing cistern, including flush pipe, with manually controlled device (handle lever) conforming to IS : 7231, with all fittings and fixtures complete, including cutting and making good the walls and floors wherever required: | item no.145
2.45 | White Vitreous china Orissa pattern W.C. pan of size 580x440 mm with integral type foot rests | item no.146 | 2 | each | 5580.44 |  |  | Excess(+) | 1 | Full Conversion | INR | [40 empty] | #VALUE! | #VALUE! | #VALUE! | 2.45 | White Vitreous china Orissa pattern W.C. pan of size 580x440 mm with integral type foot rests | item no.146 | 2 | each
2.46 | Providing and fixing CP Brass 32 mm size Bottle Trap of approved quality & make and as per the direction of Engineer-in-charge. | item no.147 | 2 | each | 853.3 |  |  | Excess(+) | 1 | Full Conversion | INR | [40 empty] | #VALUE! | #VALUE! | #VALUE! | 2.46 | Providing and fixing CP Brass 32 mm size Bottle Trap of approved quality & make and as per the direction of Engineer-in-charge. | item no.147 | 2 | each
2.47 | Providing and fixing white vitreous china wash basin including making all connections but excluding the cost of fittings : | item no.148 | [52 empty] | 2.47 | Providing and fixing white vitreous china wash basin including making all connections but excluding the cost of fittings : | item no.148
2.48 | Flat back wash basin of size 450x300 mm | item no.149 | 2 | each | 517.03 |  |  | Excess(+) | 1 | Full Conversion | INR | [40 empty] | #VALUE! | #VALUE! | #VALUE! | 2.48 | Flat back wash basin of size 450x300 mm | item no.149 | 2 | each
2.49 | Providing and fixing P.V.C. waste pipe for sink or wash basin including P.V.C. waste fittings complete. | item no.150 | [52 empty] | 2.49 | Providing and fixing P.V.C. waste pipe for sink or wash basin including P.V.C. waste fittings complete. | item no.150
2.5 | Flexible pipe | item no.151 | [52 empty] | 2.5 | Flexible pipe | item no.151
2.51 | 32 mm dia | item no.152 | 2 | each | 98.58 |  |  | Excess(+) | 1 | Full Conversion | INR | [40 empty] | #VALUE! | #VALUE! | #VALUE! | 2.51 | 32 mm dia | item no.152 | 2 | each
2.52 | Providing and fixing 600x450 mm beveled edge mirror of superior glass (of approved quality) complete with 6 mm thick hard board ground fixed to wooden cleats with C.P. brass screws and washers complete. | item no.153 | 2 | each | 1325.93 |  |  | Excess(+) | 1 | Full Conversion | INR | [40 empty] | #VALUE! | #VALUE! | #VALUE! | 2.52 | Providing and fixing 600x450 mm beveled edge mirror of superior glass (of approved quality) complete with 6 mm thick hard board ground fixed to wooden cleats with C.P. brass screws and washers complete. | item no.153 | 2 | each
2.53 | Providing and fixing soil, waste and vent pipes : | item no.154 | [52 empty] | 2.53 | Providing and fixing soil, waste and vent pipes : | item no.154
2.54 | 100 mm dia | item no.155 | [52 empty] | 2.54 | 100 mm dia | item no.155
2.55 | Centrifugally cast (spun) iron socket & spigot (S&S) pipe as per IS: 3989 | item no.156 | 30 | metre | 973.65 |  |  | Excess(+) | 1 | Full Conversion | INR | [40 empty] | #VALUE! | #VALUE! | #VALUE! | 2.55 | Centrifugally cast (spun) iron socket & spigot (S&S) pipe as per IS: 3989 | item no.156 | 30 | metre
2.56 | Providing and fixing M.S. holder-bat clamps of approved design to Sand Cast iron/cast iron (spun) pipe embedded in and including cement concrete blocks 10x10x10 cm of 1:2:4 mix (1 cement : 2 coarse sand : 4 graded stone aggregate 20 mm nominal size), including cost of cutting holes and making good the walls etc. : | item no.157 | [52 empty] | 2.56 | Providing and fixing M.S. holder-bat clamps of approved design to Sand Cast iron/cast iron (spun) pipe embedded in and including cement concrete blocks 10x10x10 cm of 1:2:4 mix (1 cement : 2 coarse sand : 4 graded stone aggregate 20 mm nominal size), including cost of cutting holes and making good the walls etc. : | item no.157
2.57 | For 100 mm dia pipe | item no.158 | 18 | each | 299.21 |  |  | Excess(+) | 1 | Full Conversion | INR | [40 empty] | #VALUE! | #VALUE! | #VALUE! | 2.57 | For 100 mm dia pipe | item no.158 | 18 | each
2.58 | Providing and fixing bend of required degree with access door, insertion rubber washer 3 mm thick, bolts and nuts complete. | item no.159 | [52 empty] | 2.58 | Providing and fixing bend of required degree with access door, insertion rubber washer 3 mm thick, bolts and nuts complete. | item no.159
2.59 | 100 mm dia | item no.160 | [52 empty] | 2.59 | 100 mm dia | item no.160
2.6 | Sand cast iron S&S as per IS - 3989 | item no.161 | 22 | each | 581.51 |  |  | Excess(+) | 1 | Full Conversion | INR | [40 empty] | #VALUE! | #VALUE! | #VALUE! | 2.6 | Sand cast iron S&S as per IS - 3989 | item no.161 | 22 | each
2.61 | 75 mm dia | item no.162 | [52 empty] | 2.61 | 75 mm dia | item no.162
2.62 | Sand cast iron S&S as per IS- 3989 | item no.163 | 5 | each | 431.1 |  |  | Excess(+) | 1 | Full Conversion | INR | [40 empty] | #VALUE! | #VALUE! | #VALUE! | 2.62 | Sand cast iron S&S as per IS- 3989 | item no.163 | 5 | each
2.63 | Providing and fixing plain bend of required degree. | item no.164 | [52 empty] | 2.63 | Providing and fixing plain bend of required degree. | item no.164
2.64 | 100 mm dia | item no.165 | [52 empty] | 2.64 | 100 mm dia | item no.165
2.65 | Sand cast iron S&S as per IS : 3989 | item no.166 | 10 | each | 470.07 |  |  | Excess(+) | 1 | Full Conversion | INR | [40 empty] | #VALUE! | #VALUE! | #VALUE! | 2.65 | Sand cast iron S&S as per IS : 3989 | item no.166 | 10 | each
2.66 | Providing and fixing single equal plain junction of required degree with access door, insertion rubber washer 3 mm thick, bolts and nuts complete. | item no.167 | [52 empty] | 2.66 | Providing and fixing single equal plain junction of required degree with access door, insertion rubber washer 3 mm thick, bolts and nuts complete. | item no.167
2.67 | 100x100x100 mm | item no.168 | [52 empty] | 2.67 | 100x100x100 mm | item no.168
2.68 | Sand cast iron S&S as per IS - 3989 | item no.169 | 7 | each | 763.34 |  |  | Excess(+) | 1 | Full Conversion | INR | [40 empty] | #VALUE! | #VALUE! | #VALUE! | 2.68 | Sand cast iron S&S as per IS - 3989 | item no.169 | 7 | each
2.69 | Providing and fixing single equal plain junction of required degree : | item no.170 | [52 empty] | 2.69 | Providing and fixing single equal plain junction of required degree : | item no.170
2.7 | 100x100x100 mm | item no.171 | [52 empty] | 2.7 | 100x100x100 mm | item no.171
2.71 | Sand cast iron S&S as per IS - 3989 | item no.172 | 7 | each | 669.5 |  |  | Excess(+) | 1 | Full Conversion | INR | [40 empty] | #VALUE! | #VALUE! | #VALUE! | 2.71 | Sand cast iron S&S as per IS - 3989 | item no.172 | 7 | each
2.72 | Providing and fixing terminal guard : | item no.173 | [52 empty] | 2.72 | Providing and fixing terminal guard : | item no.173
2.73 | 100 mm | item no.174 | [52 empty] | 2.73 | 100 mm | item no.174
2.74 | Sand cast iron S&S as per IS - 3989 | item no.175 | 8 | each | 417.25 |  |  | Excess(+) | 1 | Full Conversion | INR | [40 empty] | #VALUE! | #VALUE! | #VALUE! | 2.74 | Sand cast iron S&S as per IS - 3989 | item no.175 | 8 | each
2.75 | Providing and fixing collar : | item no.176 | [52 empty] | 2.75 | Providing and fixing collar : | item no.176
2.76 | 100 mm | item no.177 | [52 empty] | 2.76 | 100 mm | item no.177
2.77 | Sand cast iron S&S as per IS - 3989 | item no.178 | 24 | each | 423.15 |  |  | Excess(+) | 1 | Full Conversion | INR | [40 empty] | #VALUE! | #VALUE! | #VALUE! | 2.77 | Sand cast iron S&S as per IS - 3989 | item no.178 | 24 | each
2.78 | 75 mm | item no.179 | [52 empty] | 2.78 | 75 mm | item no.179
2.79 | Sand cast iron S&S as per IS - 3989 | item no.180 | 4 | each | 298.55 |  |  | Excess(+) | 1 | Full Conversion | INR | [40 empty] | #VALUE! | #VALUE! | #VALUE! | 2.79 | Sand cast iron S&S as per IS - 3989 | item no.180 | 4 | each
2.8 | Providing lead caulked joints to sand cast iron/centrifugally cast (spun) iron pipes and fittings of diameter : | item no.181 | [52 empty] | 2.8 | Providing lead caulked joints to sand cast iron/centrifugally cast (spun) iron pipes and fittings of diameter : | item no.181
2.81 | 100 mm | item no.182 | 48 | each | 513.32 |  |  | Excess(+) | 1 | Full Conversion | INR | [40 empty] | #VALUE! | #VALUE! | #VALUE! | 2.81 | 100 mm | item no.182 | 48 | each
2.82 | 75 mm | item no.183 | 5 | each | 433.95 |  |  | Excess(+) | 1 | Full Conversion | INR | [40 empty] | #VALUE! | #VALUE! | #VALUE! | 2.82 | 75 mm | item no.183 | 5 | each
2.83 | Providing and fixing trap of self cleansing design with screwed down or hinged grating with or without vent arm complete, including cost of cutting and making good the walls and floors : | item no.184 | [52 empty] | 2.83 | Providing and fixing trap of self cleansing design with screwed down or hinged grating with or without vent arm complete, including cost of cutting and making good the walls and floors : | item no.184
2.84 | 100 mm inlet and 100 mm outlet | item no.185 | [52 empty] | 2.84 | 100 mm inlet and 100 mm outlet | item no.185
2.85 | Sand cast iron S&S as per IS: 3989 | item no.186 | 20 | each | 1646.33 |  |  | Excess(+) | 1 | Full Conversion | INR | [40 empty] | #VALUE! | #VALUE! | #VALUE! | 2.85 | Sand cast iron S&S as per IS: 3989 | item no.186 | 20 | each
2.86 | WATER SUPPLY | item no.187 | [52 empty] | 2.86 | WATER SUPPLY | item no.187
2.87 | Providing and fixing G.I. pipes complete with G.I. fittings and clamps, including cutting and making good the walls etc. Internal work - Exposed on wall | item no.188 | [52 empty] | 2.87 | Providing and fixing G.I. pipes complete with G.I. fittings and clamps, including cutting and making good the walls etc. Internal work - Exposed on wall | item no.188
2.88 | 15 mm dia nominal bore | item no.189 | 10 | metre | 302.14 |  |  | Excess(+) | 1 | Full Conversion | INR | [40 empty] | #VALUE! | #VALUE! | #VALUE! | 2.88 | 15 mm dia nominal bore | item no.189 | 10 | metre
2.89 | 20 mm dia nominal bore | item no.190 | 20 | metre | 360.6 |  |  | Excess(+) | 1 | Full Conversion | INR | [40 empty] | #VALUE! | #VALUE! | #VALUE! | 2.89 | 20 mm dia nominal bore | item no.190 | 20 | metre
2.9 | 25 mm dia nominal bore | item no.191 | 20 | metre | 454.94 |  |  | Excess(+) | 1 | Full Conversion | INR | [40 empty] | #VALUE! | #VALUE! | #VALUE! | 2.9 | 25 mm dia nominal bore | item no.191 | 20 | metre
2.91 | 32 mm dia nominal bore | item no.192 | 40 | metre | 550.01 |  |  | Excess(+) | 1 | Full Conversion | INR | [40 empty] | #VALUE! | #VALUE! | #VALUE! | 2.91 | 32 mm dia nominal bore | item no.192 | 40 | metre
2.92 | 40 mm dia nominal bore | item no.193 | 40 | metre | 669.5 |  |  | Excess(+) | 1 | Full Conversion | INR | [40 empty] | #VALUE! | #VALUE! | #VALUE! | 2.92 | 40 mm dia nominal bore | item no.193 | 40 | metre
2.93 | Providing and fixing G.I. Pipes complete with G.I. fittings and clamps, including making good the walls etc. concealed pipe, including painting with anti corrosive bitumastic paint, cutting chases and making good the wall : | item no.194 | [52 empty] | 2.93 | Providing and fixing G.I. Pipes complete with G.I. fittings and clamps, including making good the walls etc. concealed pipe, including painting with anti corrosive bitumastic paint, cutting chases and making good the wall : | item no.194
2.94 | 15 mm dia nominal bore | item no.195 | 10 | metre | 478.64 |  |  | Excess(+) | 1 | Full Conversion | INR | [40 empty] | #VALUE! | #VALUE! | #VALUE! | 2.94 | 15 mm dia nominal bore | item no.195 | 10 | metre
2.95 | 20 mm dia nominal bore | item no.196 | 15 | metre | 523.79 |  |  | Excess(+) | 1 | Full Conversion | INR | [40 empty] | #VALUE! | #VALUE! | #VALUE! | 2.95 | 20 mm dia nominal bore | item no.196 | 15 | metre
2.96 | Providing and fixing G.I. pipes complete with G.I. fittings including trenching and refilling etc. External work | item no.197 | [52 empty] | 2.96 | Providing and fixing G.I. pipes complete with G.I. fittings including trenching and refilling etc. External work | item no.197
2.97 | 32 mm dia nominal bore | item no.198 | 60 | metre | 445.53 |  |  | Excess(+) | 1 | Full Conversion | INR | [40 empty] | #VALUE! | #VALUE! | #VALUE! | 2.97 | 32 mm dia nominal bore | item no.198 | 60 | metre
2.98 | 40 mm dia nominal bore | item no.199 | 50 | metre | 508.82 |  |  | Excess(+) | 1 | Full Conversion | INR | [40 empty] | #VALUE! | #VALUE! | #VALUE! | 2.98 | 40 mm dia nominal bore | item no.199 | 50 | metre
2.99 | 50 mm dia nominal bore | item no.200 | 30 | metre | 628.47 |  |  | Excess(+) | 1 | Full Conversion | INR | [40 empty] | #VALUE! | #VALUE! | #VALUE! | 2.99 | 50 mm dia nominal bore | item no.200 | 30 | metre
3 | Making connection of G.I. distribution branch with G.I. main of following sizes by providing and fixing tee, including cutting and threading the pipe etc. complete : | item no.201 | [52 empty] | 3 | Making connection of G.I. distribution branch with G.I. main of following sizes by providing and fixing tee, including cutting and threading the pipe etc. complete : | item no.201
3.01 | 25 to 40 mm nominal bore | item no.202 | 2 | each | 751.96 |  |  | Excess(+) | 1 | Full Conversion | INR | [40 empty] | #VALUE! | #VALUE! | #VALUE! | 3.01 | 25 to 40 mm nominal bore | item no.202 | 2 | each
3.02 | Providing and fixing gun metal gate valve with C.I. wheel of approved quality (screwed end) : | item no.203 | [52 empty] | 3.02 | Providing and fixing gun metal gate valve with C.I. wheel of approved quality (screwed end) : | item no.203
3.03 | 25 mm nominal bore | item no.204 | 2 | each | 513.23 |  |  | Excess(+) | 1 | Full Conversion | INR | [40 empty] | #VALUE! | #VALUE! | #VALUE! | 3.03 | 25 mm nominal bore | item no.204 | 2 | each
3.04 | 20 mm nominal bore | item no.205 | 2 | each | 445.25 |  |  | Excess(+) | 1 | Full Conversion | INR | [40 empty] | #VALUE! | #VALUE! | #VALUE! | 3.04 | 20 mm nominal bore | item no.205 | 2 | each
3.05 | 32 mm nominal bore. | item no.206 | 2 | each | 568.65 |  |  | Excess(+) | 1 | Full Conversion | INR | [40 empty] | #VALUE! | #VALUE! | #VALUE! | 3.05 | 32 mm nominal bore. | item no.206 | 2 | each
3.06 | 40 mm nominal bore | item no.207 | 2 | each | 681.21 |  |  | Excess(+) | 1 | Full Conversion | INR | [40 empty] | #VALUE! | #VALUE! | #VALUE! | 3.06 | 40 mm nominal bore | item no.207 | 2 | each
3.07 | 50 mm nominal bore | item no.208 | 1 | each | 846.58 |  |  | Excess(+) | 1 | Full Conversion | INR | [40 empty] | #VALUE! | #VALUE! | #VALUE! | 3.07 | 50 mm nominal bore | item no.208 | 1 | each
3.08 | Providing and fixing ball valve (brass) of approved quality, High or low pressure, with plastic floats complete : | item no.209 | [52 empty] | 3.08 | Providing and fixing ball valve (brass) of approved quality, High or low pressure, with plastic floats complete : | item no.209
3.09 | 25 mm nominal bore | item no.210 | 2 | each | 382.66 |  |  | Excess(+) | 1 | Full Conversion | INR | [40 empty] | #VALUE! | #VALUE! | #VALUE! | 3.09 | 25 mm nominal bore | item no.210 | 2 | each
3.1 | Providing and fixing uplasticised PVC connection pipe with brass unions : | item no.211 | [52 empty] | 3.1 | Providing and fixing uplasticised PVC connection pipe with brass unions : | item no.211
3.11 | 45 cm length | item no.212 | [52 empty] | 3.11 | 45 cm length | item no.212
3.12 | 15 mm nominal bore | item no.213 | 2 | each | 80.61 |  |  | Excess(+) | 1 | Full Conversion | INR | [40 empty] | #VALUE! | #VALUE! | #VALUE! | 3.12 | 15 mm nominal bore | item no.213 | 2 | each
3.13 | Constructing masonry Chamber 30x30x50 cm inside, in brick work in cement mortar 1:4 (1 cement :4 coarse sand) for stop cock, with C. I. surface box 100x100 x75 mm (inside) with hinged cover fixed in reinforced cement concrete slab 1:1.5:3 mix (1 cement : 1.5 coarse sand : 3 graded stone aggregate 20 mm nominal size), including necessary excavation, foundation concrete 1:5:10 ( 1 cement : 5 fine sand : 10 graded stone aggregate 40 mm nominal size ) and inside plastering with cement mortar 1:3 (1 cement : 3 coarse sand) 12 mm thick, finished with a floating coat of neat cement complete as per standard design : | item no.214 | [52 empty] | 3.13 | Constructing masonry Chamber 30x30x50 cm inside, in brick work in cement mortar 1:4 (1 cement :4 coarse sand) for stop cock, with C. I. surface box 100x100 x75 mm (inside) with hinged cover fixed in reinforced cement concrete slab 1:1.5:3 mix (1 cement : 1.5 coarse sand : 3 graded stone aggregate 20 mm nominal size), including necessary excavation, foundation concrete 1:5:10 ( 1 cement : 5 fine sand : 10 graded stone aggregate 40 mm nominal size ) and inside plastering with cement mortar 1:3 (1 cement : 3 coarse sand) 12 mm thick, finished with a floating coat of neat cement complete as per standard design : | item no.214
3.14 | With common burnt clay F.P.S.(non modular) bricks of class designation 7.5 | item no.215 | 4 | each | 1643.11 |  |  | Excess(+) | 1 | Full Conversion | INR | [40 empty] | #VALUE! | #VALUE! | #VALUE! | 3.14 | With common burnt clay F.P.S.(non modular) bricks of class designation 7.5 | item no.215 | 4 | each
3.15 | Providing and filling sand of grading zone V or coarser grade, allround the G.I. pipes in external work : | item no.216 | [52 empty] | 3.15 | Providing and filling sand of grading zone V or coarser grade, allround the G.I. pipes in external work : | item no.216
3.16 | 32 mm diameter pipe | item no.217 | 60 | metre | 135.98 |  |  | Excess(+) | 1 | Full Conversion | INR | [40 empty] | #VALUE! | #VALUE! | #VALUE! | 3.16 | 32 mm diameter pipe | item no.217 | 60 | metre
3.17 | 40 mm diameter pipe | item no.218 | 50 | metre | 137.71 |  |  | Excess(+) | 1 | Full Conversion | INR | [40 empty] | #VALUE! | #VALUE! | #VALUE! | 3.17 | 40 mm diameter pipe | item no.218 | 50 | metre
3.18 | 50 mm diameter pipe | item no.219 | 30 | metre | 142.86 |  |  | Excess(+) | 1 | Full Conversion | INR | [40 empty] | #VALUE! | #VALUE! | #VALUE! | 3.18 | 50 mm diameter pipe | item no.219 | 30 | metre
3.19 | Providing and fixing G.I. Union in G.I. pipe including cutting and threading the pipe and making long screws etc. complete (New work) : | item no.220 | [52 empty] | 3.19 | Providing and fixing G.I. Union in G.I. pipe including cutting and threading the pipe and making long screws etc. complete (New work) : | item no.220
3.2 | 15 mm nominal bore | item no.221 | 2 | each | 262.51 |  |  | Excess(+) | 1 | Full Conversion | INR | [40 empty] | #VALUE! | #VALUE! | #VALUE! | 3.2 | 15 mm nominal bore | item no.221 | 2 | each
3.21 | 20 mm nominal bore | item no.222 | 2 | each | 285.97 |  |  | Excess(+) | 1 | Full Conversion | INR | [40 empty] | #VALUE! | #VALUE! | #VALUE! | 3.21 | 20 mm nominal bore | item no.222 | 2 | each
3.22 | 25 mm nominal bore | item no.223 | 2 | each | 362.21 |  |  | Excess(+) | 1 | Full Conversion | INR | [40 empty] | #VALUE! | #VALUE! | #VALUE! | 3.22 | 25 mm nominal bore | item no.223 | 2 | each
3.23 | 32 mm nominal bore | item no.224 | 2 | each | 403.27 |  |  | Excess(+) | 1 | Full Conversion | INR | [40 empty] | #VALUE! | #VALUE! | #VALUE! | 3.23 | 32 mm nominal bore | item no.224 | 2 | each
3.24 | 40 mm nominal bore | item no.225 | 2 | each | 520.57 |  |  | Excess(+) | 1 | Full Conversion | INR | [40 empty] | #VALUE! | #VALUE! | #VALUE! | 3.24 | 40 mm nominal bore | item no.225 | 2 | each
3.25 | 50 mm nominal bore | item no.226 | 2 | each | 679.31 |  |  | Excess(+) | 1 | Full Conversion | INR | [40 empty] | #VALUE! | #VALUE! | #VALUE! | 3.25 | 50 mm nominal bore | item no.226 | 2 | each
3.26 | Providing and placing on terrace (at all floor levels) polyethylene water storage tank, IS : 12701 marked, with cover and suitable locking arrangement and making necessary holes for inlet, outlet and overflow pipes but without fittings and the base support for tank. | item no.227 | 8000 | per litre | 9.07 |  |  | Excess(+) | 1 | Full Conversion | INR | [40 empty] | #VALUE! | #VALUE! | #VALUE! | 3.26 | Providing and placing on terrace (at all floor levels) polyethylene water storage tank, IS : 12701 marked, with cover and suitable locking arrangement and making necessary holes for inlet, outlet and overflow pipes but without fittings and the base support for tank. | item no.227 | 8000 | per litre
3.27 | Providing and fixing C.P. brass long nose bib cock of approved quality conforming to IS standards and weighing not less than 810 gms. | item no.228 | [52 empty] | 3.27 | Providing and fixing C.P. brass long nose bib cock of approved quality conforming to IS standards and weighing not less than 810 gms. | item no.228
3.28 | 15 mm nominal bore | item no.229 | 20 | each | 676.75 |  |  | Excess(+) | 1 | Full Conversion | INR | [40 empty] | #VALUE! | #VALUE! | #VALUE! | 3.28 | 15 mm nominal bore | item no.229 | 20 | each
3.29 | Providing and fixing C.P. brass long body bib cock of approved quality conforming to IS standards and weighing not less than 690 gms. | item no.230 | [52 empty] | 3.29 | Providing and fixing C.P. brass long body bib cock of approved quality conforming to IS standards and weighing not less than 690 gms. | item no.230
3.3 | 15 mm nominal bore | item no.231 | 2 | each | 658.82 |  |  | Excess(+) | 1 | Full Conversion | INR | [40 empty] | #VALUE! | #VALUE! | #VALUE! | 3.3 | 15 mm nominal bore | item no.231 | 2 | each
3.31 | Providing and fixing C.P. brass angle valve for basin mixer and geyser points of approved quality conforming to IS:8931 | item no.232 | [52 empty] | 3.31 | Providing and fixing C.P. brass angle valve for basin mixer and geyser points of approved quality conforming to IS:8931 | item no.232
3.32 | 15 mm nominal bore | item no.233 | 14 | each | 473.57 |  |  | Excess(+) | 1 | Full Conversion | INR | [40 empty] | #VALUE! | #VALUE! | #VALUE! | 3.32 | 15 mm nominal bore | item no.233 | 14 | each
3.33 | Providing and fixing C.P. Brass extension nipple (size 15 mm x 50 mm) of approved make and quality as per direction of Engineer-in-charge. | item no.234 | 34 | each | 61.68 |  |  | Excess(+) | 1 | Full Conversion | INR | [40 empty] | #VALUE! | #VALUE! | #VALUE! | 3.33 | Providing and fixing C.P. Brass extension nipple (size 15 mm x 50 mm) of approved make and quality as per direction of Engineer-in-charge. | item no.234 | 34 | each
3.34 | Providing and fixing PTMT grating of approved quality and colour. | item no.235 | [52 empty] | 3.34 | Providing and fixing PTMT grating of approved quality and colour. | item no.235
3.35 | Circular type | item no.236 | [52 empty] | 3.35 | Circular type | item no.236
3.36 | 125 mm nominal dia with 25 mm waste hole | item no.237 | 20 | each | 42.76 |  |  | Excess(+) | 1 | Full Conversion | INR | [40 empty] | #VALUE! | #VALUE! | #VALUE! | 3.36 | 125 mm nominal dia with 25 mm waste hole | item no.237 | 20 | each
3.37 | Cutting holes up to 15x15 cm in R.C.C. floors and roofs for passing drain pipe etc. and repairing the hole after insertion of drain pipe etc. with cement concrete 1:2:4 (1 cement : 2 coarse sand : 4 graded stone aggregate 20 mm nominal size), including finishing complete so as to make it leak proof. | item no.238 | 4 | each | 372.72 |  |  | Excess(+) | 1 | Full Conversion | INR | [40 empty] | #VALUE! | #VALUE! | #VALUE! | 3.37 | Cutting holes up to 15x15 cm in R.C.C. floors and roofs for passing drain pipe etc. and repairing the hole after insertion of drain pipe etc. with cement concrete 1:2:4 (1 cement : 2 coarse sand : 4 graded stone aggregate 20 mm nominal size), including finishing complete so as to make it leak proof. | item no.238 | 4 | each
3.38 | Making chases up to 7.5x7.5 cm in walls including making good and finishing with matching surface after housing G.I. pipe etc. | item no.239 | 15 | metre | 167.31 |  |  | Excess(+) | 1 | Full Conversion | INR | [40 empty] | #VALUE! | #VALUE! | #VALUE! | 3.38 | Making chases up to 7.5x7.5 cm in walls including making good and finishing with matching surface after housing G.I. pipe etc. | item no.239 | 15 | metre
3.39 | DRAINAGE | item no.241 | [52 empty] | 3.39 | DRAINAGE | item no.241
3.4 | Providing, laying and jointing glazed stoneware pipes class SP-1 with stiff mixture of cement mortar in the proportion of 1:1 (1 cement : 1 fine sand) including testing of joints etc. complete : | item no.242 | [52 empty] | 3.4 | Providing, laying and jointing glazed stoneware pipes class SP-1 with stiff mixture of cement mortar in the proportion of 1:1 (1 cement : 1 fine sand) including testing of joints etc. complete : | item no.242
3.41 | 100 mm diameter | item no.243 | 7 | metre | 365.8 |  |  | Excess(+) | 1 | Full Conversion | INR | [40 empty] | #VALUE! | #VALUE! | #VALUE! | 3.41 | 100 mm diameter | item no.243 | 7 | metre
3.42 | 150 mm diameter | item no.244 | 14 | metre | 573.76 |  |  | Excess(+) | 1 | Full Conversion | INR | [40 empty] | #VALUE! | #VALUE! | #VALUE! | 3.42 | 150 mm diameter | item no.244 | 14 | metre
3.43 | Providing and laying cement concrete 1:5:10 (1 cement : 5 coarse sand : 10 graded stone aggregate 40 mm nominal size) all-round S.W. pipes including bed concrete as per standard design : | item no.245 | [52 empty] | 3.43 | Providing and laying cement concrete 1:5:10 (1 cement : 5 coarse sand : 10 graded stone aggregate 40 mm nominal size) all-round S.W. pipes including bed concrete as per standard design : | item no.245
3.44 | 100 mm diameter S.W. pipe | item no.246 | 7 | metre | 795.54 |  |  | Excess(+) | 1 | Full Conversion | INR | [40 empty] | #VALUE! | #VALUE! | #VALUE! | 3.44 | 100 mm diameter S.W. pipe | item no.246 | 7 | metre
3.45 | 150 mm diameter S.W. pipe | item no.247 | 14 | metre | 972.91 |  |  | Excess(+) | 1 | Full Conversion | INR | [40 empty] | #VALUE! | #VALUE! | #VALUE! | 3.45 | 150 mm diameter S.W. pipe | item no.247 | 14 | metre
3.46 | Providing and fixing square-mouth S.W. gully trap class SP-1 complete with C.I. grating brick masonry chamber with water tight C.I. cover with frame of 300 x 300 mm size (inside) the weight of cover to be not less than 4.50 kg and frame to be not less than 2.70 kg as per standard design: | item no.248 | [52 empty] | 3.46 | Providing and fixing square-mouth S.W. gully trap class SP-1 complete with C.I. grating brick masonry chamber with water tight C.I. cover with frame of 300 x 300 mm size (inside) the weight of cover to be not less than 4.50 kg and frame to be not less than 2.70 kg as per standard design: | item no.248
3.47 | 150 x 100 mm size P type | item no.249 | [52 empty] | 3.47 | 150 x 100 mm size P type | item no.249
3.48 | With common burnt clay F.P.S. (non modular) bricks of class designation 7.5 | item no.250 | 14 | each | 2254.64 |  |  | Excess(+) | 1 | Full Conversion | INR | [40 empty] | #VALUE! | #VALUE! | #VALUE! | 3.48 | With common burnt clay F.P.S. (non modular) bricks of class designation 7.5 | item no.250 | 14 | each
3.49 | Providing and laying non-pressure NP2 class (light duty) R.C.C. pipes with collars jointed with stiff mixture of cement mortar in the proportion of 1:2 (1 cement : 2 fine sand) including testing of joints etc. complete : | item no.251 | [52 empty] | 3.49 | Providing and laying non-pressure NP2 class (light duty) R.C.C. pipes with collars jointed with stiff mixture of cement mortar in the proportion of 1:2 (1 cement : 2 fine sand) including testing of joints etc. complete : | item no.251
3.5 | 150 mm dia. R.C.C. pipe | item no.252 | 50 | metre | 458.85 |  |  | Excess(+) | 1 | Full Conversion | INR | [40 empty] | #VALUE! | #VALUE! | #VALUE! | 3.5 | 150 mm dia. R.C.C. pipe | item no.252 | 50 | metre
3.51 | 250 mm dia. R.C.C. pipe | item no.253 | 70 | metre | 741.98 |  |  | Excess(+) | 1 | Full Conversion | INR | [40 empty] | #VALUE! | #VALUE! | #VALUE! | 3.51 | 250 mm dia. R.C.C. pipe | item no.253 | 70 | metre
3.52 | Constructing brick masonry manhole in cement mortar 1:4 ( 1 cement : 4 coarse sand ) with R.C.C. top slab with 1:1.5:3 mix (1 cement : 1.5 coarse sand (zone-III) : 3 graded stone aggregate 20 mm nominal size), foundation concrete 1:4:8 mix (1 cement : 4 coarse sand (zone-III) : 8 graded stone aggregate 40 mm nominal size), inside plastering 12 mm thick with cement mortar 1:3 (1 cement : 3 coarse sand) finished with floating coat of neat cement and making channels in cement concrete 1:2:4 (1 cement : 2 coarse sand : 4 graded stone aggregate 20 mm nominal size) finished with a floating coat of neat cement complete as per standard design : | item no.254 | [52 empty] | 3.52 | Constructing brick masonry manhole in cement mortar 1:4 ( 1 cement : 4 coarse sand ) with R.C.C. top slab with 1:1.5:3 mix (1 cement : 1.5 coarse sand (zone-III) : 3 graded stone aggregate 20 mm nominal size), foundation concrete 1:4:8 mix (1 cement : 4 coarse sand (zone-III) : 8 graded stone aggregate 40 mm nominal size), inside plastering 12 mm thick with cement mortar 1:3 (1 cement : 3 coarse sand) finished with floating coat of neat cement and making channels in cement concrete 1:2:4 (1 cement : 2 coarse sand : 4 graded stone aggregate 20 mm nominal size) finished with a floating coat of neat cement complete as per standard design : | item no.254
3.53 | Inside size 90x80 cm and 45 cm deep including C.I. cover with frame (light duty) 455x610 mm internal dimensions, total weight of cover and frame to be not less than 38 kg (weight of cover 23 kg and weight of frame 15 kg) : | item no.255 | [52 empty] | 3.53 | Inside size 90x80 cm and 45 cm deep including C.I. cover with frame (light duty) 455x610 mm internal dimensions, total weight of cover and frame to be not less than 38 kg (weight of cover 23 kg and weight of frame 15 kg) : | item no.255
3.54 | With common burnt clay F.P.S. (non modular) bricks of class designation 7.5 | item no.256 | 6 | each | 10530.68 |  |  | Excess(+) | 1 | Full Conversion | INR | [40 empty] | #VALUE! | #VALUE! | #VALUE! | 3.54 | With common burnt clay F.P.S. (non modular) bricks of class designation 7.5 | item no.256 | 6 | each
3.55 | Inside size 120x90 cm and 90 cm deep including C.I. cover with frame (medium duty) 500 mm internal diameter, total weight of cover and frame to be not less than 116 kg (weight of cover 58 kg and weight of frame 58 kg) : | item no.257 | [52 empty] | 3.55 | Inside size 120x90 cm and 90 cm deep including C.I. cover with frame (medium duty) 500 mm internal diameter, total weight of cover and frame to be not less than 116 kg (weight of cover 58 kg and weight of frame 58 kg) : | item no.257
3.56 | With common burnt clay F.P.S. (non modular) bricks of class designation 7.5 | item no.258 | 1 | each | 21774.14 |  |  | Excess(+) | 1 | Full Conversion | INR | [40 empty] | #VALUE! | #VALUE! | #VALUE! | 3.56 | With common burnt clay F.P.S. (non modular) bricks of class designation 7.5 | item no.258 | 1 | each
3.57 | Extra for depth for manholes : | item no.259 | [52 empty] | 3.57 | Extra for depth for manholes : | item no.259
3.58 | Size 90x80 cm | item no.260 | [52 empty] | 3.58 | Size 90x80 cm | item no.260
3.59 | With common burnt clay F.P.S. (non modular) bricks of class designation 7.5 | item no.261 | 3 | metre | 7277.48 |  |  | Excess(+) | 1 | Full Conversion | INR | [40 empty] | #VALUE! | #VALUE! | #VALUE! | 3.59 | With common burnt clay F.P.S. (non modular) bricks of class designation 7.5 | item no.261 | 3 | metre
3.6 | Size 120x90 cm | item no.262 | [52 empty] | 3.6 | Size 120x90 cm | item no.262
3.61 | With common burnt clay F.P.S. (non modular) bricks of class designation 7.5 | item no.263 | 0.5 | metre | 8728.87 |  |  | Excess(+) | 1 | Full Conversion | INR | [40 empty] | #VALUE! | #VALUE! | #VALUE! | 3.61 | With common burnt clay F.P.S. (non modular) bricks of class designation 7.5 | item no.263 | 0.5 | metre
3.62 | Making connection of drain or sewer line with existing manhole including breaking into and making good the walls, floors with cement concrete 1:2:4 mix (1 cement : 2 coarse sand : 4 graded stone aggregate 20 mm nominal size) cement plastered on both sides with cement mortar 1:3 (1 cement : 3 coarse sand), finished with a floating coat of neat cement and making necessary channels for the drain etc. complete : | item no.264 | [52 empty] | 3.62 | Making connection of drain or sewer line with existing manhole including breaking into and making good the walls, floors with cement concrete 1:2:4 mix (1 cement : 2 coarse sand : 4 graded stone aggregate 20 mm nominal size) cement plastered on both sides with cement mortar 1:3 (1 cement : 3 coarse sand), finished with a floating coat of neat cement and making necessary channels for the drain etc. complete : | item no.264
3.63 | For pipes 100 to 250 mm diameter | item no.265 | 2 | each | 668.3 |  |  | Excess(+) | 1 | Full Conversion | INR | [40 empty] | #VALUE! | #VALUE! | #VALUE! | 3.63 | For pipes 100 to 250 mm diameter | item no.265 | 2 | each
3.64 | Raising manhole cover and frame slab to required level including dismantling existing slab and making good the damage as required (Raising depth of manhole to be paid separately) : | item no.266 | [52 empty] | 3.64 | Raising manhole cover and frame slab to required level including dismantling existing slab and making good the damage as required (Raising depth of manhole to be paid separately) : | item no.266
3.65 | Rectangular manhole 90x80 cm with rectangular cover 600 x 450 mm of grade LD - 2.5 | item no.267 | 2 | each | 2165 |  |  | Excess(+) | 1 | Full Conversion | INR | [40 empty] | #VALUE! | #VALUE! | #VALUE! | 3.65 | Rectangular manhole 90x80 cm with rectangular cover 600 x 450 mm of grade LD - 2.5 | item no.267 | 2 | each
3.66 | Constructing brick masonry road gully chamber 50x45x60 cm with bricks in cement mortar 1:4 (1 cement : 4 coarse sand) including 500x450 mm pre-cast R.C.C. horizontal grating with frame complete as per standard design : | item no.268 | [52 empty] | 3.66 | Constructing brick masonry road gully chamber 50x45x60 cm with bricks in cement mortar 1:4 (1 cement : 4 coarse sand) including 500x450 mm pre-cast R.C.C. horizontal grating with frame complete as per standard design : | item no.268
3.67 | With common burnt clay F.P.S. (non modular) bricks of class designation 7.5 | item no.269 | 6 | each | 4912.92 |  |  | Excess(+) | 1 | Full Conversion | INR | [40 empty] | #VALUE! | #VALUE! | #VALUE! | 3.67 | With common burnt clay F.P.S. (non modular) bricks of class designation 7.5 | item no.269 | 6 | each
3.68 | Extra for depth beyond 45 cm of brick masonry chamber : | item no.270 | [52 empty] | 3.68 | Extra for depth beyond 45 cm of brick masonry chamber : | item no.270
3.69 | For 455x610 mm size | item no.271 | [52 empty] | 3.69 | For 455x610 mm size | item no.271
3.7 | With common burnt clay F.P.S. (non modular) bricks of class designation 7.5 | item no.272 | 2 | metre | 5044.12 |  |  | Excess(+) | 1 | Full Conversion | INR | [40 empty] | #VALUE! | #VALUE! | #VALUE! | 3.7 | With common burnt clay F.P.S. (non modular) bricks of class designation 7.5 | item no.272 | 2 | metre
3.71 | WATER PROOFING | item no.273 | [52 empty] | 3.71 | WATER PROOFING | item no.273
3.72 | Providing and laying integral cement based water proofing treatment including preparation of surface as required for treatment of roofs, balconies, terraces etc consisting of following operations: (a) Applying a slurry coat of neat cement using 2.75 kg/sqm of cement admixed with water proofing compound conforming to IS. 2645 and approved by Engineer-in-charge over the RCC slab including adjoining walls upto 300 mm height including cleaning the surface before treatment. (b) Laying brick bats with mortar using broken bricks/brick bats 25 mm to 115 mm size with 50% of cement mortar 1:5 (1 cement : 5 coarse sand) admixed with water proofing compound conforming to IS : 2645 and approved by Engineer-in-charge over 20 mm thick layer of cement mortar of mix 1:5 (1 cement :5 coarse sand) admixed with water proofing compound conforming to IS : 2645 and approved by Engineer-in-charge to required slope and treating similarly the adjoining walls upto 300 mm height including rounding of junctions of walls and slabs. (c) After two days of proper curing applying a second coat of cement slurry using 2.75 kg/ sqm of cement admixed with water proofing compound conforming to IS : 2645 and approved by Engineer-in-charge. (d) Finishing the surface with 20 mm thick jointless cement mortar of mix 1:4 (1 cement :4 coarse sand) admixed with water proofing compound conforming to IS : 2645 and approved by Engineer-in-charge including laying glass fibre cloth of approved quality in top layer of plaster and finally finishing the surface with trowel with neat cement slurry and making pattern of 300x300 mm square 3 mm deep. (e) The whole terrace so finished shall be flooded with water for a minimum period of two weeks for curing and for final test. “All above operations to be done in order and as directed and specified by the Engineer-in-Charge”: | item no.274 | [52 empty] | 3.72 | Providing and laying integral cement based water proofing treatment including preparation of surface as required for treatment of roofs, balconies, terraces etc consisting of following operations: (a) Applying a slurry coat of neat cement using 2.75 kg/sqm of cement admixed with water proofing compound conforming to IS. 2645 and approved by Engineer-in-charge over the RCC slab including adjoining walls upto 300 mm height including cleaning the surface before treatment. (b) Laying brick bats with mortar using broken bricks/brick bats 25 mm to 115 mm size with 50% of cement mortar 1:5 (1 cement : 5 coarse sand) admixed with water proofing compound conforming to IS : 2645 and approved by Engineer-in-charge over 20 mm thick layer of cement mortar of mix 1:5 (1 cement :5 coarse sand) admixed with water proofing compound conforming to IS : 2645 and approved by Engineer-in-charge to required slope and treating similarly the adjoining walls upto 300 mm height including rounding of junctions of walls and slabs. (c) After two days of proper curing applying a second coat of cement slurry using 2.75 kg/ sqm of cement admixed with water proofing compound conforming to IS : 2645 and approved by Engineer-in-charge. (d) Finishing the surface with 20 mm thick jointless cement mortar of mix 1:4 (1 cement :4 coarse sand) admixed with water proofing compound conforming to IS : 2645 and approved by Engineer-in-charge including laying glass fibre cloth of approved quality in top layer of plaster and finally finishing the surface with trowel with neat cement slurry and making pattern of 300x300 mm square 3 mm deep. (e) The whole terrace so finished shall be flooded with water for a minimum period of two weeks for curing and for final test. “All above operations to be done in order and as directed and specified by the Engineer-in-Charge”: | item no.274
3.73 | With average thickness of 120 mm and minimum thickness at khurra as 65 mm. | item no.275 | 450 | sqm | 1389.13 |  |  | Excess(+) | 1 | Full Conversion | INR | [40 empty] | #VALUE! | #VALUE! | #VALUE! | 3.73 | With average thickness of 120 mm and minimum thickness at khurra as 65 mm. | item no.275 | 450 | sqm
3.74 | Grading roof for water proofing treatment with | item no.276 | [52 empty] | 3.74 | Grading roof for water proofing treatment with | item no.276
3.75 | Cement concrete 1:2:4 (1 cement : 2 coarse sand : 4 graded stone aggregate 20 mm nominal size) | item no.277 | 10 | cum | 6631.73 |  |  | Excess(+) | 1 | Full Conversion | INR | [40 empty] | #VALUE! | #VALUE! | #VALUE! | 3.75 | Cement concrete 1:2:4 (1 cement : 2 coarse sand : 4 graded stone aggregate 20 mm nominal size) | item no.277 | 10 | cum
3.76 | MINOR CIVIL MAINTENANCE ITEM | item no.278 | [52 empty] | 3.76 | MINOR CIVIL MAINTENANCE ITEM | item no.278
3.77 | Providing and laying cement concrete of specified grade i/c the cost of centring and shuttering, All work upto plinth level. (1 cement :5 coarse sand : 10 graded brick aggregate 40 mm nominal size). | item no.279 | 25 | CUM | 4957.16 |  |  | Excess(+) | 1 | Full Conversion | INR | [40 empty] | #VALUE! | #VALUE! | #VALUE! | 3.77 | Providing and laying cement concrete of specified grade i/c the cost of centring and shuttering, All work upto plinth level. (1 cement :5 coarse sand : 10 graded brick aggregate 40 mm nominal size). | item no.279 | 25 | CUM
3.78 | "Providing and fixing white vitreous china flat back or half stal urinal of 580 x 380 x 350 with standard size C.P brass flush pipe,spreader with union and clamps and c.p brass push cock 15 mm i/c cutting and making good the walls. (a)Range of single half stal urinal. " | item no.280 | 1 | Each | 5841.51 |  |  | Excess(+) | 1 | Full Conversion | INR | [40 empty] | #VALUE! | #VALUE! | #VALUE! | 3.78 | "Providing and fixing white vitreous china flat back or half stal urinal of 580 x 380 x 350 with standard size C.P brass flush pipe,spreader with union and clamps and c.p brass push cock 15 mm i/c cutting and making good the walls. (a)Range of single half stal urinal. " | item no.280 | 1 | Each
3.79 | Providing and fixing C.P coat pin hanger of approved make with necessary srews gully etc. cera make cat no 5015108 | item no.281 | 36 | Each | 290.26 |  |  | Excess(+) | 1 | Full Conversion | INR | [40 empty] | #VALUE! | #VALUE! | #VALUE! | 3.79 | Providing and fixing C.P coat pin hanger of approved make with necessary srews gully etc. cera make cat no 5015108 | item no.281 | 36 | Each
3.8 | Providing and fixing C.P. pillar cock 15 mm nominal bore L & K make for wash basin. | item no.282 | 2 | Each | 737.02 |  |  | Excess(+) | 1 | Full Conversion | INR | [40 empty] | #VALUE! | #VALUE! | #VALUE! | 3.8 | Providing and fixing C.P. pillar cock 15 mm nominal bore L & K make for wash basin. | item no.282 | 2 | Each
3.81 | Providing and fixing c.p. brass Urinal flush valve Auto closing System with Built-in Control cock & wall flange of (Jaguar make) code no PRS-077 15 mm nominal bor. | item no.283 | 1 | Each | 2593.39 |  |  | Excess(+) | 1 | Full Conversion | INR | [40 empty] | #VALUE! | #VALUE! | #VALUE! | 3.81 | Providing and fixing c.p. brass Urinal flush valve Auto closing System with Built-in Control cock & wall flange of (Jaguar make) code no PRS-077 15 mm nominal bor. | item no.283 | 1 | Each
3.82 | P/F C.P Brass flange for angle valve, bib cock etc. ( Heavy type ) | item no.284 | 6 | Each | 27.58 |  |  | Excess(+) | 1 | Full Conversion | INR | [40 empty] | #VALUE! | #VALUE! | #VALUE! | 3.82 | P/F C.P Brass flange for angle valve, bib cock etc. ( Heavy type ) | item no.284 | 6 | Each
3.83 | Extra for making steps of stair antiskid by making band of 3 nos. grooves, 3 mm wide along the length of stone by stone cutting machine including grinding and polishing etc. complete ( length of band to measured for payment in running meter). | item no.285 | 30 | Per meter | 275.92 |  |  | Excess(+) | 1 | Full Conversion | INR | [40 empty] | #VALUE! | #VALUE! | #VALUE! | 3.83 | Extra for making steps of stair antiskid by making band of 3 nos. grooves, 3 mm wide along the length of stone by stone cutting machine including grinding and polishing etc. complete ( length of band to measured for payment in running meter). | item no.285 | 30 | Per meter
3.84 | Extra for providing and fixing Triple layer SINTEX white pvc.water storage tank inplace of Providing and placing on terrace (at all floor levels) polyethylene water storage tank, IS : 12701 marked, with cover and suitable locking arrangement and making necessary holes for inlet, outlet and overflow pipes but without fittings and the base support for tank. Circular tank . | item no.286 | 8000 | Per litre | 3.3 |  |  | Excess(+) | 1 | Full Conversion | INR | [40 empty] | #VALUE! | #VALUE! | #VALUE! | 3.84 | Extra for providing and fixing Triple layer SINTEX white pvc.water storage tank inplace of Providing and placing on terrace (at all floor levels) polyethylene water storage tank, IS : 12701 marked, with cover and suitable locking arrangement and making necessary holes for inlet, outlet and overflow pipes but without fittings and the base support for tank. Circular tank . | item no.286 | 8000 | Per litre
3.85 | Extra for providing and fixing of 8mm to 9mm thick ceramic glazed wall tiles instead of 5mm thick ceramic glazed wall tiles. | item no.287 | 92 | Sqm | 128.47 |  |  | Excess(+) | 1 | Full Conversion | INR | [40 empty] | #VALUE! | #VALUE! | #VALUE! | 3.85 | Extra for providing and fixing of 8mm to 9mm thick ceramic glazed wall tiles instead of 5mm thick ceramic glazed wall tiles. | item no.287 | 92 | Sqm
3.86 | Providing and fixing C.P.waste 32 mm dia for wash basin/Sink. | item no.288 | 2 | Each | 203.83 |  |  | Excess(+) | 1 | Full Conversion | INR | [40 empty] | #VALUE! | #VALUE! | #VALUE! | 3.86 | Providing and fixing C.P.waste 32 mm dia for wash basin/Sink. | item no.288 | 2 | Each
3.87 | Providing and laying vitrified floor tiles in different sizes 12 mm thickness ( DURATECH As per approved sample )with water absorption less than 0.08% and conforming to IS: 15622, of approved make, in all colors and shades, laid on 20mm thick cement mortar 1:4 (1 cement : 4 coarse sand), jointing with grey cement slurry @ 3.3 kg/ sqm including grouting the joints with white cement and matching pigments etc., complete. Size of Tile 600x600 mm. | item no.289 | 113 | Sqm | 1263.3 |  |  | Excess(+) | 1 | Full Conversion | INR | [40 empty] | #VALUE! | #VALUE! | #VALUE! | 3.87 | Providing and laying vitrified floor tiles in different sizes 12 mm thickness ( DURATECH As per approved sample )with water absorption less than 0.08% and conforming to IS: 15622, of approved make, in all colors and shades, laid on 20mm thick cement mortar 1:4 (1 cement : 4 coarse sand), jointing with grey cement slurry @ 3.3 kg/ sqm including grouting the joints with white cement and matching pigments etc., complete. Size of Tile 600x600 mm. | item no.289 | 113 | Sqm
Total in Figures | [51 empty] | #VALUE! | #VALUE! | #VALUE!
Quoted Rate in Figures |  |  |  | Select | [47 empty] | 0 | 0 | #VALUE!
Quoted Rate in Words |  | #VALUE!
Note on K16: gepadmin: 1. If you choose "Full Conversion" then Column BA (AMOUNT) and Column BB (TAXES) BOTH values will be convert based on selected Currency in (Column L). 2. If you choose "Partial Conversion" then Column BA (AMOUNT) only will be converted based on selected currency (Column L) and Column BB (TAXES) value (INR) will be added to the converted values.
Note on K25: gepadmin: 1. If you choose "Full Conversion" then Column BA (AMOUNT) and Column BB (TAXES) BOTH values will be convert based on selected Currency in (Column L). 2. If you choose "Partial Conversion" then Column BA (AMOUNT) only will be converted based on selected currency (Column L) and Column BB (TAXES) value (INR) will be added to the converted values.
Note on K28: gepadmin: 1. If you choose "Full Conversion" then Column BA (AMOUNT) and Column BB (TAXES) BOTH values will be convert based on selected Currency in (Column L). 2. If you choose "Partial Conversion" then Column BA (AMOUNT) only will be converted based on selected currency (Column L) and Column BB (TAXES) value (INR) will be added to the converted values.
Note on K32: gepadmin: 1. If you choose "Full Conversion" then Column BA (AMOUNT) and Column BB (TAXES) BOTH values will be convert based on selected Currency in (Column L). 2. If you choose "Partial Conversion" then Column BA (AMOUNT) only will be converted based on selected currency (Column L) and Column BB (TAXES) value (INR) will be added to the converted values.
Note on K34: gepadmin: 1. If you choose "Full Conversion" then Column BA (AMOUNT) and Column BB (TAXES) BOTH values will be convert based on selected Currency in (Column L). 2. If you choose "Partial Conversion" then Column BA (AMOUNT) only will be converted based on selected currency (Column L) and Column BB (TAXES) value (INR) will be added to the converted values.
Note on K36: gepadmin: 1. If you choose "Full Conversion" then Column BA (AMOUNT) and Column BB (TAXES) BOTH values will be convert based on selected Currency in (Column L). 2. If you choose "Partial Conversion" then Column BA (AMOUNT) only will be converted based on selected currency (Column L) and Column BB (TAXES) value (INR) will be added to the converted values.
Note on K39: gepadmin: 1. If you choose "Full Conversion" then Column BA (AMOUNT) and Column BB (TAXES) BOTH values will be convert based on selected Currency in (Column L). 2. If you choose "Partial Conversion" then Column BA (AMOUNT) only will be converted based on selected currency (Column L) and Column BB (TAXES) value (INR) will be added to the converted values.
Note on K41: gepadmin: 1. If you choose "Full Conversion" then Column BA (AMOUNT) and Column BB (TAXES) BOTH values will be convert based on selected Currency in (Column L). 2. If you choose "Partial Conversion" then Column BA (AMOUNT) only will be converted based on selected currency (Column L) and Column BB (TAXES) value (INR) will be added to the converted values.
Note on K43: gepadmin: 1. If you choose "Full Conversion" then Column BA (AMOUNT) and Column BB (TAXES) BOTH values will be convert based on selected Currency in (Column L). 2. If you choose "Partial Conversion" then Column BA (AMOUNT) only will be converted based on selected currency (Column L) and Column BB (TAXES) value (INR) will be added to the converted values.
Note on K49: gepadmin: 1. If you choose "Full Conversion" then Column BA (AMOUNT) and Column BB (TAXES) BOTH values will be convert based on selected Currency in (Column L). 2. If you choose "Partial Conversion" then Column BA (AMOUNT) only will be converted based on selected currency (Column L) and Column BB (TAXES) value (INR) will be added to the converted values.
Note on K59: gepadmin: 1. If you choose "Full Conversion" then Column BA (AMOUNT) and Column BB (TAXES) BOTH values will be convert based on selected Currency in (Column L). 2. If you choose "Partial Conversion" then Column BA (AMOUNT) only will be converted based on selected currency (Column L) and Column BB (TAXES) value (INR) will be added to the converted values.
Note on K61: gepadmin: 1. If you choose "Full Conversion" then Column BA (AMOUNT) and Column BB (TAXES) BOTH values will be convert based on selected Currency in (Column L). 2. If you choose "Partial Conversion" then Column BA (AMOUNT) only will be converted based on selected currency (Column L) and Column BB (TAXES) value (INR) will be added to the converted values.
Note on K67: gepadmin: 1. If you choose "Full Conversion" then Column BA (AMOUNT) and Column BB (TAXES) BOTH values will be convert based on selected Currency in (Column L). 2. If you choose "Partial Conversion" then Column BA (AMOUNT) only will be converted based on selected currency (Column L) and Column BB (TAXES) value (INR) will be added to the converted values.
Note on K68: gepadmin: 1. If you choose "Full Conversion" then Column BA (AMOUNT) and Column BB (TAXES) BOTH values will be convert based on selected Currency in (Column L). 2. If you choose "Partial Conversion" then Column BA (AMOUNT) only will be converted based on selected currency (Column L) and Column BB (TAXES) value (INR) will be added to the converted values.
Note on K75: gepadmin: 1. If you choose "Full Conversion" then Column BA (AMOUNT) and Column BB (TAXES) BOTH values will be convert based on selected Currency in (Column L). 2. If you choose "Partial Conversion" then Column BA (AMOUNT) only will be converted based on selected currency (Column L) and Column BB (TAXES) value (INR) will be added to the converted values.
Note on K94: gepadmin: 1. If you choose "Full Conversion" then Column BA (AMOUNT) and Column BB (TAXES) BOTH values will be convert based on selected Currency in (Column L). 2. If you choose "Partial Conversion" then Column BA (AMOUNT) only will be converted based on selected currency (Column L) and Column BB (TAXES) value (INR) will be added to the converted values.
Note on K104: gepadmin: 1. If you choose "Full Conversion" then Column BA (AMOUNT) and Column BB (TAXES) BOTH values will be convert based on selected Currency in (Column L). 2. If you choose "Partial Conversion" then Column BA (AMOUNT) only will be converted based on selected currency (Column L) and Column BB (TAXES) value (INR) will be added to the converted values.
Note on K106: gepadmin: 1. If you choose "Full Conversion" then Column BA (AMOUNT) and Column BB (TAXES) BOTH values will be convert based on selected Currency in (Column L). 2. If you choose "Partial Conversion" then Column BA (AMOUNT) only will be converted based on selected currency (Column L) and Column BB (TAXES) value (INR) will be added to the converted values.
Note on K115: gepadmin: 1. If you choose "Full Conversion" then Column BA (AMOUNT) and Column BB (TAXES) BOTH values will be convert based on selected Currency in (Column L). 2. If you choose "Partial Conversion" then Column BA (AMOUNT) only will be converted based on selected currency (Column L) and Column BB (TAXES) value (INR) will be added to the converted values.
Note on K128: gepadmin: 1. If you choose "Full Conversion" then Column BA (AMOUNT) and Column BB (TAXES) BOTH values will be convert based on selected Currency in (Column L). 2. If you choose "Partial Conversion" then Column BA (AMOUNT) only will be converted based on selected currency (Column L) and Column BB (TAXES) value (INR) will be added to the converted values.
Note on K131: gepadmin: 1. If you choose "Full Conversion" then Column BA (AMOUNT) and Column BB (TAXES) BOTH values will be convert based on selected Currency in (Column L). 2. If you choose "Partial Conversion" then Column BA (AMOUNT) only will be converted based on selected currency (Column L) and Column BB (TAXES) value (INR) will be added to the converted values.
Note on K133: gepadmin: 1. If you choose "Full Conversion" then Column BA (AMOUNT) and Column BB (TAXES) BOTH values will be convert based on selected Currency in (Column L). 2. If you choose "Partial Conversion" then Column BA (AMOUNT) only will be converted based on selected currency (Column L) and Column BB (TAXES) value (INR) will be added to the converted values.
Note on K135: gepadmin: 1. If you choose "Full Conversion" then Column BA (AMOUNT) and Column BB (TAXES) BOTH values will be convert based on selected Currency in (Column L). 2. If you choose "Partial Conversion" then Column BA (AMOUNT) only will be converted based on selected currency (Column L) and Column BB (TAXES) value (INR) will be added to the converted values.
Note on K153: gepadmin: 1. If you choose "Full Conversion" then Column BA (AMOUNT) and Column BB (TAXES) BOTH values will be convert based on selected Currency in (Column L). 2. If you choose "Partial Conversion" then Column BA (AMOUNT) only will be converted based on selected currency (Column L) and Column BB (TAXES) value (INR) will be added to the converted values.
Note on K159: gepadmin: 1. If you choose "Full Conversion" then Column BA (AMOUNT) and Column BB (TAXES) BOTH values will be convert based on selected Currency in (Column L). 2. If you choose "Partial Conversion" then Column BA (AMOUNT) only will be converted based on selected currency (Column L) and Column BB (TAXES) value (INR) will be added to the converted values.
Note on K164: gepadmin: 1. If you choose "Full Conversion" then Column BA (AMOUNT) and Column BB (TAXES) BOTH values will be convert based on selected Currency in (Column L). 2. If you choose "Partial Conversion" then Column BA (AMOUNT) only will be converted based on selected currency (Column L) and Column BB (TAXES) value (INR) will be added to the converted values.
Note on K181: gepadmin: 1. If you choose "Full Conversion" then Column BA (AMOUNT) and Column BB (TAXES) BOTH values will be convert based on selected Currency in (Column L). 2. If you choose "Partial Conversion" then Column BA (AMOUNT) only will be converted based on selected currency (Column L) and Column BB (TAXES) value (INR) will be added to the converted values.
Note on K192: gepadmin: 1. If you choose "Full Conversion" then Column BA (AMOUNT) and Column BB (TAXES) BOTH values will be convert based on selected Currency in (Column L). 2. If you choose "Partial Conversion" then Column BA (AMOUNT) only will be converted based on selected currency (Column L) and Column BB (TAXES) value (INR) will be added to the converted values.
Note on K195: gepadmin: 1. If you choose "Full Conversion" then Column BA (AMOUNT) and Column BB (TAXES) BOTH values will be convert based on selected Currency in (Column L). 2. If you choose "Partial Conversion" then Column BA (AMOUNT) only will be converted based on selected currency (Column L) and Column BB (TAXES) value (INR) will be added to the converted values.
Note on K202: gepadmin: 1. If you choose "Full Conversion" then Column BA (AMOUNT) and Column BB (TAXES) BOTH values will be convert based on selected Currency in (Column L). 2. If you choose "Partial Conversion" then Column BA (AMOUNT) only will be converted based on selected currency (Column L) and Column BB (TAXES) value (INR) will be added to the converted values.
Note on K204: gepadmin: 1. If you choose "Full Conversion" then Column BA (AMOUNT) and Column BB (TAXES) BOTH values will be convert based on selected Currency in (Column L). 2. If you choose "Partial Conversion" then Column BA (AMOUNT) only will be converted based on selected currency (Column L) and Column BB (TAXES) value (INR) will be added to the converted values.
Note on K218: gepadmin: 1. If you choose "Full Conversion" then Column BA (AMOUNT) and Column BB (TAXES) BOTH values will be convert based on selected Currency in (Column L). 2. If you choose "Partial Conversion" then Column BA (AMOUNT) only will be converted based on selected currency (Column L) and Column BB (TAXES) value (INR) will be added to the converted values.
Note on K246: gepadmin: 1. If you choose "Full Conversion" then Column BA (AMOUNT) and Column BB (TAXES) BOTH values will be convert based on selected Currency in (Column L). 2. If you choose "Partial Conversion" then Column BA (AMOUNT) only will be converted based on selected currency (Column L) and Column BB (TAXES) value (INR) will be added to the converted values.
Note on K250: gepadmin: 1. If you choose "Full Conversion" then Column BA (AMOUNT) and Column BB (TAXES) BOTH values will be convert based on selected Currency in (Column L). 2. If you choose "Partial Conversion" then Column BA (AMOUNT) only will be converted based on selected currency (Column L) and Column BB (TAXES) value (INR) will be added to the converted values.
Note on K251: gepadmin: 1. If you choose "Full Conversion" then Column BA (AMOUNT) and Column BB (TAXES) BOTH values will be convert based on selected Currency in (Column L). 2. If you choose "Partial Conversion" then Column BA (AMOUNT) only will be converted based on selected currency (Column L) and Column BB (TAXES) value (INR) will be added to the converted values.
Note on K254: gepadmin: 1. If you choose "Full Conversion" then Column BA (AMOUNT) and Column BB (TAXES) BOTH values will be convert based on selected Currency in (Column L). 2. If you choose "Partial Conversion" then Column BA (AMOUNT) only will be converted based on selected currency (Column L) and Column BB (TAXES) value (INR) will be added to the converted values.
Note on K255: gepadmin: 1. If you choose "Full Conversion" then Column BA (AMOUNT) and Column BB (TAXES) BOTH values will be convert based on selected Currency in (Column L). 2. If you choose "Partial Conversion" then Column BA (AMOUNT) only will be converted based on selected currency (Column L) and Column BB (TAXES) value (INR) will be added to the converted values.
Note on K257: gepadmin: 1. If you choose "Full Conversion" then Column BA (AMOUNT) and Column BB (TAXES) BOTH values will be convert based on selected Currency in (Column L). 2. If you choose "Partial Conversion" then Column BA (AMOUNT) only will be converted based on selected currency (Column L) and Column BB (TAXES) value (INR) will be added to the converted values.
Note on K258: gepadmin: 1. If you choose "Full Conversion" then Column BA (AMOUNT) and Column BB (TAXES) BOTH values will be convert based on selected Currency in (Column L). 2. If you choose "Partial Conversion" then Column BA (AMOUNT) only will be converted based on selected currency (Column L) and Column BB (TAXES) value (INR) will be added to the converted values.
Note on K261: gepadmin: 1. If you choose "Full Conversion" then Column BA (AMOUNT) and Column BB (TAXES) BOTH values will be convert based on selected Currency in (Column L). 2. If you choose "Partial Conversion" then Column BA (AMOUNT) only will be converted based on selected currency (Column L) and Column BB (TAXES) value (INR) will be added to the converted values.
Note on K263: gepadmin: 1. If you choose "Full Conversion" then Column BA (AMOUNT) and Column BB (TAXES) BOTH values will be convert based on selected Currency in (Column L). 2. If you choose "Partial Conversion" then Column BA (AMOUNT) only will be converted based on selected currency (Column L) and Column BB (TAXES) value (INR) will be added to the converted values.
Note on K269: gepadmin: 1. If you choose "Full Conversion" then Column BA (AMOUNT) and Column BB (TAXES) BOTH values will be convert based on selected Currency in (Column L). 2. If you choose "Partial Conversion" then Column BA (AMOUNT) only will be converted based on selected currency (Column L) and Column BB (TAXES) value (INR) will be added to the converted values.
Note on K280: gepadmin: 1. If you choose "Full Conversion" then Column BA (AMOUNT) and Column BB (TAXES) BOTH values will be convert based on selected Currency in (Column L). 2. If you choose "Partial Conversion" then Column BA (AMOUNT) only will be converted based on selected currency (Column L) and Column BB (TAXES) value (INR) will be added to the converted values.
Note on K283: gepadmin: 1. If you choose "Full Conversion" then Column BA (AMOUNT) and Column BB (TAXES) BOTH values will be convert based on selected Currency in (Column L). 2. If you choose "Partial Conversion" then Column BA (AMOUNT) only will be converted based on selected currency (Column L) and Column BB (TAXES) value (INR) will be added to the converted values.
Note on K294: gepadmin: 1. If you choose "Full Conversion" then Column BA (AMOUNT) and Column BB (TAXES) BOTH values will be convert based on selected Currency in (Column L). 2. If you choose "Partial Conversion" then Column BA (AMOUNT) only will be converted based on selected currency (Column L) and Column BB (TAXES) value (INR) will be added to the converted values.
Note on K295: gepadmin: 1. If you choose "Full Conversion" then Column BA (AMOUNT) and Column BB (TAXES) BOTH values will be convert based on selected Currency in (Column L). 2. If you choose "Partial Conversion" then Column BA (AMOUNT) only will be converted based on selected currency (Column L) and Column BB (TAXES) value (INR) will be added to the converted values.
Validate
Print
Help

## Macros
Please Enable Macros to View BoQ information