## BoQ1 (hidden)
Percentage BoQ
BoQ_Ver3.1 | Percentage | Normal | INR Only | INR
Select, At Par, Excess (+), Less (-) |  | IOCL
Tender Inviting Authority: Superintending Engineer, IWD, IIT, Kanpur
Name of Work: Replacement of damaged Duct C.I. & G. I pipe line ,toilet windows and fifth floor under toilet floor pipe line and toilet outer plaster of C block at GH- Tower
Contract No: 12/Civil/D1/2025-26
Name of the Bidder/ Bidding Firm / Company :
PRICE SCHEDULE (This BOQ template must not be modified/replaced by the bidder and the same should be uploaded after filling the relevant columns, else the bidder is liable to be rejected for this tender. Bidders are allowed to enter the Bidder Name and Values only )
NUMBER # | TEXT # | TEXT # | NUMBER # | TEXT # | NUMBER | NUMBER | TEXT | TEXT # | NUMBER # | TEXT# | TEXT # | NUMBER # | NUMBER | NUMBER | NUMBER | NUMBER | TEXT | TEXT | NUMBER | NUMBER | NUMBER | NUMBER | TEXT | TEXT | NUMBER | NUMBER | NUMBER | NUMBER | TEXT | TEXT | NUMBER | NUMBER | NUMBER | NUMBER | TEXT | TEXT | NUMBER | NUMBER | NUMBER | NUMBER | TEXT | TEXT | NUMBER | NUMBER | NUMBER # | NUMBER # | TEXT | TEXT | NUMBER # | NUMBER # | DATE | NUMBER # | NUMBER # | TEXT #
Sl. No. | Item Description | Item Code / Make | Quantity | Units | Estimated Rate in Rs. P |  |  | Addition / Deduction | Addition / Deduction Values | Currency Convertion against each Item | Quoted Currency in INR / Other Currency | BASIC RATE In Figures To be entered by the Bidder Rs. P | Excise Duty | VAT | Freight Charges ( Unloading & Stacking) | Any Other Taxes/Duties/Levies |  |  | Other Taxes 2 | IIIrd Party i.e DGS&D / RITES etc Inspection Charges @0.34%+Service Tax | Less for Cenvat Credit,if any respect of Supplies Under full Excise Duty Category | [30 empty] | TOTAL AMOUNT Without Taxes in Rs. P | TOTAL AMOUNT With Taxes | TOTAL AMOUNT In Words
1 | 2 | 3 | 4 | 5 | 6 | 7 | 8 | 9 | 10 | 11 | 12 | 13 | 14 | 15 | 16 | 17 | 18 | 19 | 20 | 21 | 22 | 23 | 24 | 25 | 26 | 27 | 28 | 29 | 30 | 31 | 32 | 33 | 34 | 35 | 36 | 37 | 38 | 39 | 40 | 41 | 42 | 43 | 44 | 45 | 46 | 47 | 48 | 49 | 50 | 51 | 52 | 7 | 54 | 8
1 | EARTH WORK | [53 empty] | 1 | EARTH WORK
1.01 | Earth work in excavation by mechanical means (Hydraulic excavator) / manual means in foundation trenches or drains (not exceeding 1.5 m in width or 10 sqm on plan), including dressing of sides and ramming of bottoms, for all lift, including getting out the excavated soil and disposal of surplus excavated soil as directed, within a lead of 50 m. | [53 empty] | 1.01 | Earth work in excavation by mechanical means (Hydraulic excavator) / manual means in foundation trenches or drains (not exceeding 1.5 m in width or 10 sqm on plan), including dressing of sides and ramming of bottoms, for all lift, including getting out the excavated soil and disposal of surplus excavated soil as directed, within a lead of 50 m.
1.02 | All kinds of soil. |  | 4 | cum | 214.65 |  |  | Excess(+) | 1 | Full Conversion | INR | [40 empty] | #VALUE! | #VALUE! | #VALUE! | 1.02 | All kinds of soil. | 4 | cum
1.03 | Excavating trenches by mechinical / manual means of required width for pipes, cables, etc including excavation for sockets, and dressing of sides, ramming of bottoms, for all depth, including getting out the excavated soil, and then returning the soil as required, in layers not exceeding 20 cm in depth, including consolidating each deposited layer by ramming, watering, etc. and disposing of surplus excavated soil as directed, within a lead of 50 m: | [53 empty] | 1.03 | Excavating trenches by mechinical / manual means of required width for pipes, cables, etc including excavation for sockets, and dressing of sides, ramming of bottoms, for all depth, including getting out the excavated soil, and then returning the soil as required, in layers not exceeding 20 cm in depth, including consolidating each deposited layer by ramming, watering, etc. and disposing of surplus excavated soil as directed, within a lead of 50 m:
1.04 | All kinds of soil | [53 empty] | 1.04 | All kinds of soil
1.05 | Pipes, cables etc. exceeding 80 mm dia. but not exceeding 300 mm dia |  | 7 | metre | 290.39 |  |  | Excess(+) | 1 | Full Conversion | INR | [40 empty] | #VALUE! | #VALUE! | #VALUE! | 1.05 | Pipes, cables etc. exceeding 80 mm dia. but not exceeding 300 mm dia | 7 | metre
1.06 | Surface dressing of the ground including removing vegetation and in- equalities not exceeding 15 cm deep and disposal of rubbish, lead up to 50 m and lift up to 1.5 m. | [53 empty] | 1.06 | Surface dressing of the ground including removing vegetation and in- equalities not exceeding 15 cm deep and disposal of rubbish, lead up to 50 m and lift up to 1.5 m.
1.07 | All kinds of soil |  | 30 | sqm | 28.16 |  |  | Excess(+) | 1 | Full Conversion | INR | [40 empty] | #VALUE! | #VALUE! | #VALUE! | 1.07 | All kinds of soil | 30 | sqm
2 | CEMENT CONCRETE (CAST IN SITU) | [53 empty] | 2 | CEMENT CONCRETE (CAST IN SITU)
2.01 | Providing and laying in position cement concrete of specified grade excluding the cost of centering and shuttering - All work up to plinth level : | [53 empty] | 2.01 | Providing and laying in position cement concrete of specified grade excluding the cost of centering and shuttering - All work up to plinth level :
2.02 | 1:2:4 (1 cement : 2 coarse sand (zone-Ill) derived from natural sources : 4 graded stone aggregate 20 mm nominal size derived from natural sources) |  | 4.6 | cum | 6496.66 |  |  | Excess(+) | 1 | Full Conversion | INR | [40 empty] | #VALUE! | #VALUE! | #VALUE! | 2.02 | 1:2:4 (1 cement : 2 coarse sand (zone-Ill) derived from natural sources : 4 graded stone aggregate 20 mm nominal size derived from natural sources) | 4.6 | cum
2.03 | Providing and laying cement concrete in retaining walls, return walls, walls (any thickness) including attached pilasters, columns, piers, abutments, pillars, posts, struts, buttresses, string or lacing courses, parapets, coping, bed blocks, anchor blocks, plain window sills, fillets, sunken floor etc., up to floor five level, excluding the cost of centering, shuttering and finishing: | [53 empty] | 2.03 | Providing and laying cement concrete in retaining walls, return walls, walls (any thickness) including attached pilasters, columns, piers, abutments, pillars, posts, struts, buttresses, string or lacing courses, parapets, coping, bed blocks, anchor blocks, plain window sills, fillets, sunken floor etc., up to floor five level, excluding the cost of centering, shuttering and finishing:
2.04 | 1:2:4 (1 Cement : 2 coarse sand (zone-Ill) derived from natural sources : 4 graded stone aggregate 20 mm nominal size derived from natural sources) |  | 0.5 | cum | 8159.64 |  |  | Excess(+) | 1 | Full Conversion | INR | [40 empty] | #VALUE! | #VALUE! | #VALUE! | 2.04 | 1:2:4 (1 Cement : 2 coarse sand (zone-Ill) derived from natural sources : 4 graded stone aggregate 20 mm nominal size derived from natural sources) | 0.5 | cum
2.05 | Making plinth protection 50 mm thick of cement concrete 1:3:6 (1 cement : 3 coarse sand (zone-Ill) derived from natural sources : 6 graded stone aggregate 20 mm nominal size derived from natural sources) over 75 mm thick bed of dry brick ballast 40 mm nominal size, well rammed and consolidated and grouted with fine sand, including necessary excavation, levelling & dressing & finishing the top smooth. |  | 6 | sqm | 617.88 |  |  | Excess(+) | 1 | Full Conversion | INR | [40 empty] | #VALUE! | #VALUE! | #VALUE! | 2.05 | Making plinth protection 50 mm thick of cement concrete 1:3:6 (1 cement : 3 coarse sand (zone-Ill) derived from natural sources : 6 graded stone aggregate 20 mm nominal size derived from natural sources) over 75 mm thick bed of dry brick ballast 40 mm nominal size, well rammed and consolidated and grouted with fine sand, including necessary excavation, levelling & dressing & finishing the top smooth. | 6 | sqm
3 | MASONRY WORK | [53 empty] | 3 | MASONRY WORK
3.01 | Brick work with common burnt clay modular bricks of class designation 7.5 in foundation and plinth in: | [53 empty] | 3.01 | Brick work with common burnt clay modular bricks of class designation 7.5 in foundation and plinth in:
3.02 | Cement Mortar 1:6(1 cement :6 coarse sand). |  | 1.71 | cum | 5191.02 |  |  | Excess(+) | 1 | Full Conversion | INR | [40 empty] | #VALUE! | #VALUE! | #VALUE! | 3.02 | Cement Mortar 1:6(1 cement :6 coarse sand). | 1.71 | cum
3.03 | Brick work with common burnt clay F.P.S. (non modular) bricks of class designation 7.5 in superstructure above plinth level up to floor V level in all shapes and sizes in : | [53 empty] | 3.03 | Brick work with common burnt clay F.P.S. (non modular) bricks of class designation 7.5 in superstructure above plinth level up to floor V level in all shapes and sizes in :
3.04 | Cement mortar 1:6(1 cement : 6 coarse sand) |  | 1.67 | cum | 7508.82 |  |  | Excess(+) | 1 | Full Conversion | INR | [40 empty] | #VALUE! | #VALUE! | #VALUE! | 3.04 | Cement mortar 1:6(1 cement : 6 coarse sand) | 1.67 | cum
3.05 | Brick work 7 cm thick with common burnt clay F.P.S. (non modular) brick of class designation 7.5 in cement mortar 1:3 (1 cement: 3 coarse sand) in superstructure above plinth level and upto floor five level. |  | 2 | sqm | 713.82 |  |  | Excess(+) | 1 | Full Conversion | INR | [40 empty] | #VALUE! | #VALUE! | #VALUE! | 3.05 | Brick work 7 cm thick with common burnt clay F.P.S. (non modular) brick of class designation 7.5 in cement mortar 1:3 (1 cement: 3 coarse sand) in superstructure above plinth level and upto floor five level. | 2 | sqm
3.06 | Half brick masonry with common burnt clay F.P.S. (non modular) bricks of class designation 7.5 in superstructure above plinth level up to floor V level. | [53 empty] | 3.06 | Half brick masonry with common burnt clay F.P.S. (non modular) bricks of class designation 7.5 in superstructure above plinth level up to floor V level.
3.07 | Cement mortar 1:4(1 cement :4 coarse sand) |  | 5 | sqm | 926.69 |  |  | Excess(+) | 1 | Full Conversion | INR | [40 empty] | #VALUE! | #VALUE! | #VALUE! | 3.07 | Cement mortar 1:4(1 cement :4 coarse sand) | 5 | sqm
3.08 | Brick edging 7cm wide 11.4 cm deep to plinth protection with common burnt clay F.P.S. (non modular) bricks of class designation 7.5 including grouting with cement mortar 1:4 (1 cement : 4 fine sand). |  | 3 | metre | 50.18 |  |  | Excess(+) | 1 | Full Conversion | INR | [40 empty] | #VALUE! | #VALUE! | #VALUE! | 3.08 | Brick edging 7cm wide 11.4 cm deep to plinth protection with common burnt clay F.P.S. (non modular) bricks of class designation 7.5 including grouting with cement mortar 1:4 (1 cement : 4 fine sand). | 3 | metre
4 | CLADDING WORK | [53 empty] | 4 | CLADDING WORK
4.01 | Providing and fixing 18 mm thick gang saw cut, mirror polished, premoulded and prepolished, machine cut for kitchen platforms, vanity counters, window sills, facias and similar locations of required size, approved shade, colour and texture laid over 20 mm thick base cement mortar 1:4 (1 cement : 4 coarse sand), joints treated with white cement, mixed with matching pigment, epoxy touch ups, including rubbing, curing, moulding and polishing of edges to give high gloss finish etc. complete at all levels. | [53 empty] | 4.01 | Providing and fixing 18 mm thick gang saw cut, mirror polished, premoulded and prepolished, machine cut for kitchen platforms, vanity counters, window sills, facias and similar locations of required size, approved shade, colour and texture laid over 20 mm thick base cement mortar 1:4 (1 cement : 4 coarse sand), joints treated with white cement, mixed with matching pigment, epoxy touch ups, including rubbing, curing, moulding and polishing of edges to give high gloss finish etc. complete at all levels.
4.02 | Granite stone slab of colour black, Cherry/Ruby red | [53 empty] | 4.02 | Granite stone slab of colour black, Cherry/Ruby red
4.03 | Area of slab over 0.50 sqm |  | 2 | sqm | 4235.43 |  |  | Excess(+) | 1 | Full Conversion | INR | [40 empty] | #VALUE! | #VALUE! | #VALUE! | 4.03 | Area of slab over 0.50 sqm | 2 | sqm
4.04 | Extra for providing opening of required size & shape for wash basin/ kitchen sink in kitchen platform, vanity counter and similar location in marble/ Granite/ stone work, including necessary holes for pillar taps etc. including moulding, rubbing and polishing of cut edges etc. complete. |  | 3 | each | 807.04 |  |  | Excess(+) | 1 | Full Conversion | INR | [40 empty] | #VALUE! | #VALUE! | #VALUE! | 4.04 | Extra for providing opening of required size & shape for wash basin/ kitchen sink in kitchen platform, vanity counter and similar location in marble/ Granite/ stone work, including necessary holes for pillar taps etc. including moulding, rubbing and polishing of cut edges etc. complete. | 3 | each
4.05 | Providing and fixing 1st quality ceramic glazed wall tiles conforming to IS: 15622 (thickness to be specified by the manufacturer), of approved make, in all colours, shades except burgundy, bottle green, black of any size as approved by Engineer-in-Charge, in skirting, risers of steps and dados, over 12 mm thick bed of cement mortar 1:3(1 cement : 3 coarse sand) and jointing with grey cement slurry @ 3.3kg per sqm, including pointing in white cement mixed with pigment of matching shade complete. |  | 40 | sqm | 1045.56 |  |  | Excess(+) | 1 | Full Conversion | INR | [40 empty] | #VALUE! | #VALUE! | #VALUE! | 4.05 | Providing and fixing 1st quality ceramic glazed wall tiles conforming to IS: 15622 (thickness to be specified by the manufacturer), of approved make, in all colours, shades except burgundy, bottle green, black of any size as approved by Engineer-in-Charge, in skirting, risers of steps and dados, over 12 mm thick bed of cement mortar 1:3(1 cement : 3 coarse sand) and jointing with grey cement slurry @ 3.3kg per sqm, including pointing in white cement mixed with pigment of matching shade complete. | 40 | sqm
5 | WOOD AND P. V. C. WORK | [53 empty] | 5 | WOOD AND P. V. C. WORK
5.01 | Providing and fixing panelling or panelling and glazing in panelled or panelled and glazed shutters for doors, windows and clerestory windows (Area of opening for panel inserts excluding portion inside grooves or rebates to be measured). Panelling for panelled or panelled and glazed shutters 25 mm to 40 mm thick. | [53 empty] | 5.01 | Providing and fixing panelling or panelling and glazing in panelled or panelled and glazed shutters for doors, windows and clerestory windows (Area of opening for panel inserts excluding portion inside grooves or rebates to be measured). Panelling for panelled or panelled and glazed shutters 25 mm to 40 mm thick.
5.02 | Fly proof stainless steel grade 304 wire gauge with 0.5 mm dia. wire and 1.4 mm wide aperture with matching wood beading |  | 9 | sqm | 1484.66 |  |  | Excess(+) | 1 | Full Conversion | INR | [40 empty] | #VALUE! | #VALUE! | #VALUE! | 5.02 | Fly proof stainless steel grade 304 wire gauge with 0.5 mm dia. wire and 1.4 mm wide aperture with matching wood beading | 9 | sqm
5.03 | Providing and fixing ISI marked flush door shutters conforming to IS : 2202 (Part I) non-decorative type, core of block board construction with frame of 1st class hard wood and well matched commercial 3 ply veneering with vertical grains or cross bands and face veneers on both faces of shutters: | [53 empty] | 5.03 | Providing and fixing ISI marked flush door shutters conforming to IS : 2202 (Part I) non-decorative type, core of block board construction with frame of 1st class hard wood and well matched commercial 3 ply veneering with vertical grains or cross bands and face veneers on both faces of shutters:
5.04 | 35 mm thick including ISI marked Stainless Steel butt hinges with necessary screws |  | 5 | sqm | 1972.99 |  |  | Excess(+) | 1 | Full Conversion | INR | [40 empty] | #VALUE! | #VALUE! | #VALUE! | 5.04 | 35 mm thick including ISI marked Stainless Steel butt hinges with necessary screws | 5 | sqm
5.05 | Providing and fixing aluminium sliding door bolts, ISI marked anodised (anodic coating not less than grade AC 10 as per IS: 1868), transparent or dyed to required colour or shade, with nuts and screws etc. complete : | [53 empty] | 5.05 | Providing and fixing aluminium sliding door bolts, ISI marked anodised (anodic coating not less than grade AC 10 as per IS: 1868), transparent or dyed to required colour or shade, with nuts and screws etc. complete :
5.06 | 300x16 mm |  | 3 | each | 250.06 |  |  | Excess(+) | 1 | Full Conversion | INR | [40 empty] | #VALUE! | #VALUE! | #VALUE! | 5.06 | 300x16 mm | 3 | each
5.07 | Providing and fixing aluminium tower bolts, ISI marked, anodised (anodic coating not less than grade AC 10 as per IS : 1868 ) transparent or dyed to required colour or shade, with necessary screws etc. complete : | [53 empty] | 5.07 | Providing and fixing aluminium tower bolts, ISI marked, anodised (anodic coating not less than grade AC 10 as per IS : 1868 ) transparent or dyed to required colour or shade, with necessary screws etc. complete :
5.08 | 150x10 mm |  | 64 | each | 68.07 |  |  | Excess(+) | 1 | Full Conversion | INR | [40 empty] | #VALUE! | #VALUE! | #VALUE! | 5.08 | 150x10 mm | 64 | each
5.09 | Providing and fixing aluminium handles, ISI marked, anodised (anodic coating not less than grade AC 10 as per IS : 1868) transparent or dyed to required colour or shade, with necessary screws etc. complete : | [53 empty] | 5.09 | Providing and fixing aluminium handles, ISI marked, anodised (anodic coating not less than grade AC 10 as per IS : 1868) transparent or dyed to required colour or shade, with necessary screws etc. complete :
5.1 | 125 mm |  | 64 | each | 54.63 |  |  | Excess(+) | 1 | Full Conversion | INR | [40 empty] | #VALUE! | #VALUE! | #VALUE! | 5.1 | 125 mm | 64 | each
5.11 | Providing and fixing to existing door frames. | [53 empty] | 5.11 | Providing and fixing to existing door frames.
5.12 | 25 mm thick PVC flush door shutters made out of a one piece Multi chamber extruded PVC section of the size of 762 mm X 25 mm or less as per requirement with an average wall thickness of 1 mm (± 0.3 mm). PVC foam end cap of size 23x10 mm are provided on both vertical edges to ensure the overall thickness of 25 mm. M.S. tube having dimensions 19 mm x 19 mm and 1.0 mm (± 0.1 mm) is inserted along the hinge side of the door. Core of the door shutter should be filled with High Density Polyurethane foam. The Top & Bottom edges of the shutter are covered with an end-cap of the size 25 mm X 11 mm. Door shutter shall be reinforced with special polymeric reinforcements as per manufacturer's specification and direction of Engineer-in-charge to take up necessary hardware and fixtures. Stickers indicating the locations of hardware will be pasted at appropriate places |  | 6 | sqm | 2530.59 |  |  | Excess(+) | 1 | Full Conversion | INR | [40 empty] | #VALUE! | #VALUE! | #VALUE! | 5.12 | 25 mm thick PVC flush door shutters made out of a one piece Multi chamber extruded PVC section of the size of 762 mm X 25 mm or less as per requirement with an average wall thickness of 1 mm (± 0.3 mm). PVC foam end cap of size 23x10 mm are provided on both vertical edges to ensure the overall thickness of 25 mm. M.S. tube having dimensions 19 mm x 19 mm and 1.0 mm (± 0.1 mm) is inserted along the hinge side of the door. Core of the door shutter should be filled with High Density Polyurethane foam. The Top & Bottom edges of the shutter are covered with an end-cap of the size 25 mm X 11 mm. Door shutter shall be reinforced with special polymeric reinforcements as per manufacturer's specification and direction of Engineer-in-charge to take up necessary hardware and fixtures. Stickers indicating the locations of hardware will be pasted at appropriate places | 6 | sqm
5.13 | Providing and fixing bright /matt finished Stainless Steel handles of approved quality & make with necessary screws etc all complete. | [53 empty] | 5.13 | Providing and fixing bright /matt finished Stainless Steel handles of approved quality & make with necessary screws etc all complete.
5.14 | 100mm |  | 14 | each | 74.59 |  |  | Excess(+) | 1 | Full Conversion | INR | [40 empty] | #VALUE! | #VALUE! | #VALUE! | 5.14 | 100mm | 14 | each
6 | STEEL WORK | [53 empty] | 6 | STEEL WORK
6.01 | Providing & fixing fly proof wire gauze to windows, clerestory windows & doors with M.S. Flat 15x3 mm and nuts & bolts complete. | [53 empty] | 6.01 | Providing & fixing fly proof wire gauze to windows, clerestory windows & doors with M.S. Flat 15x3 mm and nuts & bolts complete.
6.02 | Stainless steel (grade 304) wire gauze of 0.5 mm dia wire and 1.4 mm aperture on both sides |  | 47 | sqm | 934.73 |  |  | Excess(+) | 1 | Full Conversion | INR | [40 empty] | #VALUE! | #VALUE! | #VALUE! | 6.02 | Stainless steel (grade 304) wire gauze of 0.5 mm dia wire and 1.4 mm aperture on both sides | 47 | sqm
7 | FLOORING | [53 empty] | 7 | FLOORING
7.01 | Providing and fixing 1st quality ceramic glazed floor tiles conforming to IS : 15622 (thickness to be specified by the manufacturer) of approved make in all colours, shades except burgundy, bottle green, black of any size as approved by Engineer-in-Charge in skirting, risers of steps and dados over 12 mm thick bed of cement Mortar 1:3 (1 cement: 3 coarse sand) and jointing with grey cement slurry @ 3.3kg per sqm including pointing in white cement mixed with pigment of matching shade complete. |  | 62 | sqm | 917.54 |  |  | Excess(+) | 1 | Full Conversion | INR | [40 empty] | #VALUE! | #VALUE! | #VALUE! | 7.01 | Providing and fixing 1st quality ceramic glazed floor tiles conforming to IS : 15622 (thickness to be specified by the manufacturer) of approved make in all colours, shades except burgundy, bottle green, black of any size as approved by Engineer-in-Charge in skirting, risers of steps and dados over 12 mm thick bed of cement Mortar 1:3 (1 cement: 3 coarse sand) and jointing with grey cement slurry @ 3.3kg per sqm including pointing in white cement mixed with pigment of matching shade complete. | 62 | sqm
8 | ROOFING | [53 empty] | 8 | ROOFING
8.01 | Making khurras 45x45 cm with average minimum thickness of 5 cm cement concrete 1:2:4 (1 cement : 2 coarse sand : 4 graded stone aggregate of 20 mm nominal size) over P.V.C. sheet 1 m x1 m x 400 micron, finished with 12 mm cement plaster 1:3 (1 cement : 3 coarse sand) and a coat of neat cement, rounding the edges and making and finishing the outlet complete. |  | 2 | each | 245.94 |  |  | Excess(+) | 1 | Full Conversion | INR | [40 empty] | #VALUE! | #VALUE! | #VALUE! | 8.01 | Making khurras 45x45 cm with average minimum thickness of 5 cm cement concrete 1:2:4 (1 cement : 2 coarse sand : 4 graded stone aggregate of 20 mm nominal size) over P.V.C. sheet 1 m x1 m x 400 micron, finished with 12 mm cement plaster 1:3 (1 cement : 3 coarse sand) and a coat of neat cement, rounding the edges and making and finishing the outlet complete. | 2 | each
9 | FINISHING | [53 empty] | 9 | FINISHING
9.01 | 12 mm cement plaster of mix: | [53 empty] | 9.01 | 12 mm cement plaster of mix:
9.02 | 1:6 (1 cement: 6 coarse sand) |  | 30 | sqm | 283.38 |  |  | Excess(+) | 1 | Full Conversion | INR | [40 empty] | #VALUE! | #VALUE! | #VALUE! | 9.02 | 1:6 (1 cement: 6 coarse sand) | 30 | sqm
9.03 | 15 mm cement plaster on rough side of single or half brick wall of mix: | [53 empty] | 9.03 | 15 mm cement plaster on rough side of single or half brick wall of mix:
9.04 | 1:4(1 cement: 4 coarse sand) |  | 445 | sqm | 339.53 |  |  | Excess(+) | 1 | Full Conversion | INR | [40 empty] | #VALUE! | #VALUE! | #VALUE! | 9.04 | 1:4(1 cement: 4 coarse sand) | 445 | sqm
9.05 | 1:6(1 cement: 6 coarse sand) |  | 20 | sqm | 326.01 |  |  | Excess(+) | 1 | Full Conversion | INR | [40 empty] | #VALUE! | #VALUE! | #VALUE! | 9.05 | 1:6(1 cement: 6 coarse sand) | 20 | sqm
9.06 | 6 mm cement plaster of mix: | [53 empty] | 9.06 | 6 mm cement plaster of mix:
9.07 | 1:3(1 cement :3 fine sand) |  | 9 | sqm | 247.75 |  |  | Excess(+) | 1 | Full Conversion | INR | [40 empty] | #VALUE! | #VALUE! | #VALUE! | 9.07 | 1:3(1 cement :3 fine sand) | 9 | sqm
9.08 | Neat cement punning. |  | 5 | sqm | 65.93 |  |  | Excess(+) | 1 | Full Conversion | INR | [40 empty] | #VALUE! | #VALUE! | #VALUE! | 9.08 | Neat cement punning. | 5 | sqm
9.09 | Distempering with 1st quality acrylic distemper (ready mixed) having VOC content less than 50 gram/litre, of approved manufacturer and of required shade and colour all complete to achieve even shade and colour: | [53 empty] | 9.09 | Distempering with 1st quality acrylic distemper (ready mixed) having VOC content less than 50 gram/litre, of approved manufacturer and of required shade and colour all complete to achieve even shade and colour:
9.1 | New work (two or more coats) over and including water thinnable priming coat with cement primer having VOC content less than 50 gram/litre |  | 705 | sqm | 153.09 |  |  | Excess(+) | 1 | Full Conversion | INR | [40 empty] | #VALUE! | #VALUE! | #VALUE! | 9.1 | New work (two or more coats) over and including water thinnable priming coat with cement primer having VOC content less than 50 gram/litre | 705 | sqm
9.11 | Finishing walls with Premium Acrylic Smooth exterior paint with Silicone additives of required shade: | [53 empty] | 9.11 | Finishing walls with Premium Acrylic Smooth exterior paint with Silicone additives of required shade:
9.12 | New work (Two or more coats applied @ 1.43 Itr/10 sqm over and including priming coat of exterior primer applied @ 0.90 litre/10 sqm) |  | 475 | sqm | 141.09 |  |  | Excess(+) | 1 | Full Conversion | INR | [40 empty] | #VALUE! | #VALUE! | #VALUE! | 9.12 | New work (Two or more coats applied @ 1.43 Itr/10 sqm over and including priming coat of exterior primer applied @ 0.90 litre/10 sqm) | 475 | sqm
9.13 | Painting with synthetic enamel paint of approved brand and manufacture of required colour to give an even shade: | [53 empty] | 9.13 | Painting with synthetic enamel paint of approved brand and manufacture of required colour to give an even shade:
9.14 | Two or more coats on new work over an under coat of suitable shade with ordinary paint of approved brand and manufacture |  | 66 | sqm | 186.57 |  |  | Excess(+) | 1 | Full Conversion | INR | [40 empty] | #VALUE! | #VALUE! | #VALUE! | 9.14 | Two or more coats on new work over an under coat of suitable shade with ordinary paint of approved brand and manufacture | 66 | sqm
9.15 | Forming groove of uniform size in the top layer of washed stone grit plaster as per approved pattern using wooden battens, nailed to the under layer, including removal of wooden battens, repair to the edges of panels and finishing the groove complete as per specifications and direction of the Engineer-in-charge : | [53 empty] | 9.15 | Forming groove of uniform size in the top layer of washed stone grit plaster as per approved pattern using wooden battens, nailed to the under layer, including removal of wooden battens, repair to the edges of panels and finishing the groove complete as per specifications and direction of the Engineer-in-charge :
9.16 | 15 mm wide and 15 mm deep groove |  | 300 | metre | 61.97 |  |  | Excess(+) | 1 | Full Conversion | INR | [40 empty] | #VALUE! | #VALUE! | #VALUE! | 9.16 | 15 mm wide and 15 mm deep groove | 300 | metre
9.17 | Providing and applying white cement based putty of average thickness 1 mm, of approved brand and manufacturer, over the plastered wall surface to prepare the surface even and smooth complete. |  | 150 | sqm | 128.68 |  |  | Excess(+) | 1 | Full Conversion | INR | [40 empty] | #VALUE! | #VALUE! | #VALUE! | 9.17 | Providing and applying white cement based putty of average thickness 1 mm, of approved brand and manufacturer, over the plastered wall surface to prepare the surface even and smooth complete. | 150 | sqm
9.18 | Finishing walls with Premium Acrylic Smooth exterior paint with Silicone additives of required shade | [53 empty] | 9.18 | Finishing walls with Premium Acrylic Smooth exterior paint with Silicone additives of required shade
9.19 | Old work (one or more coats applied @ 0.83 Itr/10 sqm). |  | 115 | sqm | 73.02 |  |  | Excess(+) | 1 | Full Conversion | INR | [40 empty] | #VALUE! | #VALUE! | #VALUE! | 9.19 | Old work (one or more coats applied @ 0.83 Itr/10 sqm). | 115 | sqm
10 | REPAIRS TO BUILDING | [53 empty] | 10 | REPAIRS TO BUILDING
10.01 | Providing and fixing double scaffolding system (cup lock type) on the exterior side, up to seven story height made with 40 mm dia M.S. tube 1.5 m centre to centre, horizontal & vertical tubes joining with cup & lock system with M.S. tubes, M.S. tube challies, M.S. clamps and M.S. staircase system in the scaffolding for working platform etc. and maintaining it in a serviceable condition for the required duration as approved and removing it there after. The scaffolding system shall be stiffened with bracings, runners, connection with the building etc wherever required for inspection of work at required locations with essential safety features for the workmen etc. complete as per directions and approval of Engineer-in-charge. The elevational area of the scaffolding shall be measured for payment purpose. The payment will be made once irrespective of duration of scaffolding. Note: - This item to be used for maintenance work judicially, necessary deduction for scaffolding in the existing item to be done. |  | 757 | sqm | 278.92 |  |  | Excess(+) | 1 | Full Conversion | INR | [40 empty] | #VALUE! | #VALUE! | #VALUE! | 10.01 | Providing and fixing double scaffolding system (cup lock type) on the exterior side, up to seven story height made with 40 mm dia M.S. tube 1.5 m centre to centre, horizontal & vertical tubes joining with cup & lock system with M.S. tubes, M.S. tube challies, M.S. clamps and M.S. staircase system in the scaffolding for working platform etc. and maintaining it in a serviceable condition for the required duration as approved and removing it there after. The scaffolding system shall be stiffened with bracings, runners, connection with the building etc wherever required for inspection of work at required locations with essential safety features for the workmen etc. complete as per directions and approval of Engineer-in-charge. The elevational area of the scaffolding shall be measured for payment purpose. The payment will be made once irrespective of duration of scaffolding. Note: - This item to be used for maintenance work judicially, necessary deduction for scaffolding in the existing item to be done. | 757 | sqm
10.02 | Cutting holes of required size in brick masonry wall for fixing of exhaust fan including providing and fixing 300 mm dia PVC pipe conforming BIS-12818 and making good the same etc. complete as per direction of Engineer-in- charge. |  | 21 | each | 237.57 |  |  | Excess(+) | 1 | Full Conversion | INR | [40 empty] | #VALUE! | #VALUE! | #VALUE! | 10.02 | Cutting holes of required size in brick masonry wall for fixing of exhaust fan including providing and fixing 300 mm dia PVC pipe conforming BIS-12818 and making good the same etc. complete as per direction of Engineer-in- charge. | 21 | each
10.03 | Dismantling W.C. Pan of all sizes including disposal of dismantled materials including malba all complete as per directions of Engineer-in-Charge. |  | 5 | each | 110.58 |  |  | Excess(+) | 1 | Full Conversion | INR | [40 empty] | #VALUE! | #VALUE! | #VALUE! | 10.03 | Dismantling W.C. Pan of all sizes including disposal of dismantled materials including malba all complete as per directions of Engineer-in-Charge. | 5 | each
10.04 | Dismantling 15 to 40 mm dia G.I. pipe including stacking of dismantled pipes (within 50 metres lead) as per direction of Engineer-in-Charge. (a) Internal Work- Exposed on wall |  | 240 | metre | 2.68 |  |  | Excess(+) | 1 | Full Conversion | INR | [40 empty] | #VALUE! | #VALUE! | #VALUE! | 10.04 | Dismantling 15 to 40 mm dia G.I. pipe including stacking of dismantled pipes (within 50 metres lead) as per direction of Engineer-in-Charge. (a) Internal Work- Exposed on wall | 240 | metre
11 | Dismantling and Demolishing | [53 empty] | 11 | Dismantling and Demolishing
11.01 | Demolishing lime concrete manually/ by mechanical means and disposal of material within 50 metres lead as per direction of Engineer- in-charge. |  | 33 | cum | 702.15 |  |  | Excess(+) | 1 | Full Conversion | INR | [40 empty] | #VALUE! | #VALUE! | #VALUE! | 11.01 | Demolishing lime concrete manually/ by mechanical means and disposal of material within 50 metres lead as per direction of Engineer- in-charge. | 33 | cum
11.02 | Demolishing cement concrete manually/ by mechanical means including disposal of material within 50 metres lead as per direction of Engineer - in - charge. | [53 empty] | 11.02 | Demolishing cement concrete manually/ by mechanical means including disposal of material within 50 metres lead as per direction of Engineer - in - charge.
11.03 | Nominal concrete 1:3:6 or richer mix (including equivalent design mix) |  | 6 | cum | 2007.3 |  |  | Excess(+) | 1 | Full Conversion | INR | [40 empty] | #VALUE! | #VALUE! | #VALUE! | 11.03 | Nominal concrete 1:3:6 or richer mix (including equivalent design mix) | 6 | cum
11.04 | Demolishing R.C.C. work manually/ by mechanical means including stacking of steel bars and disposal of unserviceable material within 50 metres lead as per direction of Engineer - in- charge. |  | 0.1 | cum | 2928.38 |  |  | Excess(+) | 1 | Full Conversion | INR | [40 empty] | #VALUE! | #VALUE! | #VALUE! | 11.04 | Demolishing R.C.C. work manually/ by mechanical means including stacking of steel bars and disposal of unserviceable material within 50 metres lead as per direction of Engineer - in- charge. | 0.1 | cum
11.05 | Demolishing brick work manually/ by mechanical means including stacking of serviceable material and disposal of unserviceable material within 50 metres lead as per direction of Engineer-in-charge. | [53 empty] | 11.05 | Demolishing brick work manually/ by mechanical means including stacking of serviceable material and disposal of unserviceable material within 50 metres lead as per direction of Engineer-in-charge.
11.06 | In cement mortar |  | 1.7 | cum | 1698.85 |  |  | Excess(+) | 1 | Full Conversion | INR | [40 empty] | #VALUE! | #VALUE! | #VALUE! | 11.06 | In cement mortar | 1.7 | cum
11.07 | Dismantling doors, windows and clerestory windows (steel or wood) shutter including chowkhats, architrave, holdfasts etc. complete and stacking within 50 metres lead : | [53 empty] | 11.07 | Dismantling doors, windows and clerestory windows (steel or wood) shutter including chowkhats, architrave, holdfasts etc. complete and stacking within 50 metres lead :
11.08 | Of area 3 sq. metres and below |  | 16 | each | 302.8 |  |  | Excess(+) | 1 | Full Conversion | INR | [40 empty] | #VALUE! | #VALUE! | #VALUE! | 11.08 | Of area 3 sq. metres and below | 16 | each
11.09 | Dismantling tile work in floors and roofs laid in cement mortar including stacking material within 50 metres lead. | [53 empty] | 11.09 | Dismantling tile work in floors and roofs laid in cement mortar including stacking material within 50 metres lead.
11.1 | For thickness of tiles 10 mm to 25 mm |  | 40 | sqm | 60.53 |  |  | Excess(+) | 1 | Full Conversion | INR | [40 empty] | #VALUE! | #VALUE! | #VALUE! | 11.1 | For thickness of tiles 10 mm to 25 mm | 40 | sqm
11.11 | Dismantling stone slab flooring laid in cement mortar including stacking of serviceable material and disposal of unserviceable material within 50 metres lead. |  | 62 | sqm | 219.72 |  |  | Excess(+) | 1 | Full Conversion | INR | [40 empty] | #VALUE! | #VALUE! | #VALUE! | 11.11 | Dismantling stone slab flooring laid in cement mortar including stacking of serviceable material and disposal of unserviceable material within 50 metres lead. | 62 | sqm
11.12 | Dismantling old plaster or skirting raking out joints and cleaning the surface for plaster including disposal of rubbish to the dumping ground within 50 metres lead. |  | 474 | sqm | 45.06 |  |  | Excess(+) | 1 | Full Conversion | INR | [40 empty] | #VALUE! | #VALUE! | #VALUE! | 11.12 | Dismantling old plaster or skirting raking out joints and cleaning the surface for plaster including disposal of rubbish to the dumping ground within 50 metres lead. | 474 | sqm
11.13 | Disposal of building rubbish / malba / similar unserviceable, dismantled or waste materials by mechanical means, including loading, transporting, unloading to approved municipal dumping ground or as approved by Engineer-in-charge, beyond 50 m initial lead, for all leads including all lifts involved. |  | 55 | cum | 217.65 |  |  | Excess(+) | 1 | Full Conversion | INR | [40 empty] | #VALUE! | #VALUE! | #VALUE! | 11.13 | Disposal of building rubbish / malba / similar unserviceable, dismantled or waste materials by mechanical means, including loading, transporting, unloading to approved municipal dumping ground or as approved by Engineer-in-charge, beyond 50 m initial lead, for all leads including all lifts involved. | 55 | cum
12 | SANITARY INSTALLATIONS | [53 empty] | 12 | SANITARY INSTALLATIONS
12.01 | Providing and fixing water closet squatting pan (Indian type W.C. pan ) with 100 mm sand cast Iron P or S trap, 10 litre low level white P.V.C. flushing cistern, including flush pipe, with manually controlled device (handle lever) conforming to IS : 7231, with all fittings and fixtures complete, including cutting and making good the walls and floors wherever required: | [53 empty] | 12.01 | Providing and fixing water closet squatting pan (Indian type W.C. pan ) with 100 mm sand cast Iron P or S trap, 10 litre low level white P.V.C. flushing cistern, including flush pipe, with manually controlled device (handle lever) conforming to IS : 7231, with all fittings and fixtures complete, including cutting and making good the walls and floors wherever required:
12.02 | White Vitreous china Orissa pattern W.C. pan of size 580x440 mm with integral type foot rests |  | 3 | each | 5580.44 |  |  | Excess(+) | 1 | Full Conversion | INR | [40 empty] | #VALUE! | #VALUE! | #VALUE! | 12.02 | White Vitreous china Orissa pattern W.C. pan of size 580x440 mm with integral type foot rests | 3 | each
12.03 | Providing and fixing white vitreous china pedestal type water closet (European type W.C. pan) with seat and lid, 10 litre low level white P.V.C. flushing cistern, including flush pipe, with manually controlled device (handle lever), conforming to IS : 7231, with all fittings and fixtures complete, including cutting and making good the walls and floors wherever required : | [53 empty] | 12.03 | Providing and fixing white vitreous china pedestal type water closet (European type W.C. pan) with seat and lid, 10 litre low level white P.V.C. flushing cistern, including flush pipe, with manually controlled device (handle lever), conforming to IS : 7231, with all fittings and fixtures complete, including cutting and making good the walls and floors wherever required :
12.04 | W.C. pan with ISI marked white solid plastic seat and lid |  | 2 | each | 5372.76 |  |  | Excess(+) | 1 | Full Conversion | INR | [40 empty] | #VALUE! | #VALUE! | #VALUE! | 12.04 | W.C. pan with ISI marked white solid plastic seat and lid | 2 | each
12.05 | Providing and fixing 8 mm dia C.P. / S.S. Jet with flexible tube upto 1 metre long with S.S. triangular plate to Eureopean type W.C. of quality and make as approved by Engineer - in - charge. |  | 3 | each | 287.91 |  |  | Excess(+) | 1 | Full Conversion | INR | [40 empty] | #VALUE! | #VALUE! | #VALUE! | 12.05 | Providing and fixing 8 mm dia C.P. / S.S. Jet with flexible tube upto 1 metre long with S.S. triangular plate to Eureopean type W.C. of quality and make as approved by Engineer - in - charge. | 3 | each
12.06 | Providing and fixing solid plastic seat with lid for pedestal type W.C. pan complete : | [53 empty] | 12.06 | Providing and fixing solid plastic seat with lid for pedestal type W.C. pan complete :
12.07 | White solid plastic seat with lid |  | 2 | each | 564.73 |  |  | Excess(+) | 1 | Full Conversion | INR | [40 empty] | #VALUE! | #VALUE! | #VALUE! | 12.07 | White solid plastic seat with lid | 2 | each
12.08 | Providing and fixing G.I. inlet connection for flush pipe connecting with W.C. pan. |  | 2 | each | 117.8 |  |  | Excess(+) | 1 | Full Conversion | INR | [40 empty] | #VALUE! | #VALUE! | #VALUE! | 12.08 | Providing and fixing G.I. inlet connection for flush pipe connecting with W.C. pan. | 2 | each
12.09 | Providing and fixing CP Brass 32 mm size Bottle Trap of approved quality & make and as per the direction of Engineer-in-charge. |  | 8 | each | 853.3 |  |  | Excess(+) | 1 | Full Conversion | INR | [40 empty] | #VALUE! | #VALUE! | #VALUE! | 12.09 | Providing and fixing CP Brass 32 mm size Bottle Trap of approved quality & make and as per the direction of Engineer-in-charge. | 8 | each
12.1 | Providing and fixing soil, waste and vent pipes : | [53 empty] | 12.1 | Providing and fixing soil, waste and vent pipes :
12.11 | 100 mm dia | [53 empty] | 12.11 | 100 mm dia
12.12 | Centrifugally cast (spun) iron socket & spigot (S&S) pipe as per IS: 3989 |  | 185 | metre | 973.65 |  |  | Excess(+) | 1 | Full Conversion | INR | [40 empty] | #VALUE! | #VALUE! | #VALUE! | 12.12 | Centrifugally cast (spun) iron socket & spigot (S&S) pipe as per IS: 3989 | 185 | metre
12.13 | 75 mm diameter : | [53 empty] | 12.13 | 75 mm diameter :
12.14 | Centrifugally cast (spun) iron socketed pipe as per IS: 3989 |  | 6 | metre | 977.98 |  |  | Excess(+) | 1 | Full Conversion | INR | [40 empty] | #VALUE! | #VALUE! | #VALUE! | 12.14 | Centrifugally cast (spun) iron socketed pipe as per IS: 3989 | 6 | metre
12.15 | Providing and fixing M.S. holder-bat clamps of approved design to Sand Cast iron/cast iron (spun) pipe embedded in and including cement concrete blocks 10x10x10 cm of 1:2:4 mix (1 cement : 2 coarse sand : 4 graded stone aggregate 20 mm nominal size), including cost of cutting holes and making good the walls etc. : | [53 empty] | 12.15 | Providing and fixing M.S. holder-bat clamps of approved design to Sand Cast iron/cast iron (spun) pipe embedded in and including cement concrete blocks 10x10x10 cm of 1:2:4 mix (1 cement : 2 coarse sand : 4 graded stone aggregate 20 mm nominal size), including cost of cutting holes and making good the walls etc. :
12.16 | For 100 mm dia pipe |  | 35 | each | 299.21 |  |  | Excess(+) | 1 | Full Conversion | INR | [40 empty] | #VALUE! | #VALUE! | #VALUE! | 12.16 | For 100 mm dia pipe | 35 | each
12.17 | Providing and fixing bend of required degree with access door, insertion rubber washer 3 mm thick, bolts and nuts complete. | [53 empty] | 12.17 | Providing and fixing bend of required degree with access door, insertion rubber washer 3 mm thick, bolts and nuts complete.
12.18 | 100 mm dia | [53 empty] | 12.18 | 100 mm dia
12.19 | Sand cast iron S&S as per IS - 3989 |  | 6 | each | 581.51 |  |  | Excess(+) | 1 | Full Conversion | INR | [40 empty] | #VALUE! | #VALUE! | #VALUE! | 12.19 | Sand cast iron S&S as per IS - 3989 | 6 | each
12.2 | Providing and fixing plain bend of required degree. | [53 empty] | 12.2 | Providing and fixing plain bend of required degree.
12.21 | 100 mm dia | [53 empty] | 12.21 | 100 mm dia
12.22 | Sand cast iron S&S as per IS : 3989 |  | 12 | each | 470.07 |  |  | Excess(+) | 1 | Full Conversion | INR | [40 empty] | #VALUE! | #VALUE! | #VALUE! | 12.22 | Sand cast iron S&S as per IS : 3989 | 12 | each
12.23 | Providing and fixing double equal plain junction of required degree. | [53 empty] | 12.23 | Providing and fixing double equal plain junction of required degree.
12.24 | 100x100x100x100 mm | [53 empty] | 12.24 | 100x100x100x100 mm
12.25 | Sand cast iron S&S as per IS - 3989 |  | 5 | each | 886.49 |  |  | Excess(+) | 1 | Full Conversion | INR | [40 empty] | #VALUE! | #VALUE! | #VALUE! | 12.25 | Sand cast iron S&S as per IS - 3989 | 5 | each
12.26 | Providing and fixing single equal plain junction of required degree with access door, insertion rubber washer 3 mm thick, bolts and nuts complete. | [53 empty] | 12.26 | Providing and fixing single equal plain junction of required degree with access door, insertion rubber washer 3 mm thick, bolts and nuts complete.
12.27 | 100x100x100 mm | [53 empty] | 12.27 | 100x100x100 mm
12.28 | Sand cast iron S&S as per IS - 3989 |  | 35 | each | 763.34 |  |  | Excess(+) | 1 | Full Conversion | INR | [40 empty] | #VALUE! | #VALUE! | #VALUE! | 12.28 | Sand cast iron S&S as per IS - 3989 | 35 | each
12.29 | Providing and fixing single equal plain junction of required degree : | [53 empty] | 12.29 | Providing and fixing single equal plain junction of required degree :
12.3 | 100x100x100 mm | [53 empty] | 12.3 | 100x100x100 mm
12.31 | Sand cast iron S&S as per IS - 3989 |  | 8 | each | 669.5 |  |  | Excess(+) | 1 | Full Conversion | INR | [40 empty] | #VALUE! | #VALUE! | #VALUE! | 12.31 | Sand cast iron S&S as per IS - 3989 | 8 | each
12.32 | Providing and fixing terminal guard : | [53 empty] | 12.32 | Providing and fixing terminal guard :
12.33 | 100 mm | [53 empty] | 12.33 | 100 mm
12.34 | Sand cast iron S&S as per IS - 3989 |  | 5 | each | 417.25 |  |  | Excess(+) | 1 | Full Conversion | INR | [40 empty] | #VALUE! | #VALUE! | #VALUE! | 12.34 | Sand cast iron S&S as per IS - 3989 | 5 | each
12.35 | Providing and fixing collar : | [53 empty] | 12.35 | Providing and fixing collar :
12.36 | 100 mm | [53 empty] | 12.36 | 100 mm
12.37 | Sand cast iron S&S as per IS - 3989 |  | 31 | each | 423.15 |  |  | Excess(+) | 1 | Full Conversion | INR | [40 empty] | #VALUE! | #VALUE! | #VALUE! | 12.37 | Sand cast iron S&S as per IS - 3989 | 31 | each
12.38 | 75 mm | [53 empty] | 12.38 | 75 mm
12.39 | Sand cast iron S&S as per IS - 3989 |  | 3 | each | 298.55 |  |  | Excess(+) | 1 | Full Conversion | INR | [40 empty] | #VALUE! | #VALUE! | #VALUE! | 12.39 | Sand cast iron S&S as per IS - 3989 | 3 | each
12.4 | Providing lead caulked joints to sand cast iron/centrifugally cast (spun) iron pipes and fittings of diameter : | [53 empty] | 12.4 | Providing lead caulked joints to sand cast iron/centrifugally cast (spun) iron pipes and fittings of diameter :
12.41 | 100 mm |  | 153 | each | 513.32 |  |  | Excess(+) | 1 | Full Conversion | INR | [40 empty] | #VALUE! | #VALUE! | #VALUE! | 12.41 | 100 mm | 153 | each
12.42 | 75 mm |  | 10 | each | 433.95 |  |  | Excess(+) | 1 | Full Conversion | INR | [40 empty] | #VALUE! | #VALUE! | #VALUE! | 12.42 | 75 mm | 10 | each
12.43 | Providing and fixing trap of self cleansing design with screwed down or hinged grating with or without vent arm complete, including cost of cutting and making good the walls and floors : | [53 empty] | 12.43 | Providing and fixing trap of self cleansing design with screwed down or hinged grating with or without vent arm complete, including cost of cutting and making good the walls and floors :
12.44 | 100 mm inlet and 75 mm outlet | [53 empty] | 12.44 | 100 mm inlet and 75 mm outlet
12.45 | Sand cast iron S&S as per IS - 3989 |  | 17 | each | 1628.72 |  |  | Excess(+) | 1 | Full Conversion | INR | [40 empty] | #VALUE! | #VALUE! | #VALUE! | 12.45 | Sand cast iron S&S as per IS - 3989 | 17 | each
12.46 | Cutting chases in brick masonry walls for following diameter sand cast iron/ centrifugally cast (spun) iron pipes and making good the same with cement concrete 1:3:6 ( 1 cement : 3 coarse sand :6 graded stone aggregate 12.5 mm nominal size), including necessary plaster and pointing in cement mortar 1:4 (1 cement : 4 coarse sand) : | [53 empty] | 12.46 | Cutting chases in brick masonry walls for following diameter sand cast iron/ centrifugally cast (spun) iron pipes and making good the same with cement concrete 1:3:6 ( 1 cement : 3 coarse sand :6 graded stone aggregate 12.5 mm nominal size), including necessary plaster and pointing in cement mortar 1:4 (1 cement : 4 coarse sand) :
12.47 | 50 mm dia |  | 29 | metre | 277.07 |  |  | Excess(+) | 1 | Full Conversion | INR | [40 empty] | #VALUE! | #VALUE! | #VALUE! | 12.47 | 50 mm dia | 29 | metre
13 | WATER SUPPLY | [53 empty] | 13 | WATER SUPPLY
13.01 | Providing and fixing G.I. pipes complete with G.I. fittings and clamps, including cutting and making good the walls etc. Internal work - Exposed on wall | [53 empty] | 13.01 | Providing and fixing G.I. pipes complete with G.I. fittings and clamps, including cutting and making good the walls etc. Internal work - Exposed on wall
13.02 | 15 mm dia nominal bore |  | 5 | metre | 302.14 |  |  | Excess(+) | 1 | Full Conversion | INR | [40 empty] | #VALUE! | #VALUE! | #VALUE! | 13.02 | 15 mm dia nominal bore | 5 | metre
13.03 | 20 mm dia nominal bore |  | 5 | metre | 360.6 |  |  | Excess(+) | 1 | Full Conversion | INR | [40 empty] | #VALUE! | #VALUE! | #VALUE! | 13.03 | 20 mm dia nominal bore | 5 | metre
13.04 | 25 mm dia nominal bore |  | 15 | metre | 454.94 |  |  | Excess(+) | 1 | Full Conversion | INR | [40 empty] | #VALUE! | #VALUE! | #VALUE! | 13.04 | 25 mm dia nominal bore | 15 | metre
13.05 | 32 mm dia nominal bore |  | 153 | metre | 550.01 |  |  | Excess(+) | 1 | Full Conversion | INR | [40 empty] | #VALUE! | #VALUE! | #VALUE! | 13.05 | 32 mm dia nominal bore | 153 | metre
13.06 | 40 mm dia nominal bore |  | 67 | metre | 669.5 |  |  | Excess(+) | 1 | Full Conversion | INR | [40 empty] | #VALUE! | #VALUE! | #VALUE! | 13.06 | 40 mm dia nominal bore | 67 | metre
13.07 | Providing and fixing G.I. Pipes complete with G.I. fittings and clamps, including making good the walls etc. concealed pipe, including painting with anti corrosive bitumastic paint, cutting chases and making good the wall : | [53 empty] | 13.07 | Providing and fixing G.I. Pipes complete with G.I. fittings and clamps, including making good the walls etc. concealed pipe, including painting with anti corrosive bitumastic paint, cutting chases and making good the wall :
13.08 | 15 mm dia nominal bore |  | 5 | metre | 478.64 |  |  | Excess(+) | 1 | Full Conversion | INR | [40 empty] | #VALUE! | #VALUE! | #VALUE! | 13.08 | 15 mm dia nominal bore | 5 | metre
13.09 | 20 mm dia nominal bore |  | 20 | metre | 523.79 |  |  | Excess(+) | 1 | Full Conversion | INR | [40 empty] | #VALUE! | #VALUE! | #VALUE! | 13.09 | 20 mm dia nominal bore | 20 | metre
13.1 | Providing and fixing G.I. pipes complete with G.I. fittings including trenching and refilling etc. External work | [53 empty] | 13.1 | Providing and fixing G.I. pipes complete with G.I. fittings including trenching and refilling etc. External work
13.11 | 25 mm dia nominal bore |  | 3 | metre | 385.71 |  |  | Excess(+) | 1 | Full Conversion | INR | [40 empty] | #VALUE! | #VALUE! | #VALUE! | 13.11 | 25 mm dia nominal bore | 3 | metre
13.12 | 32 mm dia nominal bore |  | 3 | metre | 445.53 |  |  | Excess(+) | 1 | Full Conversion | INR | [40 empty] | #VALUE! | #VALUE! | #VALUE! | 13.12 | 32 mm dia nominal bore | 3 | metre
13.13 | 40 mm dia nominal bore |  | 2 | metre | 508.82 |  |  | Excess(+) | 1 | Full Conversion | INR | [40 empty] | #VALUE! | #VALUE! | #VALUE! | 13.13 | 40 mm dia nominal bore | 2 | metre
13.14 | Making connection of G.I. distribution branch with G.I. main of following sizes by providing and fixing tee, including cutting and threading the pipe etc. complete : | [53 empty] | 13.14 | Making connection of G.I. distribution branch with G.I. main of following sizes by providing and fixing tee, including cutting and threading the pipe etc. complete :
13.15 | 25 to 40 mm nominal bore |  | 1 | each | 751.96 |  |  | Excess(+) | 1 | Full Conversion | INR | [40 empty] | #VALUE! | #VALUE! | #VALUE! | 13.15 | 25 to 40 mm nominal bore | 1 | each
13.16 | Providing and fixing gun metal gate valve with C.I. wheel of approved quality (screwed end) : | [53 empty] | 13.16 | Providing and fixing gun metal gate valve with C.I. wheel of approved quality (screwed end) :
13.17 | 25 mm nominal bore |  | 21 | each | 513.23 |  |  | Excess(+) | 1 | Full Conversion | INR | [40 empty] | #VALUE! | #VALUE! | #VALUE! | 13.17 | 25 mm nominal bore | 21 | each
13.18 | 20 mm nominal bore |  | 1 | each | 445.25 |  |  | Excess(+) | 1 | Full Conversion | INR | [40 empty] | #VALUE! | #VALUE! | #VALUE! | 13.18 | 20 mm nominal bore | 1 | each
13.19 | 32 mm nominal bore. |  | 35 | each | 568.65 |  |  | Excess(+) | 1 | Full Conversion | INR | [40 empty] | #VALUE! | #VALUE! | #VALUE! | 13.19 | 32 mm nominal bore. | 35 | each
13.2 | 40 mm nominal bore |  | 21 | each | 681.21 |  |  | Excess(+) | 1 | Full Conversion | INR | [40 empty] | #VALUE! | #VALUE! | #VALUE! | 13.2 | 40 mm nominal bore | 21 | each
13.21 | Providing and fixing uplasticised PVC connection pipe with brass unions : | [53 empty] | 13.21 | Providing and fixing uplasticised PVC connection pipe with brass unions :
13.22 | 30 cm length | [53 empty] | 13.22 | 30 cm length
13.23 | 15 mm nominal bore |  | 13 | each | 70.09 |  |  | Excess(+) | 1 | Full Conversion | INR | [40 empty] | #VALUE! | #VALUE! | #VALUE! | 13.23 | 15 mm nominal bore | 13 | each
13.24 | Constructing masonry Chamber 30x30x50 cm inside, in brick work in cement mortar 1:4 (1 cement :4 coarse sand) for stop cock, with C. I. surface box 100x100 x75 mm (inside) with hinged cover fixed in reinforced cement concrete slab 1:1.5:3 mix (1 cement : 1.5 coarse sand : 3 graded stone aggregate 20 mm nominal size), including necessary excavation, foundation concrete 1:5:10 ( 1 cement : 5 fine sand : 10 graded stone aggregate 40 mm nominal size ) and inside plastering with cement mortar 1:3 (1 cement : 3 coarse sand) 12 mm thick, finished with a floating coat of neat cement complete as per standard design : | [53 empty] | 13.24 | Constructing masonry Chamber 30x30x50 cm inside, in brick work in cement mortar 1:4 (1 cement :4 coarse sand) for stop cock, with C. I. surface box 100x100 x75 mm (inside) with hinged cover fixed in reinforced cement concrete slab 1:1.5:3 mix (1 cement : 1.5 coarse sand : 3 graded stone aggregate 20 mm nominal size), including necessary excavation, foundation concrete 1:5:10 ( 1 cement : 5 fine sand : 10 graded stone aggregate 40 mm nominal size ) and inside plastering with cement mortar 1:3 (1 cement : 3 coarse sand) 12 mm thick, finished with a floating coat of neat cement complete as per standard design :
13.25 | With common burnt clay F.P.S.(non modular) bricks of class designation 7.5 |  | 1 | each | 1643.11 |  |  | Excess(+) | 1 | Full Conversion | INR | [40 empty] | #VALUE! | #VALUE! | #VALUE! | 13.25 | With common burnt clay F.P.S.(non modular) bricks of class designation 7.5 | 1 | each
13.26 | Providing and fixing G.I. Union in G.I. pipe including cutting and threading the pipe and making long screws etc. complete (New work) : | [53 empty] | 13.26 | Providing and fixing G.I. Union in G.I. pipe including cutting and threading the pipe and making long screws etc. complete (New work) :
13.27 | 15 mm nominal bore |  | 3 | each | 262.51 |  |  | Excess(+) | 1 | Full Conversion | INR | [40 empty] | #VALUE! | #VALUE! | #VALUE! | 13.27 | 15 mm nominal bore | 3 | each
13.28 | 20 mm nominal bore |  | 3 | each | 285.97 |  |  | Excess(+) | 1 | Full Conversion | INR | [40 empty] | #VALUE! | #VALUE! | #VALUE! | 13.28 | 20 mm nominal bore | 3 | each
13.29 | 25 mm nominal bore |  | 21 | each | 362.21 |  |  | Excess(+) | 1 | Full Conversion | INR | [40 empty] | #VALUE! | #VALUE! | #VALUE! | 13.29 | 25 mm nominal bore | 21 | each
13.3 | 32 mm nominal bore |  | 35 | each | 403.27 |  |  | Excess(+) | 1 | Full Conversion | INR | [40 empty] | #VALUE! | #VALUE! | #VALUE! | 13.3 | 32 mm nominal bore | 35 | each
13.31 | 40 mm nominal bore |  | 21 | each | 520.57 |  |  | Excess(+) | 1 | Full Conversion | INR | [40 empty] | #VALUE! | #VALUE! | #VALUE! | 13.31 | 40 mm nominal bore | 21 | each
13.32 | Providing and fixing C.P. brass bib cock of approved quality conforming to IS:8931 : | [53 empty] | 13.32 | Providing and fixing C.P. brass bib cock of approved quality conforming to IS:8931 :
13.33 | 15 mm nominal bore |  | 5 | each | 417.91 |  |  | Excess(+) | 1 | Full Conversion | INR | [40 empty] | #VALUE! | #VALUE! | #VALUE! | 13.33 | 15 mm nominal bore | 5 | each
13.34 | Providing and fixing C.P. brass long body bib cock of approved quality conforming to IS standards and weighing not less than 690 gms. | [53 empty] | 13.34 | Providing and fixing C.P. brass long body bib cock of approved quality conforming to IS standards and weighing not less than 690 gms.
13.35 | 15 mm nominal bore |  | 7 | each | 658.82 |  |  | Excess(+) | 1 | Full Conversion | INR | [40 empty] | #VALUE! | #VALUE! | #VALUE! | 13.35 | 15 mm nominal bore | 7 | each
13.36 | Providing and fixing C.P. brass stop cock (concealed) of standard design and of approved make conforming to IS:8931. | [53 empty] | 13.36 | Providing and fixing C.P. brass stop cock (concealed) of standard design and of approved make conforming to IS:8931.
13.37 | 15 mm nominal bore |  | 5 | each | 552.86 |  |  | Excess(+) | 1 | Full Conversion | INR | [40 empty] | #VALUE! | #VALUE! | #VALUE! | 13.37 | 15 mm nominal bore | 5 | each
13.38 | Providing and fixing C.P. brass angle valve for basin mixer and geyser points of approved quality conforming to IS:8931 | [53 empty] | 13.38 | Providing and fixing C.P. brass angle valve for basin mixer and geyser points of approved quality conforming to IS:8931
13.39 | 15 mm nominal bore |  | 15 | each | 473.57 |  |  | Excess(+) | 1 | Full Conversion | INR | [40 empty] | #VALUE! | #VALUE! | #VALUE! | 13.39 | 15 mm nominal bore | 15 | each
13.4 | Providing and fixing C.P. Brass extension nipple (size 15 mm x 50 mm) of approved make and quality as per direction of Engineer-in-charge. |  | 32 | each | 61.68 |  |  | Excess(+) | 1 | Full Conversion | INR | [40 empty] | #VALUE! | #VALUE! | #VALUE! | 13.4 | Providing and fixing C.P. Brass extension nipple (size 15 mm x 50 mm) of approved make and quality as per direction of Engineer-in-charge. | 32 | each
13.41 | Providing and fixing PTMT grating of approved quality and colour. | [53 empty] | 13.41 | Providing and fixing PTMT grating of approved quality and colour.
13.42 | Circular type | [53 empty] | 13.42 | Circular type
13.43 | 125 mm nominal dia with 25 mm waste hole |  | 13 | each | 42.76 |  |  | Excess(+) | 1 | Full Conversion | INR | [40 empty] | #VALUE! | #VALUE! | #VALUE! | 13.43 | 125 mm nominal dia with 25 mm waste hole | 13 | each
13.44 | Cutting holes up to 15x15 cm in R.C.C. floors and roofs for passing drain pipe etc. and repairing the hole after insertion of drain pipe etc. with cement concrete 1:2:4 (1 cement : 2 coarse sand : 4 graded stone aggregate 20 mm nominal size), including finishing complete so as to make it leak proof. |  | 10 | each | 372.72 |  |  | Excess(+) | 1 | Full Conversion | INR | [40 empty] | #VALUE! | #VALUE! | #VALUE! | 13.44 | Cutting holes up to 15x15 cm in R.C.C. floors and roofs for passing drain pipe etc. and repairing the hole after insertion of drain pipe etc. with cement concrete 1:2:4 (1 cement : 2 coarse sand : 4 graded stone aggregate 20 mm nominal size), including finishing complete so as to make it leak proof. | 10 | each
13.45 | Making chases up to 7.5x7.5 cm in walls including making good and finishing with matching surface after housing G.I. pipe etc. |  | 5 | metre | 167.31 |  |  | Excess(+) | 1 | Full Conversion | INR | [40 empty] | #VALUE! | #VALUE! | #VALUE! | 13.45 | Making chases up to 7.5x7.5 cm in walls including making good and finishing with matching surface after housing G.I. pipe etc. | 5 | metre
14 | DRAINAGE | [53 empty] | 14 | DRAINAGE
14.01 | Providing, laying and jointing glazed stoneware pipes class SP-1 with stiff mixture of cement mortar in the proportion of 1:1 (1 cement : 1 fine sand) including testing of joints etc. complete : | [53 empty] | 14.01 | Providing, laying and jointing glazed stoneware pipes class SP-1 with stiff mixture of cement mortar in the proportion of 1:1 (1 cement : 1 fine sand) including testing of joints etc. complete :
14.02 | 150 mm diameter |  | 5 | metre | 573.76 |  |  | Excess(+) | 1 | Full Conversion | INR | [40 empty] | #VALUE! | #VALUE! | #VALUE! | 14.02 | 150 mm diameter | 5 | metre
14.03 | Providing and laying cement concrete 1:5:10 (1 cement : 5 coarse sand : 10 graded stone aggregate 40 mm nominal size) all-round S.W. pipes including bed concrete as per standard design : | [53 empty] | 14.03 | Providing and laying cement concrete 1:5:10 (1 cement : 5 coarse sand : 10 graded stone aggregate 40 mm nominal size) all-round S.W. pipes including bed concrete as per standard design :
14.04 | 150 mm diameter S.W. pipe |  | 5 | metre | 972.91 |  |  | Excess(+) | 1 | Full Conversion | INR | [40 empty] | #VALUE! | #VALUE! | #VALUE! | 14.04 | 150 mm diameter S.W. pipe | 5 | metre
14.05 | Providing and fixing square-mouth S.W. gully trap class SP-1 complete with C.I. grating brick masonry chamber with water tight C.I. cover with frame of 300 x 300 mm size (inside) the weight of cover to be not less than 4.50 kg and frame to be not less than 2.70 kg as per standard design: | [53 empty] | 14.05 | Providing and fixing square-mouth S.W. gully trap class SP-1 complete with C.I. grating brick masonry chamber with water tight C.I. cover with frame of 300 x 300 mm size (inside) the weight of cover to be not less than 4.50 kg and frame to be not less than 2.70 kg as per standard design:
14.06 | 150 x 100 mm size P type | [53 empty] | 14.06 | 150 x 100 mm size P type
14.07 | With common burnt clay F.P.S. (non modular) bricks of class designation 7.5 |  | 2 | each | 2254.64 |  |  | Excess(+) | 1 | Full Conversion | INR | [40 empty] | #VALUE! | #VALUE! | #VALUE! | 14.07 | With common burnt clay F.P.S. (non modular) bricks of class designation 7.5 | 2 | each
14.08 | Dismantling of old S.W. pipes including breaking of joints and bed concrete stacking of useful materials near the site within 50 m lead and disposal of unserviceable materials into municipal dumps : | [53 empty] | 14.08 | Dismantling of old S.W. pipes including breaking of joints and bed concrete stacking of useful materials near the site within 50 m lead and disposal of unserviceable materials into municipal dumps :
14.09 | 100 mm diameter |  | 5 | metre | 73.39 |  |  | Excess(+) | 1 | Full Conversion | INR | [40 empty] | #VALUE! | #VALUE! | #VALUE! | 14.09 | 100 mm diameter | 5 | metre
14.1 | Constructing brick masonry manhole in cement mortar 1:4 ( 1 cement : 4 coarse sand ) with R.C.C. top slab with 1:1.5:3 mix (1 cement : 1.5 coarse sand (zone-III) : 3 graded stone aggregate 20 mm nominal size), foundation concrete 1:4:8 mix (1 cement : 4 coarse sand (zone-III) : 8 graded stone aggregate 40 mm nominal size), inside plastering 12 mm thick with cement mortar 1:3 (1 cement : 3 coarse sand) finished with floating coat of neat cement and making channels in cement concrete 1:2:4 (1 cement : 2 coarse sand : 4 graded stone aggregate 20 mm nominal size) finished with a floating coat of neat cement complete as per standard design : | [53 empty] | 14.1 | Constructing brick masonry manhole in cement mortar 1:4 ( 1 cement : 4 coarse sand ) with R.C.C. top slab with 1:1.5:3 mix (1 cement : 1.5 coarse sand (zone-III) : 3 graded stone aggregate 20 mm nominal size), foundation concrete 1:4:8 mix (1 cement : 4 coarse sand (zone-III) : 8 graded stone aggregate 40 mm nominal size), inside plastering 12 mm thick with cement mortar 1:3 (1 cement : 3 coarse sand) finished with floating coat of neat cement and making channels in cement concrete 1:2:4 (1 cement : 2 coarse sand : 4 graded stone aggregate 20 mm nominal size) finished with a floating coat of neat cement complete as per standard design :
14.11 | Inside size 90x80 cm and 45 cm deep including C.I. cover with frame (light duty) 455x610 mm internal dimensions, total weight of cover and frame to be not less than 38 kg (weight of cover 23 kg and weight of frame 15 kg) : | [53 empty] | 14.11 | Inside size 90x80 cm and 45 cm deep including C.I. cover with frame (light duty) 455x610 mm internal dimensions, total weight of cover and frame to be not less than 38 kg (weight of cover 23 kg and weight of frame 15 kg) :
14.12 | With common burnt clay F.P.S. (non modular) bricks of class designation 7.5 |  | 1 | each | 10530.68 |  |  | Excess(+) | 1 | Full Conversion | INR | [40 empty] | #VALUE! | #VALUE! | #VALUE! | 14.12 | With common burnt clay F.P.S. (non modular) bricks of class designation 7.5 | 1 | each
14.13 | Making connection of drain or sewer line with existing manhole including breaking into and making good the walls, floors with cement concrete 1:2:4 mix (1 cement : 2 coarse sand : 4 graded stone aggregate 20 mm nominal size) cement plastered on both sides with cement mortar 1:3 (1 cement : 3 coarse sand), finished with a floating coat of neat cement and making necessary channels for the drain etc. complete : | [53 empty] | 14.13 | Making connection of drain or sewer line with existing manhole including breaking into and making good the walls, floors with cement concrete 1:2:4 mix (1 cement : 2 coarse sand : 4 graded stone aggregate 20 mm nominal size) cement plastered on both sides with cement mortar 1:3 (1 cement : 3 coarse sand), finished with a floating coat of neat cement and making necessary channels for the drain etc. complete :
14.14 | For pipes 100 to 250 mm diameter |  | 1 | each | 668.3 |  |  | Excess(+) | 1 | Full Conversion | INR | [40 empty] | #VALUE! | #VALUE! | #VALUE! | 14.14 | For pipes 100 to 250 mm diameter | 1 | each
15 | ALUMINIUM WORK | [53 empty] | 15 | ALUMINIUM WORK
15.01 | Providing and fixing aluminium work for doors, windows, ventilators and partitions with extruded built up standard tubular sections/ appropriate Z sections and other sections of approved make conforming to IS: 733 and IS: 1285, fixing with dash fasteners of required dia and size, including necessary filling up the gaps at junctions, i.e. at top, bottom and sides with required EPDM rubber/ neoprene gasket etc. Aluminium sections shall be smooth, rust free, straight, mitred and jointed mechanically wherever required including cleat angle, Aluminium snap beading for glazing / panelling, C.P. brass / stainless steel screws, all complete as per architectural drawings and the directions of Engineer-in-charge. (Glazing, paneling and dash fasteners to be paid for separately) : | [53 empty] | 15.01 | Providing and fixing aluminium work for doors, windows, ventilators and partitions with extruded built up standard tubular sections/ appropriate Z sections and other sections of approved make conforming to IS: 733 and IS: 1285, fixing with dash fasteners of required dia and size, including necessary filling up the gaps at junctions, i.e. at top, bottom and sides with required EPDM rubber/ neoprene gasket etc. Aluminium sections shall be smooth, rust free, straight, mitred and jointed mechanically wherever required including cleat angle, Aluminium snap beading for glazing / panelling, C.P. brass / stainless steel screws, all complete as per architectural drawings and the directions of Engineer-in-charge. (Glazing, paneling and dash fasteners to be paid for separately) :
15.02 | For fixed portion | [53 empty] | 15.02 | For fixed portion
15.03 | Powder coated aluminium (minimum thickness of powder coating 50 micron) |  | 213 | kg | 437.78 |  |  | Excess(+) | 1 | Full Conversion | INR | [40 empty] | #VALUE! | #VALUE! | #VALUE! | 15.03 | Powder coated aluminium (minimum thickness of powder coating 50 micron) | 213 | kg
15.04 | For shutters of doors, windows & ventilators including providing and fixing hinges/ pivots and making provision for fixing of fittings wherever required including the cost of EPDM rubber / neoprene gasket required (Fittings shall be paid for separately) | [53 empty] | 15.04 | For shutters of doors, windows & ventilators including providing and fixing hinges/ pivots and making provision for fixing of fittings wherever required including the cost of EPDM rubber / neoprene gasket required (Fittings shall be paid for separately)
15.05 | Powder coated aluminium (minimum thickness of powder coating 50 micron) |  | 255 | kg | 523.17 |  |  | Excess(+) | 1 | Full Conversion | INR | [40 empty] | #VALUE! | #VALUE! | #VALUE! | 15.05 | Powder coated aluminium (minimum thickness of powder coating 50 micron) | 255 | kg
15.06 | Providing and fixing glazing in aluminium door, window, ventilator shutters and partitions etc. with EPDM rubber / neoprene gasket etc. complete as per the architectural drawings and the directions of engineer-in-charge . (Cost of aluminium snap beading shall be paid in basic item): | [53 empty] | 15.06 | Providing and fixing glazing in aluminium door, window, ventilator shutters and partitions etc. with EPDM rubber / neoprene gasket etc. complete as per the architectural drawings and the directions of engineer-in-charge . (Cost of aluminium snap beading shall be paid in basic item):
15.07 | With float glass panes of 5 mm thickness (weight not less than 12.50 kg/sqm) |  | 48 | sqm | 1241.24 |  |  | Excess(+) | 1 | Full Conversion | INR | [40 empty] | #VALUE! | #VALUE! | #VALUE! | 15.07 | With float glass panes of 5 mm thickness (weight not less than 12.50 kg/sqm) | 48 | sqm
15.08 | Providing and fixing anodised aluminium grill (anodised transparent or dyed to required shade according to IS: 1868 with minimum anodic coating of grade AC 15) of approved design/pattern, with approved standard section and fixed to the existing window frame with C.P. brass/ stainless steel screws @ 200 mm centre to centre, including cutting the grill to proper opening size for fixing and operation of handles and fixing approved anodised aluminium standard section around the opening, all complete as per requirement and direction of Engineer-in-charge. (Only weight of grill to be measured for payment). |  | 47 | kg | 526.39 |  |  | Excess(+) | 1 | Full Conversion | INR | [40 empty] | #VALUE! | #VALUE! | #VALUE! | 15.08 | Providing and fixing anodised aluminium grill (anodised transparent or dyed to required shade according to IS: 1868 with minimum anodic coating of grade AC 15) of approved design/pattern, with approved standard section and fixed to the existing window frame with C.P. brass/ stainless steel screws @ 200 mm centre to centre, including cutting the grill to proper opening size for fixing and operation of handles and fixing approved anodised aluminium standard section around the opening, all complete as per requirement and direction of Engineer-in-charge. (Only weight of grill to be measured for payment). | 47 | kg
16 | WATER PROOFING | [53 empty] | 16 | WATER PROOFING
16.01 | Providing and laying water proofing treatment to vertical and horizontal surfaces of depressed portions of W.C., kitchen and the like consisting of: (i) Ist course of applying cement slurry @ 4.4 kg/sqm mixed with water proofing compound conforming to IS : 2645 in recommended proportions including rounding off junction of vertical and horizontal surface. (ii) IInd course of 20 mm cement plaster 1:3 (1 cement : 3 coarse sand) mixed with water proofing compound in recommended proportion including rounding off junction of vertical and horizontal surface. (iii) IIIrd course of applying blown or residual bitumen applied hot at 1.7 kg. per sqm of area. (iv) IVth course of 400 micron thick PVC sheet. (Overlaps at joints of PVC sheet should be 100 mm wide and pasted to each other with bitumen @ 1.7 kg/sqm). |  | 104 | sqm | 634.62 |  |  | Excess(+) | 1 | Full Conversion | INR | [40 empty] | #VALUE! | #VALUE! | #VALUE! | 16.01 | Providing and laying water proofing treatment to vertical and horizontal surfaces of depressed portions of W.C., kitchen and the like consisting of: (i) Ist course of applying cement slurry @ 4.4 kg/sqm mixed with water proofing compound conforming to IS : 2645 in recommended proportions including rounding off junction of vertical and horizontal surface. (ii) IInd course of 20 mm cement plaster 1:3 (1 cement : 3 coarse sand) mixed with water proofing compound in recommended proportion including rounding off junction of vertical and horizontal surface. (iii) IIIrd course of applying blown or residual bitumen applied hot at 1.7 kg. per sqm of area. (iv) IVth course of 400 micron thick PVC sheet. (Overlaps at joints of PVC sheet should be 100 mm wide and pasted to each other with bitumen @ 1.7 kg/sqm). | 104 | sqm
17 | NEW TECHNOLOGIES AND MATERIALS | [53 empty] | 17 | NEW TECHNOLOGIES AND MATERIALS
17.01 | Providing, mixing and applying bonding coat of approved adhesive on chipped portion of RCC as per specifications and direction of Engineer- In-charge complete in all respect. | [53 empty] | 17.01 | Providing, mixing and applying bonding coat of approved adhesive on chipped portion of RCC as per specifications and direction of Engineer- In-charge complete in all respect.
17.02 | SBR Polymer (@10% of cement weight) modified cementitious bond coat @ 2.2 kg cement per sqm of surface area mixed with specified proportion of approved polymer |  | 20 | sqm | 116.43 |  |  | Excess(+) | 1 | Full Conversion | INR | [40 empty] | #VALUE! | #VALUE! | #VALUE! | 17.02 | SBR Polymer (@10% of cement weight) modified cementitious bond coat @ 2.2 kg cement per sqm of surface area mixed with specified proportion of approved polymer | 20 | sqm
17.03 | Providing, mixing and applying SBR polymer (of approved make) modified Cement mortar in proportion of 1:4 (1 cement: 4 graded coarse sand with polymer minimum 2% by wt. of cement used) as per specifications and directions of Engineer-in-charge. Note: Measurement and payment: The pre-measurement of thickness shall be done just after the surface preparation is completed and Payment under this item shall be made only after proper wet curing has been done and surface has been satisfactorily evaluated by sounding / tapping with a blunt metal instrument and/or the 75 mm size cube crushing strength at the end of 28 days to be not less than 30 N/Sqmm2). | [53 empty] | 17.03 | Providing, mixing and applying SBR polymer (of approved make) modified Cement mortar in proportion of 1:4 (1 cement: 4 graded coarse sand with polymer minimum 2% by wt. of cement used) as per specifications and directions of Engineer-in-charge. Note: Measurement and payment: The pre-measurement of thickness shall be done just after the surface preparation is completed and Payment under this item shall be made only after proper wet curing has been done and surface has been satisfactorily evaluated by sounding / tapping with a blunt metal instrument and/or the 75 mm size cube crushing strength at the end of 28 days to be not less than 30 N/Sqmm2).
17.04 | 25 mm average thickness in 2 layers. |  | 20 | sqm | 484.33 |  |  | Excess(+) | 1 | Full Conversion | INR | [40 empty] | #VALUE! | #VALUE! | #VALUE! | 17.04 | 25 mm average thickness in 2 layers. | 20 | sqm
18 | MINOR CIVIL MAINTENANCE ITEM | [53 empty] | 18 | MINOR CIVIL MAINTENANCE ITEM
18.01 | Providing and laying cement concrete of specified grade i/c the cost of centring and shuttering, All work upto plinth level. (1 cement :5 coarse sand : 10 graded brick aggregate 40 mm nominal size). |  | 6 | cUM | 4957.16 |  |  | Excess(+) | 1 | Full Conversion | INR | [40 empty] | #VALUE! | #VALUE! | #VALUE! | 18.01 | Providing and laying cement concrete of specified grade i/c the cost of centring and shuttering, All work upto plinth level. (1 cement :5 coarse sand : 10 graded brick aggregate 40 mm nominal size). | 6 | cUM
18.02 | Providing and fixing C.P brass swan neck pillar cock of L&K or equivalent make. |  | 8 | Each | 1732.5 |  |  | Excess(+) | 1 | Full Conversion | INR | [40 empty] | #VALUE! | #VALUE! | #VALUE! | 18.02 | Providing and fixing C.P brass swan neck pillar cock of L&K or equivalent make. | 8 | Each
18.03 | P/F C. P. brass shower rose with 15 mm or 20 inlet 75 mm dia fancy type. Cera Cat No 702010955. |  | 5 | Each | 1095.08 |  |  | Excess(+) | 1 | Full Conversion | INR | [40 empty] | #VALUE! | #VALUE! | #VALUE! | 18.03 | P/F C. P. brass shower rose with 15 mm or 20 inlet 75 mm dia fancy type. Cera Cat No 702010955. | 5 | Each
18.04 | Providing and fixing white vitreous china oval type wash basin of size 550 x 480 Cera make Cat no 2030125. |  | 6 | Each | 2702.23 |  |  | Excess(+) | 1 | Full Conversion | INR | [40 empty] | #VALUE! | #VALUE! | #VALUE! | 18.04 | Providing and fixing white vitreous china oval type wash basin of size 550 x 480 Cera make Cat no 2030125. | 6 | Each
18.05 | Providing and fixing C.P coat pin hanger of approved make with necessary srews gully etc. cera make cat no 5015108 |  | 10 | Each | 290.26 |  |  | Excess(+) | 1 | Full Conversion | INR | [40 empty] | #VALUE! | #VALUE! | #VALUE! | 18.05 | Providing and fixing C.P coat pin hanger of approved make with necessary srews gully etc. cera make cat no 5015108 | 10 | Each
18.06 | Providing and fixing C.P brass pipe 32 mm for bottle trap. |  | 6 | Each | 175.84 |  |  | Excess(+) | 1 | Full Conversion | INR | [40 empty] | #VALUE! | #VALUE! | #VALUE! | 18.06 | Providing and fixing C.P brass pipe 32 mm for bottle trap. | 6 | Each
18.07 | Providing and fixing c.p. connection for gyser 15x 450 mm with nut and washer. |  | 6 | Each | 185.13 |  |  | Excess(+) | 1 | Full Conversion | INR | [40 empty] | #VALUE! | #VALUE! | #VALUE! | 18.07 | Providing and fixing c.p. connection for gyser 15x 450 mm with nut and washer. | 6 | Each
18.08 | Providing and fixing looking mirror of 5.5 mm thick superior glass of approved quality complete with 12 mm thick of water type ply wood sheet ground 40 mm widex 12 mm thick 1st class teak wood beading frame of half round fixed to wooden cleats with C.P brass scerw and washer complete. teak wood beading finished with sprits polishing copmplete. |  | 36 | Sqm | 3789.89 |  |  | Excess(+) | 1 | Full Conversion | INR | [40 empty] | #VALUE! | #VALUE! | #VALUE! | 18.08 | Providing and fixing looking mirror of 5.5 mm thick superior glass of approved quality complete with 12 mm thick of water type ply wood sheet ground 40 mm widex 12 mm thick 1st class teak wood beading frame of half round fixed to wooden cleats with C.P brass scerw and washer complete. teak wood beading finished with sprits polishing copmplete. | 36 | Sqm
18.09 | P/F towel rod complete with teo c.p. brass brackets fixed to wooden cleats with c.p. brass scews of approved make size 600x20mm. |  | 5 | Each | 430.28 |  |  | Excess(+) | 1 | Full Conversion | INR | [40 empty] | #VALUE! | #VALUE! | #VALUE! | 18.09 | P/F towel rod complete with teo c.p. brass brackets fixed to wooden cleats with c.p. brass scews of approved make size 600x20mm. | 5 | Each
18.1 | Providing and fixing c.p. hand spray ( health faucet ) with push button control and fleexible hose connection with c.p. hook complete in all respects. ( Cera make ) Cat No 8030105 AB. |  | 2 | Each | 761.11 |  |  | Excess(+) | 1 | Full Conversion | INR | [40 empty] | #VALUE! | #VALUE! | #VALUE! | 18.1 | Providing and fixing c.p. hand spray ( health faucet ) with push button control and fleexible hose connection with c.p. hook complete in all respects. ( Cera make ) Cat No 8030105 AB. | 2 | Each
18.11 | Dismentling broken wash basin /kitchen sink with old worn out bracket and cleaning of waste water pipe up to trap. |  | 6 | Each | 37.11 |  |  | Excess(+) | 1 | Full Conversion | INR | [40 empty] | #VALUE! | #VALUE! | #VALUE! | 18.11 | Dismentling broken wash basin /kitchen sink with old worn out bracket and cleaning of waste water pipe up to trap. | 6 | Each
18.12 | Dismantling of C.I pipe with fittings and clamps i/c disposal of unserviceable material up to 50 mtr. lead and upto 150 mm dia. pipe. |  | 185 | Per Mtr. | 16.49 |  |  | Excess(+) | 1 | Full Conversion | INR | [40 empty] | #VALUE! | #VALUE! | #VALUE! | 18.12 | Dismantling of C.I pipe with fittings and clamps i/c disposal of unserviceable material up to 50 mtr. lead and upto 150 mm dia. pipe. | 185 | Per Mtr.
Total in Figures | [51 empty] | #VALUE! | #VALUE! | #VALUE!
Quoted Rate in Figures |  |  |  | Select | [47 empty] | 0 | 0 | #VALUE!
Quoted Rate in Words |  | #VALUE!
Note on K15: gepadmin: 1. If you choose "Full Conversion" then Column BA (AMOUNT) and Column BB (TAXES) BOTH values will be convert based on selected Currency in (Column L). 2. If you choose "Partial Conversion" then Column BA (AMOUNT) only will be converted based on selected currency (Column L) and Column BB (TAXES) value (INR) will be added to the converted values.
Note on K18: gepadmin: 1. If you choose "Full Conversion" then Column BA (AMOUNT) and Column BB (TAXES) BOTH values will be convert based on selected Currency in (Column L). 2. If you choose "Partial Conversion" then Column BA (AMOUNT) only will be converted based on selected currency (Column L) and Column BB (TAXES) value (INR) will be added to the converted values.
Note on K20: gepadmin: 1. If you choose "Full Conversion" then Column BA (AMOUNT) and Column BB (TAXES) BOTH values will be convert based on selected Currency in (Column L). 2. If you choose "Partial Conversion" then Column BA (AMOUNT) only will be converted based on selected currency (Column L) and Column BB (TAXES) value (INR) will be added to the converted values.
Note on K23: gepadmin: 1. If you choose "Full Conversion" then Column BA (AMOUNT) and Column BB (TAXES) BOTH values will be convert based on selected Currency in (Column L). 2. If you choose "Partial Conversion" then Column BA (AMOUNT) only will be converted based on selected currency (Column L) and Column BB (TAXES) value (INR) will be added to the converted values.
Note on K25: gepadmin: 1. If you choose "Full Conversion" then Column BA (AMOUNT) and Column BB (TAXES) BOTH values will be convert based on selected Currency in (Column L). 2. If you choose "Partial Conversion" then Column BA (AMOUNT) only will be converted based on selected currency (Column L) and Column BB (TAXES) value (INR) will be added to the converted values.
Note on K26: gepadmin: 1. If you choose "Full Conversion" then Column BA (AMOUNT) and Column BB (TAXES) BOTH values will be convert based on selected Currency in (Column L). 2. If you choose "Partial Conversion" then Column BA (AMOUNT) only will be converted based on selected currency (Column L) and Column BB (TAXES) value (INR) will be added to the converted values.
Note on K29: gepadmin: 1. If you choose "Full Conversion" then Column BA (AMOUNT) and Column BB (TAXES) BOTH values will be convert based on selected Currency in (Column L). 2. If you choose "Partial Conversion" then Column BA (AMOUNT) only will be converted based on selected currency (Column L) and Column BB (TAXES) value (INR) will be added to the converted values.
Note on K31: gepadmin: 1. If you choose "Full Conversion" then Column BA (AMOUNT) and Column BB (TAXES) BOTH values will be convert based on selected Currency in (Column L). 2. If you choose "Partial Conversion" then Column BA (AMOUNT) only will be converted based on selected currency (Column L) and Column BB (TAXES) value (INR) will be added to the converted values.
Note on K32: gepadmin: 1. If you choose "Full Conversion" then Column BA (AMOUNT) and Column BB (TAXES) BOTH values will be convert based on selected Currency in (Column L). 2. If you choose "Partial Conversion" then Column BA (AMOUNT) only will be converted based on selected currency (Column L) and Column BB (TAXES) value (INR) will be added to the converted values.
Note on K34: gepadmin: 1. If you choose "Full Conversion" then Column BA (AMOUNT) and Column BB (TAXES) BOTH values will be convert based on selected Currency in (Column L). 2. If you choose "Partial Conversion" then Column BA (AMOUNT) only will be converted based on selected currency (Column L) and Column BB (TAXES) value (INR) will be added to the converted values.
Note on K35: gepadmin: 1. If you choose "Full Conversion" then Column BA (AMOUNT) and Column BB (TAXES) BOTH values will be convert based on selected Currency in (Column L). 2. If you choose "Partial Conversion" then Column BA (AMOUNT) only will be converted based on selected currency (Column L) and Column BB (TAXES) value (INR) will be added to the converted values.
Note on K39: gepadmin: 1. If you choose "Full Conversion" then Column BA (AMOUNT) and Column BB (TAXES) BOTH values will be convert based on selected Currency in (Column L). 2. If you choose "Partial Conversion" then Column BA (AMOUNT) only will be converted based on selected currency (Column L) and Column BB (TAXES) value (INR) will be added to the converted values.
Note on K40: gepadmin: 1. If you choose "Full Conversion" then Column BA (AMOUNT) and Column BB (TAXES) BOTH values will be convert based on selected Currency in (Column L). 2. If you choose "Partial Conversion" then Column BA (AMOUNT) only will be converted based on selected currency (Column L) and Column BB (TAXES) value (INR) will be added to the converted values.
Note on K41: gepadmin: 1. If you choose "Full Conversion" then Column BA (AMOUNT) and Column BB (TAXES) BOTH values will be convert based on selected Currency in (Column L). 2. If you choose "Partial Conversion" then Column BA (AMOUNT) only will be converted based on selected currency (Column L) and Column BB (TAXES) value (INR) will be added to the converted values.
Note on K44: gepadmin: 1. If you choose "Full Conversion" then Column BA (AMOUNT) and Column BB (TAXES) BOTH values will be convert based on selected Currency in (Column L). 2. If you choose "Partial Conversion" then Column BA (AMOUNT) only will be converted based on selected currency (Column L) and Column BB (TAXES) value (INR) will be added to the converted values.
Note on K46: gepadmin: 1. If you choose "Full Conversion" then Column BA (AMOUNT) and Column BB (TAXES) BOTH values will be convert based on selected Currency in (Column L). 2. If you choose "Partial Conversion" then Column BA (AMOUNT) only will be converted based on selected currency (Column L) and Column BB (TAXES) value (INR) will be added to the converted values.
Note on K48: gepadmin: 1. If you choose "Full Conversion" then Column BA (AMOUNT) and Column BB (TAXES) BOTH values will be convert based on selected Currency in (Column L). 2. If you choose "Partial Conversion" then Column BA (AMOUNT) only will be converted based on selected currency (Column L) and Column BB (TAXES) value (INR) will be added to the converted values.
Note on K50: gepadmin: 1. If you choose "Full Conversion" then Column BA (AMOUNT) and Column BB (TAXES) BOTH values will be convert based on selected Currency in (Column L). 2. If you choose "Partial Conversion" then Column BA (AMOUNT) only will be converted based on selected currency (Column L) and Column BB (TAXES) value (INR) will be added to the converted values.
Note on K52: gepadmin: 1. If you choose "Full Conversion" then Column BA (AMOUNT) and Column BB (TAXES) BOTH values will be convert based on selected Currency in (Column L). 2. If you choose "Partial Conversion" then Column BA (AMOUNT) only will be converted based on selected currency (Column L) and Column BB (TAXES) value (INR) will be added to the converted values.
Note on K54: gepadmin: 1. If you choose "Full Conversion" then Column BA (AMOUNT) and Column BB (TAXES) BOTH values will be convert based on selected Currency in (Column L). 2. If you choose "Partial Conversion" then Column BA (AMOUNT) only will be converted based on selected currency (Column L) and Column BB (TAXES) value (INR) will be added to the converted values.
Note on K56: gepadmin: 1. If you choose "Full Conversion" then Column BA (AMOUNT) and Column BB (TAXES) BOTH values will be convert based on selected Currency in (Column L). 2. If you choose "Partial Conversion" then Column BA (AMOUNT) only will be converted based on selected currency (Column L) and Column BB (TAXES) value (INR) will be added to the converted values.
Note on K59: gepadmin: 1. If you choose "Full Conversion" then Column BA (AMOUNT) and Column BB (TAXES) BOTH values will be convert based on selected Currency in (Column L). 2. If you choose "Partial Conversion" then Column BA (AMOUNT) only will be converted based on selected currency (Column L) and Column BB (TAXES) value (INR) will be added to the converted values.
Note on K61: gepadmin: 1. If you choose "Full Conversion" then Column BA (AMOUNT) and Column BB (TAXES) BOTH values will be convert based on selected Currency in (Column L). 2. If you choose "Partial Conversion" then Column BA (AMOUNT) only will be converted based on selected currency (Column L) and Column BB (TAXES) value (INR) will be added to the converted values.
Note on K63: gepadmin: 1. If you choose "Full Conversion" then Column BA (AMOUNT) and Column BB (TAXES) BOTH values will be convert based on selected Currency in (Column L). 2. If you choose "Partial Conversion" then Column BA (AMOUNT) only will be converted based on selected currency (Column L) and Column BB (TAXES) value (INR) will be added to the converted values.
Note on K66: gepadmin: 1. If you choose "Full Conversion" then Column BA (AMOUNT) and Column BB (TAXES) BOTH values will be convert based on selected Currency in (Column L). 2. If you choose "Partial Conversion" then Column BA (AMOUNT) only will be converted based on selected currency (Column L) and Column BB (TAXES) value (INR) will be added to the converted values.
Note on K68: gepadmin: 1. If you choose "Full Conversion" then Column BA (AMOUNT) and Column BB (TAXES) BOTH values will be convert based on selected Currency in (Column L). 2. If you choose "Partial Conversion" then Column BA (AMOUNT) only will be converted based on selected currency (Column L) and Column BB (TAXES) value (INR) will be added to the converted values.
Note on K69: gepadmin: 1. If you choose "Full Conversion" then Column BA (AMOUNT) and Column BB (TAXES) BOTH values will be convert based on selected Currency in (Column L). 2. If you choose "Partial Conversion" then Column BA (AMOUNT) only will be converted based on selected currency (Column L) and Column BB (TAXES) value (INR) will be added to the converted values.
Note on K71: gepadmin: 1. If you choose "Full Conversion" then Column BA (AMOUNT) and Column BB (TAXES) BOTH values will be convert based on selected Currency in (Column L). 2. If you choose "Partial Conversion" then Column BA (AMOUNT) only will be converted based on selected currency (Column L) and Column BB (TAXES) value (INR) will be added to the converted values.
Note on K72: gepadmin: 1. If you choose "Full Conversion" then Column BA (AMOUNT) and Column BB (TAXES) BOTH values will be convert based on selected Currency in (Column L). 2. If you choose "Partial Conversion" then Column BA (AMOUNT) only will be converted based on selected currency (Column L) and Column BB (TAXES) value (INR) will be added to the converted values.
Note on K74: gepadmin: 1. If you choose "Full Conversion" then Column BA (AMOUNT) and Column BB (TAXES) BOTH values will be convert based on selected Currency in (Column L). 2. If you choose "Partial Conversion" then Column BA (AMOUNT) only will be converted based on selected currency (Column L) and Column BB (TAXES) value (INR) will be added to the converted values.
Note on K76: gepadmin: 1. If you choose "Full Conversion" then Column BA (AMOUNT) and Column BB (TAXES) BOTH values will be convert based on selected Currency in (Column L). 2. If you choose "Partial Conversion" then Column BA (AMOUNT) only will be converted based on selected currency (Column L) and Column BB (TAXES) value (INR) will be added to the converted values.
Note on K78: gepadmin: 1. If you choose "Full Conversion" then Column BA (AMOUNT) and Column BB (TAXES) BOTH values will be convert based on selected Currency in (Column L). 2. If you choose "Partial Conversion" then Column BA (AMOUNT) only will be converted based on selected currency (Column L) and Column BB (TAXES) value (INR) will be added to the converted values.
Note on K80: gepadmin: 1. If you choose "Full Conversion" then Column BA (AMOUNT) and Column BB (TAXES) BOTH values will be convert based on selected Currency in (Column L). 2. If you choose "Partial Conversion" then Column BA (AMOUNT) only will be converted based on selected currency (Column L) and Column BB (TAXES) value (INR) will be added to the converted values.
Note on K81: gepadmin: 1. If you choose "Full Conversion" then Column BA (AMOUNT) and Column BB (TAXES) BOTH values will be convert based on selected Currency in (Column L). 2. If you choose "Partial Conversion" then Column BA (AMOUNT) only will be converted based on selected currency (Column L) and Column BB (TAXES) value (INR) will be added to the converted values.
Note on K83: gepadmin: 1. If you choose "Full Conversion" then Column BA (AMOUNT) and Column BB (TAXES) BOTH values will be convert based on selected Currency in (Column L). 2. If you choose "Partial Conversion" then Column BA (AMOUNT) only will be converted based on selected currency (Column L) and Column BB (TAXES) value (INR) will be added to the converted values.
Note on K85: gepadmin: 1. If you choose "Full Conversion" then Column BA (AMOUNT) and Column BB (TAXES) BOTH values will be convert based on selected Currency in (Column L). 2. If you choose "Partial Conversion" then Column BA (AMOUNT) only will be converted based on selected currency (Column L) and Column BB (TAXES) value (INR) will be added to the converted values.
Note on K86: gepadmin: 1. If you choose "Full Conversion" then Column BA (AMOUNT) and Column BB (TAXES) BOTH values will be convert based on selected Currency in (Column L). 2. If you choose "Partial Conversion" then Column BA (AMOUNT) only will be converted based on selected currency (Column L) and Column BB (TAXES) value (INR) will be added to the converted values.
Note on K87: gepadmin: 1. If you choose "Full Conversion" then Column BA (AMOUNT) and Column BB (TAXES) BOTH values will be convert based on selected Currency in (Column L). 2. If you choose "Partial Conversion" then Column BA (AMOUNT) only will be converted based on selected currency (Column L) and Column BB (TAXES) value (INR) will be added to the converted values.
Note on K88: gepadmin: 1. If you choose "Full Conversion" then Column BA (AMOUNT) and Column BB (TAXES) BOTH values will be convert based on selected Currency in (Column L). 2. If you choose "Partial Conversion" then Column BA (AMOUNT) only will be converted based on selected currency (Column L) and Column BB (TAXES) value (INR) will be added to the converted values.
Note on K90: gepadmin: 1. If you choose "Full Conversion" then Column BA (AMOUNT) and Column BB (TAXES) BOTH values will be convert based on selected Currency in (Column L). 2. If you choose "Partial Conversion" then Column BA (AMOUNT) only will be converted based on selected currency (Column L) and Column BB (TAXES) value (INR) will be added to the converted values.
Note on K92: gepadmin: 1. If you choose "Full Conversion" then Column BA (AMOUNT) and Column BB (TAXES) BOTH values will be convert based on selected Currency in (Column L). 2. If you choose "Partial Conversion" then Column BA (AMOUNT) only will be converted based on selected currency (Column L) and Column BB (TAXES) value (INR) will be added to the converted values.
Note on K93: gepadmin: 1. If you choose "Full Conversion" then Column BA (AMOUNT) and Column BB (TAXES) BOTH values will be convert based on selected Currency in (Column L). 2. If you choose "Partial Conversion" then Column BA (AMOUNT) only will be converted based on selected currency (Column L) and Column BB (TAXES) value (INR) will be added to the converted values.
Note on K95: gepadmin: 1. If you choose "Full Conversion" then Column BA (AMOUNT) and Column BB (TAXES) BOTH values will be convert based on selected Currency in (Column L). 2. If you choose "Partial Conversion" then Column BA (AMOUNT) only will be converted based on selected currency (Column L) and Column BB (TAXES) value (INR) will be added to the converted values.
Note on K97: gepadmin: 1. If you choose "Full Conversion" then Column BA (AMOUNT) and Column BB (TAXES) BOTH values will be convert based on selected Currency in (Column L). 2. If you choose "Partial Conversion" then Column BA (AMOUNT) only will be converted based on selected currency (Column L) and Column BB (TAXES) value (INR) will be added to the converted values.
Note on K99: gepadmin: 1. If you choose "Full Conversion" then Column BA (AMOUNT) and Column BB (TAXES) BOTH values will be convert based on selected Currency in (Column L). 2. If you choose "Partial Conversion" then Column BA (AMOUNT) only will be converted based on selected currency (Column L) and Column BB (TAXES) value (INR) will be added to the converted values.
Note on K100: gepadmin: 1. If you choose "Full Conversion" then Column BA (AMOUNT) and Column BB (TAXES) BOTH values will be convert based on selected Currency in (Column L). 2. If you choose "Partial Conversion" then Column BA (AMOUNT) only will be converted based on selected currency (Column L) and Column BB (TAXES) value (INR) will be added to the converted values.
Note on K101: gepadmin: 1. If you choose "Full Conversion" then Column BA (AMOUNT) and Column BB (TAXES) BOTH values will be convert based on selected Currency in (Column L). 2. If you choose "Partial Conversion" then Column BA (AMOUNT) only will be converted based on selected currency (Column L) and Column BB (TAXES) value (INR) will be added to the converted values.
Note on K102: gepadmin: 1. If you choose "Full Conversion" then Column BA (AMOUNT) and Column BB (TAXES) BOTH values will be convert based on selected Currency in (Column L). 2. If you choose "Partial Conversion" then Column BA (AMOUNT) only will be converted based on selected currency (Column L) and Column BB (TAXES) value (INR) will be added to the converted values.
Note on K105: gepadmin: 1. If you choose "Full Conversion" then Column BA (AMOUNT) and Column BB (TAXES) BOTH values will be convert based on selected Currency in (Column L). 2. If you choose "Partial Conversion" then Column BA (AMOUNT) only will be converted based on selected currency (Column L) and Column BB (TAXES) value (INR) will be added to the converted values.
Note on K107: gepadmin: 1. If you choose "Full Conversion" then Column BA (AMOUNT) and Column BB (TAXES) BOTH values will be convert based on selected Currency in (Column L). 2. If you choose "Partial Conversion" then Column BA (AMOUNT) only will be converted based on selected currency (Column L) and Column BB (TAXES) value (INR) will be added to the converted values.
Note on K108: gepadmin: 1. If you choose "Full Conversion" then Column BA (AMOUNT) and Column BB (TAXES) BOTH values will be convert based on selected Currency in (Column L). 2. If you choose "Partial Conversion" then Column BA (AMOUNT) only will be converted based on selected currency (Column L) and Column BB (TAXES) value (INR) will be added to the converted values.
Note on K110: gepadmin: 1. If you choose "Full Conversion" then Column BA (AMOUNT) and Column BB (TAXES) BOTH values will be convert based on selected Currency in (Column L). 2. If you choose "Partial Conversion" then Column BA (AMOUNT) only will be converted based on selected currency (Column L) and Column BB (TAXES) value (INR) will be added to the converted values.
Note on K111: gepadmin: 1. If you choose "Full Conversion" then Column BA (AMOUNT) and Column BB (TAXES) BOTH values will be convert based on selected Currency in (Column L). 2. If you choose "Partial Conversion" then Column BA (AMOUNT) only will be converted based on selected currency (Column L) and Column BB (TAXES) value (INR) will be added to the converted values.
Note on K112: gepadmin: 1. If you choose "Full Conversion" then Column BA (AMOUNT) and Column BB (TAXES) BOTH values will be convert based on selected Currency in (Column L). 2. If you choose "Partial Conversion" then Column BA (AMOUNT) only will be converted based on selected currency (Column L) and Column BB (TAXES) value (INR) will be added to the converted values.
Note on K115: gepadmin: 1. If you choose "Full Conversion" then Column BA (AMOUNT) and Column BB (TAXES) BOTH values will be convert based on selected Currency in (Column L). 2. If you choose "Partial Conversion" then Column BA (AMOUNT) only will be converted based on selected currency (Column L) and Column BB (TAXES) value (INR) will be added to the converted values.
Note on K117: gepadmin: 1. If you choose "Full Conversion" then Column BA (AMOUNT) and Column BB (TAXES) BOTH values will be convert based on selected Currency in (Column L). 2. If you choose "Partial Conversion" then Column BA (AMOUNT) only will be converted based on selected currency (Column L) and Column BB (TAXES) value (INR) will be added to the converted values.
Note on K119: gepadmin: 1. If you choose "Full Conversion" then Column BA (AMOUNT) and Column BB (TAXES) BOTH values will be convert based on selected Currency in (Column L). 2. If you choose "Partial Conversion" then Column BA (AMOUNT) only will be converted based on selected currency (Column L) and Column BB (TAXES) value (INR) will be added to the converted values.
Note on K122: gepadmin: 1. If you choose "Full Conversion" then Column BA (AMOUNT) and Column BB (TAXES) BOTH values will be convert based on selected Currency in (Column L). 2. If you choose "Partial Conversion" then Column BA (AMOUNT) only will be converted based on selected currency (Column L) and Column BB (TAXES) value (INR) will be added to the converted values.
Note on K125: gepadmin: 1. If you choose "Full Conversion" then Column BA (AMOUNT) and Column BB (TAXES) BOTH values will be convert based on selected Currency in (Column L). 2. If you choose "Partial Conversion" then Column BA (AMOUNT) only will be converted based on selected currency (Column L) and Column BB (TAXES) value (INR) will be added to the converted values.
Note on K128: gepadmin: 1. If you choose "Full Conversion" then Column BA (AMOUNT) and Column BB (TAXES) BOTH values will be convert based on selected Currency in (Column L). 2. If you choose "Partial Conversion" then Column BA (AMOUNT) only will be converted based on selected currency (Column L) and Column BB (TAXES) value (INR) will be added to the converted values.
Note on K131: gepadmin: 1. If you choose "Full Conversion" then Column BA (AMOUNT) and Column BB (TAXES) BOTH values will be convert based on selected Currency in (Column L). 2. If you choose "Partial Conversion" then Column BA (AMOUNT) only will be converted based on selected currency (Column L) and Column BB (TAXES) value (INR) will be added to the converted values.
Note on K134: gepadmin: 1. If you choose "Full Conversion" then Column BA (AMOUNT) and Column BB (TAXES) BOTH values will be convert based on selected Currency in (Column L). 2. If you choose "Partial Conversion" then Column BA (AMOUNT) only will be converted based on selected currency (Column L) and Column BB (TAXES) value (INR) will be added to the converted values.
Note on K137: gepadmin: 1. If you choose "Full Conversion" then Column BA (AMOUNT) and Column BB (TAXES) BOTH values will be convert based on selected Currency in (Column L). 2. If you choose "Partial Conversion" then Column BA (AMOUNT) only will be converted based on selected currency (Column L) and Column BB (TAXES) value (INR) will be added to the converted values.
Note on K140: gepadmin: 1. If you choose "Full Conversion" then Column BA (AMOUNT) and Column BB (TAXES) BOTH values will be convert based on selected Currency in (Column L). 2. If you choose "Partial Conversion" then Column BA (AMOUNT) only will be converted based on selected currency (Column L) and Column BB (TAXES) value (INR) will be added to the converted values.
Note on K142: gepadmin: 1. If you choose "Full Conversion" then Column BA (AMOUNT) and Column BB (TAXES) BOTH values will be convert based on selected Currency in (Column L). 2. If you choose "Partial Conversion" then Column BA (AMOUNT) only will be converted based on selected currency (Column L) and Column BB (TAXES) value (INR) will be added to the converted values.
Note on K144: gepadmin: 1. If you choose "Full Conversion" then Column BA (AMOUNT) and Column BB (TAXES) BOTH values will be convert based on selected Currency in (Column L). 2. If you choose "Partial Conversion" then Column BA (AMOUNT) only will be converted based on selected currency (Column L) and Column BB (TAXES) value (INR) will be added to the converted values.
Note on K145: gepadmin: 1. If you choose "Full Conversion" then Column BA (AMOUNT) and Column BB (TAXES) BOTH values will be convert based on selected Currency in (Column L). 2. If you choose "Partial Conversion" then Column BA (AMOUNT) only will be converted based on selected currency (Column L) and Column BB (TAXES) value (INR) will be added to the converted values.
Note on K148: gepadmin: 1. If you choose "Full Conversion" then Column BA (AMOUNT) and Column BB (TAXES) BOTH values will be convert based on selected Currency in (Column L). 2. If you choose "Partial Conversion" then Column BA (AMOUNT) only will be converted based on selected currency (Column L) and Column BB (TAXES) value (INR) will be added to the converted values.
Note on K150: gepadmin: 1. If you choose "Full Conversion" then Column BA (AMOUNT) and Column BB (TAXES) BOTH values will be convert based on selected Currency in (Column L). 2. If you choose "Partial Conversion" then Column BA (AMOUNT) only will be converted based on selected currency (Column L) and Column BB (TAXES) value (INR) will be added to the converted values.
Note on K153: gepadmin: 1. If you choose "Full Conversion" then Column BA (AMOUNT) and Column BB (TAXES) BOTH values will be convert based on selected Currency in (Column L). 2. If you choose "Partial Conversion" then Column BA (AMOUNT) only will be converted based on selected currency (Column L) and Column BB (TAXES) value (INR) will be added to the converted values.
Note on K154: gepadmin: 1. If you choose "Full Conversion" then Column BA (AMOUNT) and Column BB (TAXES) BOTH values will be convert based on selected Currency in (Column L). 2. If you choose "Partial Conversion" then Column BA (AMOUNT) only will be converted based on selected currency (Column L) and Column BB (TAXES) value (INR) will be added to the converted values.
Note on K155: gepadmin: 1. If you choose "Full Conversion" then Column BA (AMOUNT) and Column BB (TAXES) BOTH values will be convert based on selected Currency in (Column L). 2. If you choose "Partial Conversion" then Column BA (AMOUNT) only will be converted based on selected currency (Column L) and Column BB (TAXES) value (INR) will be added to the converted values.
Note on K156: gepadmin: 1. If you choose "Full Conversion" then Column BA (AMOUNT) and Column BB (TAXES) BOTH values will be convert based on selected Currency in (Column L). 2. If you choose "Partial Conversion" then Column BA (AMOUNT) only will be converted based on selected currency (Column L) and Column BB (TAXES) value (INR) will be added to the converted values.
Note on K157: gepadmin: 1. If you choose "Full Conversion" then Column BA (AMOUNT) and Column BB (TAXES) BOTH values will be convert based on selected Currency in (Column L). 2. If you choose "Partial Conversion" then Column BA (AMOUNT) only will be converted based on selected currency (Column L) and Column BB (TAXES) value (INR) will be added to the converted values.
Note on K159: gepadmin: 1. If you choose "Full Conversion" then Column BA (AMOUNT) and Column BB (TAXES) BOTH values will be convert based on selected Currency in (Column L). 2. If you choose "Partial Conversion" then Column BA (AMOUNT) only will be converted based on selected currency (Column L) and Column BB (TAXES) value (INR) will be added to the converted values.
Note on K160: gepadmin: 1. If you choose "Full Conversion" then Column BA (AMOUNT) and Column BB (TAXES) BOTH values will be convert based on selected Currency in (Column L). 2. If you choose "Partial Conversion" then Column BA (AMOUNT) only will be converted based on selected currency (Column L) and Column BB (TAXES) value (INR) will be added to the converted values.
Note on K162: gepadmin: 1. If you choose "Full Conversion" then Column BA (AMOUNT) and Column BB (TAXES) BOTH values will be convert based on selected Currency in (Column L). 2. If you choose "Partial Conversion" then Column BA (AMOUNT) only will be converted based on selected currency (Column L) and Column BB (TAXES) value (INR) will be added to the converted values.
Note on K163: gepadmin: 1. If you choose "Full Conversion" then Column BA (AMOUNT) and Column BB (TAXES) BOTH values will be convert based on selected Currency in (Column L). 2. If you choose "Partial Conversion" then Column BA (AMOUNT) only will be converted based on selected currency (Column L) and Column BB (TAXES) value (INR) will be added to the converted values.
Note on K164: gepadmin: 1. If you choose "Full Conversion" then Column BA (AMOUNT) and Column BB (TAXES) BOTH values will be convert based on selected Currency in (Column L). 2. If you choose "Partial Conversion" then Column BA (AMOUNT) only will be converted based on selected currency (Column L) and Column BB (TAXES) value (INR) will be added to the converted values.
Note on K166: gepadmin: 1. If you choose "Full Conversion" then Column BA (AMOUNT) and Column BB (TAXES) BOTH values will be convert based on selected Currency in (Column L). 2. If you choose "Partial Conversion" then Column BA (AMOUNT) only will be converted based on selected currency (Column L) and Column BB (TAXES) value (INR) will be added to the converted values.
Note on K168: gepadmin: 1. If you choose "Full Conversion" then Column BA (AMOUNT) and Column BB (TAXES) BOTH values will be convert based on selected Currency in (Column L). 2. If you choose "Partial Conversion" then Column BA (AMOUNT) only will be converted based on selected currency (Column L) and Column BB (TAXES) value (INR) will be added to the converted values.
Note on K169: gepadmin: 1. If you choose "Full Conversion" then Column BA (AMOUNT) and Column BB (TAXES) BOTH values will be convert based on selected Currency in (Column L). 2. If you choose "Partial Conversion" then Column BA (AMOUNT) only will be converted based on selected currency (Column L) and Column BB (TAXES) value (INR) will be added to the converted values.
Note on K170: gepadmin: 1. If you choose "Full Conversion" then Column BA (AMOUNT) and Column BB (TAXES) BOTH values will be convert based on selected Currency in (Column L). 2. If you choose "Partial Conversion" then Column BA (AMOUNT) only will be converted based on selected currency (Column L) and Column BB (TAXES) value (INR) will be added to the converted values.
Note on K171: gepadmin: 1. If you choose "Full Conversion" then Column BA (AMOUNT) and Column BB (TAXES) BOTH values will be convert based on selected Currency in (Column L). 2. If you choose "Partial Conversion" then Column BA (AMOUNT) only will be converted based on selected currency (Column L) and Column BB (TAXES) value (INR) will be added to the converted values.
Note on K174: gepadmin: 1. If you choose "Full Conversion" then Column BA (AMOUNT) and Column BB (TAXES) BOTH values will be convert based on selected Currency in (Column L). 2. If you choose "Partial Conversion" then Column BA (AMOUNT) only will be converted based on selected currency (Column L) and Column BB (TAXES) value (INR) will be added to the converted values.
Note on K176: gepadmin: 1. If you choose "Full Conversion" then Column BA (AMOUNT) and Column BB (TAXES) BOTH values will be convert based on selected Currency in (Column L). 2. If you choose "Partial Conversion" then Column BA (AMOUNT) only will be converted based on selected currency (Column L) and Column BB (TAXES) value (INR) will be added to the converted values.
Note on K178: gepadmin: 1. If you choose "Full Conversion" then Column BA (AMOUNT) and Column BB (TAXES) BOTH values will be convert based on selected Currency in (Column L). 2. If you choose "Partial Conversion" then Column BA (AMOUNT) only will be converted based on selected currency (Column L) and Column BB (TAXES) value (INR) will be added to the converted values.
Note on K179: gepadmin: 1. If you choose "Full Conversion" then Column BA (AMOUNT) and Column BB (TAXES) BOTH values will be convert based on selected Currency in (Column L). 2. If you choose "Partial Conversion" then Column BA (AMOUNT) only will be converted based on selected currency (Column L) and Column BB (TAXES) value (INR) will be added to the converted values.
Note on K180: gepadmin: 1. If you choose "Full Conversion" then Column BA (AMOUNT) and Column BB (TAXES) BOTH values will be convert based on selected Currency in (Column L). 2. If you choose "Partial Conversion" then Column BA (AMOUNT) only will be converted based on selected currency (Column L) and Column BB (TAXES) value (INR) will be added to the converted values.
Note on K181: gepadmin: 1. If you choose "Full Conversion" then Column BA (AMOUNT) and Column BB (TAXES) BOTH values will be convert based on selected Currency in (Column L). 2. If you choose "Partial Conversion" then Column BA (AMOUNT) only will be converted based on selected currency (Column L) and Column BB (TAXES) value (INR) will be added to the converted values.
Note on K182: gepadmin: 1. If you choose "Full Conversion" then Column BA (AMOUNT) and Column BB (TAXES) BOTH values will be convert based on selected Currency in (Column L). 2. If you choose "Partial Conversion" then Column BA (AMOUNT) only will be converted based on selected currency (Column L) and Column BB (TAXES) value (INR) will be added to the converted values.
Note on K184: gepadmin: 1. If you choose "Full Conversion" then Column BA (AMOUNT) and Column BB (TAXES) BOTH values will be convert based on selected Currency in (Column L). 2. If you choose "Partial Conversion" then Column BA (AMOUNT) only will be converted based on selected currency (Column L) and Column BB (TAXES) value (INR) will be added to the converted values.
Note on K186: gepadmin: 1. If you choose "Full Conversion" then Column BA (AMOUNT) and Column BB (TAXES) BOTH values will be convert based on selected Currency in (Column L). 2. If you choose "Partial Conversion" then Column BA (AMOUNT) only will be converted based on selected currency (Column L) and Column BB (TAXES) value (INR) will be added to the converted values.
Note on K188: gepadmin: 1. If you choose "Full Conversion" then Column BA (AMOUNT) and Column BB (TAXES) BOTH values will be convert based on selected Currency in (Column L). 2. If you choose "Partial Conversion" then Column BA (AMOUNT) only will be converted based on selected currency (Column L) and Column BB (TAXES) value (INR) will be added to the converted values.
Note on K190: gepadmin: 1. If you choose "Full Conversion" then Column BA (AMOUNT) and Column BB (TAXES) BOTH values will be convert based on selected Currency in (Column L). 2. If you choose "Partial Conversion" then Column BA (AMOUNT) only will be converted based on selected currency (Column L) and Column BB (TAXES) value (INR) will be added to the converted values.
Note on K191: gepadmin: 1. If you choose "Full Conversion" then Column BA (AMOUNT) and Column BB (TAXES) BOTH values will be convert based on selected Currency in (Column L). 2. If you choose "Partial Conversion" then Column BA (AMOUNT) only will be converted based on selected currency (Column L) and Column BB (TAXES) value (INR) will be added to the converted values.
Note on K194: gepadmin: 1. If you choose "Full Conversion" then Column BA (AMOUNT) and Column BB (TAXES) BOTH values will be convert based on selected Currency in (Column L). 2. If you choose "Partial Conversion" then Column BA (AMOUNT) only will be converted based on selected currency (Column L) and Column BB (TAXES) value (INR) will be added to the converted values.
Note on K195: gepadmin: 1. If you choose "Full Conversion" then Column BA (AMOUNT) and Column BB (TAXES) BOTH values will be convert based on selected Currency in (Column L). 2. If you choose "Partial Conversion" then Column BA (AMOUNT) only will be converted based on selected currency (Column L) and Column BB (TAXES) value (INR) will be added to the converted values.
Note on K196: gepadmin: 1. If you choose "Full Conversion" then Column BA (AMOUNT) and Column BB (TAXES) BOTH values will be convert based on selected Currency in (Column L). 2. If you choose "Partial Conversion" then Column BA (AMOUNT) only will be converted based on selected currency (Column L) and Column BB (TAXES) value (INR) will be added to the converted values.
Note on K199: gepadmin: 1. If you choose "Full Conversion" then Column BA (AMOUNT) and Column BB (TAXES) BOTH values will be convert based on selected Currency in (Column L). 2. If you choose "Partial Conversion" then Column BA (AMOUNT) only will be converted based on selected currency (Column L) and Column BB (TAXES) value (INR) will be added to the converted values.
Note on K201: gepadmin: 1. If you choose "Full Conversion" then Column BA (AMOUNT) and Column BB (TAXES) BOTH values will be convert based on selected Currency in (Column L). 2. If you choose "Partial Conversion" then Column BA (AMOUNT) only will be converted based on selected currency (Column L) and Column BB (TAXES) value (INR) will be added to the converted values.
Note on K204: gepadmin: 1. If you choose "Full Conversion" then Column BA (AMOUNT) and Column BB (TAXES) BOTH values will be convert based on selected Currency in (Column L). 2. If you choose "Partial Conversion" then Column BA (AMOUNT) only will be converted based on selected currency (Column L) and Column BB (TAXES) value (INR) will be added to the converted values.
Note on K206: gepadmin: 1. If you choose "Full Conversion" then Column BA (AMOUNT) and Column BB (TAXES) BOTH values will be convert based on selected Currency in (Column L). 2. If you choose "Partial Conversion" then Column BA (AMOUNT) only will be converted based on selected currency (Column L) and Column BB (TAXES) value (INR) will be added to the converted values.
Note on K209: gepadmin: 1. If you choose "Full Conversion" then Column BA (AMOUNT) and Column BB (TAXES) BOTH values will be convert based on selected Currency in (Column L). 2. If you choose "Partial Conversion" then Column BA (AMOUNT) only will be converted based on selected currency (Column L) and Column BB (TAXES) value (INR) will be added to the converted values.
Note on K211: gepadmin: 1. If you choose "Full Conversion" then Column BA (AMOUNT) and Column BB (TAXES) BOTH values will be convert based on selected Currency in (Column L). 2. If you choose "Partial Conversion" then Column BA (AMOUNT) only will be converted based on selected currency (Column L) and Column BB (TAXES) value (INR) will be added to the converted values.
Note on K215: gepadmin: 1. If you choose "Full Conversion" then Column BA (AMOUNT) and Column BB (TAXES) BOTH values will be convert based on selected Currency in (Column L). 2. If you choose "Partial Conversion" then Column BA (AMOUNT) only will be converted based on selected currency (Column L) and Column BB (TAXES) value (INR) will be added to the converted values.
Note on K217: gepadmin: 1. If you choose "Full Conversion" then Column BA (AMOUNT) and Column BB (TAXES) BOTH values will be convert based on selected Currency in (Column L). 2. If you choose "Partial Conversion" then Column BA (AMOUNT) only will be converted based on selected currency (Column L) and Column BB (TAXES) value (INR) will be added to the converted values.
Note on K219: gepadmin: 1. If you choose "Full Conversion" then Column BA (AMOUNT) and Column BB (TAXES) BOTH values will be convert based on selected Currency in (Column L). 2. If you choose "Partial Conversion" then Column BA (AMOUNT) only will be converted based on selected currency (Column L) and Column BB (TAXES) value (INR) will be added to the converted values.
Note on K220: gepadmin: 1. If you choose "Full Conversion" then Column BA (AMOUNT) and Column BB (TAXES) BOTH values will be convert based on selected Currency in (Column L). 2. If you choose "Partial Conversion" then Column BA (AMOUNT) only will be converted based on selected currency (Column L) and Column BB (TAXES) value (INR) will be added to the converted values.
Note on K222: gepadmin: 1. If you choose "Full Conversion" then Column BA (AMOUNT) and Column BB (TAXES) BOTH values will be convert based on selected Currency in (Column L). 2. If you choose "Partial Conversion" then Column BA (AMOUNT) only will be converted based on selected currency (Column L) and Column BB (TAXES) value (INR) will be added to the converted values.
Note on K225: gepadmin: 1. If you choose "Full Conversion" then Column BA (AMOUNT) and Column BB (TAXES) BOTH values will be convert based on selected Currency in (Column L). 2. If you choose "Partial Conversion" then Column BA (AMOUNT) only will be converted based on selected currency (Column L) and Column BB (TAXES) value (INR) will be added to the converted values.
Note on K227: gepadmin: 1. If you choose "Full Conversion" then Column BA (AMOUNT) and Column BB (TAXES) BOTH values will be convert based on selected Currency in (Column L). 2. If you choose "Partial Conversion" then Column BA (AMOUNT) only will be converted based on selected currency (Column L) and Column BB (TAXES) value (INR) will be added to the converted values.
Note on K229: gepadmin: 1. If you choose "Full Conversion" then Column BA (AMOUNT) and Column BB (TAXES) BOTH values will be convert based on selected Currency in (Column L). 2. If you choose "Partial Conversion" then Column BA (AMOUNT) only will be converted based on selected currency (Column L) and Column BB (TAXES) value (INR) will be added to the converted values.
Note on K230: gepadmin: 1. If you choose "Full Conversion" then Column BA (AMOUNT) and Column BB (TAXES) BOTH values will be convert based on selected Currency in (Column L). 2. If you choose "Partial Conversion" then Column BA (AMOUNT) only will be converted based on selected currency (Column L) and Column BB (TAXES) value (INR) will be added to the converted values.
Note on K231: gepadmin: 1. If you choose "Full Conversion" then Column BA (AMOUNT) and Column BB (TAXES) BOTH values will be convert based on selected Currency in (Column L). 2. If you choose "Partial Conversion" then Column BA (AMOUNT) only will be converted based on selected currency (Column L) and Column BB (TAXES) value (INR) will be added to the converted values.
Note on K232: gepadmin: 1. If you choose "Full Conversion" then Column BA (AMOUNT) and Column BB (TAXES) BOTH values will be convert based on selected Currency in (Column L). 2. If you choose "Partial Conversion" then Column BA (AMOUNT) only will be converted based on selected currency (Column L) and Column BB (TAXES) value (INR) will be added to the converted values.
Note on K233: gepadmin: 1. If you choose "Full Conversion" then Column BA (AMOUNT) and Column BB (TAXES) BOTH values will be convert based on selected Currency in (Column L). 2. If you choose "Partial Conversion" then Column BA (AMOUNT) only will be converted based on selected currency (Column L) and Column BB (TAXES) value (INR) will be added to the converted values.
Note on K234: gepadmin: 1. If you choose "Full Conversion" then Column BA (AMOUNT) and Column BB (TAXES) BOTH values will be convert based on selected Currency in (Column L). 2. If you choose "Partial Conversion" then Column BA (AMOUNT) only will be converted based on selected currency (Column L) and Column BB (TAXES) value (INR) will be added to the converted values.
Note on K235: gepadmin: 1. If you choose "Full Conversion" then Column BA (AMOUNT) and Column BB (TAXES) BOTH values will be convert based on selected Currency in (Column L). 2. If you choose "Partial Conversion" then Column BA (AMOUNT) only will be converted based on selected currency (Column L) and Column BB (TAXES) value (INR) will be added to the converted values.
Note on K236: gepadmin: 1. If you choose "Full Conversion" then Column BA (AMOUNT) and Column BB (TAXES) BOTH values will be convert based on selected Currency in (Column L). 2. If you choose "Partial Conversion" then Column BA (AMOUNT) only will be converted based on selected currency (Column L) and Column BB (TAXES) value (INR) will be added to the converted values.
Note on K237: gepadmin: 1. If you choose "Full Conversion" then Column BA (AMOUNT) and Column BB (TAXES) BOTH values will be convert based on selected Currency in (Column L). 2. If you choose "Partial Conversion" then Column BA (AMOUNT) only will be converted based on selected currency (Column L) and Column BB (TAXES) value (INR) will be added to the converted values.
Note on K238: gepadmin: 1. If you choose "Full Conversion" then Column BA (AMOUNT) and Column BB (TAXES) BOTH values will be convert based on selected Currency in (Column L). 2. If you choose "Partial Conversion" then Column BA (AMOUNT) only will be converted based on selected currency (Column L) and Column BB (TAXES) value (INR) will be added to the converted values.
Note on K239: gepadmin: 1. If you choose "Full Conversion" then Column BA (AMOUNT) and Column BB (TAXES) BOTH values will be convert based on selected Currency in (Column L). 2. If you choose "Partial Conversion" then Column BA (AMOUNT) only will be converted based on selected currency (Column L) and Column BB (TAXES) value (INR) will be added to the converted values.
Note on K240: gepadmin: 1. If you choose "Full Conversion" then Column BA (AMOUNT) and Column BB (TAXES) BOTH values will be convert based on selected Currency in (Column L). 2. If you choose "Partial Conversion" then Column BA (AMOUNT) only will be converted based on selected currency (Column L) and Column BB (TAXES) value (INR) will be added to the converted values.
Validate
Print
Help

## Macros
Please Enable Macros to View BoQ information