## BoQ1 (hidden)
Percentage BoQ
BoQ_Ver3.1 | Percentage | Normal | INR Only | INR
Select, At Par, Excess (+), Less (-) |  | IOCL
Tender Inviting Authority: Superintending Engineer, IWD, IIT, Kanpur
Name of Work: Construction of Building for the Opportunity School at I.I.T Kanpur (Under phase -2) (SH: Civil Work)
Contract No: 17/Civil/D1/2025-26
Name of the Bidder/ Bidding Firm / Company :
PRICE SCHEDULE (This BOQ template must not be modified/replaced by the bidder and the same should be uploaded after filling the relevant columns, else the bidder is liable to be rejected for this tender. Bidders are allowed to enter the Bidder Name and Values only )
NUMBER # | TEXT # | TEXT # | NUMBER # | TEXT # | NUMBER | NUMBER | TEXT | TEXT # | NUMBER # | TEXT# | TEXT # | NUMBER # | NUMBER | NUMBER | NUMBER | NUMBER | TEXT | TEXT | NUMBER | NUMBER | NUMBER | NUMBER | TEXT | TEXT | NUMBER | NUMBER | NUMBER | NUMBER | TEXT | TEXT | NUMBER | NUMBER | NUMBER | NUMBER | TEXT | TEXT | NUMBER | NUMBER | NUMBER | NUMBER | TEXT | TEXT | NUMBER | NUMBER | NUMBER # | NUMBER # | TEXT | TEXT | NUMBER # | NUMBER # | DATE | NUMBER # | NUMBER # | TEXT #
Sl. No. | Item Description | Item Code / Make | Quantity | Units | Estimated Rate in Rs. P |  |  | Addition / Deduction | Addition / Deduction Values | Currency Convertion against each Item | Quoted Currency in INR / Other Currency | BASIC RATE In Figures To be entered by the Bidder Rs. P | Excise Duty | VAT | Freight Charges ( Unloading & Stacking) | Any Other Taxes/Duties/Levies |  |  | Other Taxes 2 | IIIrd Party i.e DGS&D / RITES etc Inspection Charges @0.34%+Service Tax | Less for Cenvat Credit,if any respect of Supplies Under full Excise Duty Category | [30 empty] | TOTAL AMOUNT Without Taxes in Rs. P | TOTAL AMOUNT With Taxes | TOTAL AMOUNT In Words
1 | 2 | 3 | 4 | 5 | 6 | 7 | 8 | 9 | 10 | 11 | 12 | 13 | 14 | 15 | 16 | 17 | 18 | 19 | 20 | 21 | 22 | 23 | 24 | 25 | 26 | 27 | 28 | 29 | 30 | 31 | 32 | 33 | 34 | 35 | 36 | 37 | 38 | 39 | 40 | 41 | 42 | 43 | 44 | 45 | 46 | 47 | 48 | 49 | 50 | 51 | 52 | 7 | 54 | 8
1 | CARRIAGE OF MATERIALS | [53 empty] | 1 | CARRIAGE OF MATERIALS
1.02 | Carriage of material by Mechanical Transport including loading, unloading and stacking | [53 empty] | 1.02 | Carriage of material by Mechanical Transport including loading, unloading and stacking
1.03 | Earth Lead - 2 Km |  | 600 | cum | 91.94 |  |  | Excess(+) | 1 | Full Conversion | INR | [40 empty] | #VALUE! | #VALUE! | #VALUE! | 1.03 | Earth Lead - 2 Km |  | 600 | cum
2 | EARTH WORK | [53 empty] | 2 | EARTH WORK
2.01 | Earth work in excavation by mechanical means (Hydraulic excavator)/manual means over areas (exceeding 30 cm in depth, 1.5 m in width as well as 10 sqm on plan) including getting out and disposal of excavated earth lead upto 50 m and lift upto 1.5 m, as directed by Engineer-in-charge. | [53 empty] | 2.01 | Earth work in excavation by mechanical means (Hydraulic excavator)/manual means over areas (exceeding 30 cm in depth, 1.5 m in width as well as 10 sqm on plan) including getting out and disposal of excavated earth lead upto 50 m and lift upto 1.5 m, as directed by Engineer-in-charge.
2.02 | All kinds of soil |  | 1890 | cum | 146.37 |  |  | Excess(+) | 1 | Full Conversion | INR | [40 empty] | #VALUE! | #VALUE! | #VALUE! | 2.02 | All kinds of soil |  | 1890 | cum
2.03 | Earth work in excavation by mechanical means (Hydraulic excavator) / manual means in foundation trenches or drains (not exceeding 1.5 m in width or 10 sqm on plan), including dressing of sides and ramming of bottoms, lift upto 1.5 m, including getting out the excavated soil and disposal of surplus excavated soil as directed, within a lead of 50 m. | [53 empty] | 2.03 | Earth work in excavation by mechanical means (Hydraulic excavator) / manual means in foundation trenches or drains (not exceeding 1.5 m in width or 10 sqm on plan), including dressing of sides and ramming of bottoms, lift upto 1.5 m, including getting out the excavated soil and disposal of surplus excavated soil as directed, within a lead of 50 m.
2.04 | All kinds of soil. |  | 105 | cum | 214.65 |  |  | Excess(+) | 1 | Full Conversion | INR | [40 empty] | #VALUE! | #VALUE! | #VALUE! | 2.04 | All kinds of soil. |  | 105 | cum
2.05 | Excavating trenches of required width for pipes, cables, etc including excavation for sockets, and dressing of sides, ramming of bottoms, depth upto 1.5 m, including getting out the excavated soil, and then returning the soil as required, in layers not exceeding 20 cm in depth, including consolidating each deposited layer by ramming, watering, etc. and disposing of surplus excavated soil as directed, within a lead of 50 m : | [53 empty] | 2.05 | Excavating trenches of required width for pipes, cables, etc including excavation for sockets, and dressing of sides, ramming of bottoms, depth upto 1.5 m, including getting out the excavated soil, and then returning the soil as required, in layers not exceeding 20 cm in depth, including consolidating each deposited layer by ramming, watering, etc. and disposing of surplus excavated soil as directed, within a lead of 50 m :
2.06 | All kinds of soil | [53 empty] | 2.06 | All kinds of soil
2.07 | Pipes, cables etc. exceeding 80 mm dia. but not exceeding 300 mm dia |  | 130 | metre | 290.39 |  |  | Excess(+) | 1 | Full Conversion | INR | [40 empty] | #VALUE! | #VALUE! | #VALUE! | 2.07 | Pipes, cables etc. exceeding 80 mm dia. but not exceeding 300 mm dia |  | 130 | metre
2.08 | Filling available excavated earth (excluding rock) in trenches, plinth, sides of foundations etc. in layers not exceeding 20cm in depth, consolidating each deposited layer by ramming and watering, lead up to 50 m and lift upto 1.5 m. |  | 1395 | cum | 161.62 |  |  | Excess(+) | 1 | Full Conversion | INR | [40 empty] | #VALUE! | #VALUE! | #VALUE! | 2.08 | Filling available excavated earth (excluding rock) in trenches, plinth, sides of foundations etc. in layers not exceeding 20cm in depth, consolidating each deposited layer by ramming and watering, lead up to 50 m and lift upto 1.5 m. |  | 1395 | cum
2.09 | Extra for every additional lift of 1.5 m or part thereof in excavation / banking excavated or stacked materials. | [53 empty] | 2.09 | Extra for every additional lift of 1.5 m or part thereof in excavation / banking excavated or stacked materials.
2.1 | All kinds of soil |  | 480 | cum | 104.56 |  |  | Excess(+) | 1 | Full Conversion | INR | [40 empty] | #VALUE! | #VALUE! | #VALUE! | 2.1 | All kinds of soil |  | 480 | cum
2.11 | Supplying and filling in plinth with sand under floors, including watering, ramming, consolidating and dressing complete. |  | 15 | cum | 1751.26 |  |  | Excess(+) | 1 | Full Conversion | INR | [40 empty] | #VALUE! | #VALUE! | #VALUE! | 2.11 | Supplying and filling in plinth with sand under floors, including watering, ramming, consolidating and dressing complete. |  | 15 | cum
2.12 | Surface dressing of the ground including removing vegetation and in- equalities not exceeding 15 cm deep and disposal of rubbish, lead up to 50 m and lift up to 1.5 m. | [53 empty] | 2.12 | Surface dressing of the ground including removing vegetation and in- equalities not exceeding 15 cm deep and disposal of rubbish, lead up to 50 m and lift up to 1.5 m.
2.13 | All kinds of soil |  | 2000 | sqm | 28.16 |  |  | Excess(+) | 1 | Full Conversion | INR | [40 empty] | #VALUE! | #VALUE! | #VALUE! | 2.13 | All kinds of soil |  | 2000 | sqm
2.14 | Clearing jungle including uprooting of rank vegetation, grass, brush wood, trees and saplings of girth up to 30 cm measured at a height of 1 m above ground level and removal of rubbish up to a distance of 50 m outside the periphery of the area cleared. |  | 1500 | sqm | 14.51 |  |  | Excess(+) | 1 | Full Conversion | INR | [40 empty] | #VALUE! | #VALUE! | #VALUE! | 2.14 | Clearing jungle including uprooting of rank vegetation, grass, brush wood, trees and saplings of girth up to 30 cm measured at a height of 1 m above ground level and removal of rubbish up to a distance of 50 m outside the periphery of the area cleared. |  | 1500 | sqm
2.15 | Supplying chemical emulsion in sealed containers including delivery as specified. | [53 empty] | 2.15 | Supplying chemical emulsion in sealed containers including delivery as specified.
2.16 | Chlorpyriphos/ Lindane emulsifiable concentrate of 20% |  | 100 | litre | 193.58 |  |  | Excess(+) | 1 | Full Conversion | INR | [40 empty] | #VALUE! | #VALUE! | #VALUE! | 2.16 | Chlorpyriphos/ Lindane emulsifiable concentrate of 20% |  | 100 | litre
3 | CONCRETE WORK | [53 empty] | 3 | CONCRETE WORK
3.01 | Providing and laying in position cement concrete of specified grade excluding the cost of centering and shuttering - All work up to plinth level : | [53 empty] | 3.01 | Providing and laying in position cement concrete of specified grade excluding the cost of centering and shuttering - All work up to plinth level :
3.02 | 1:4:8 (1 Cement : 4 coarse sand (zone-III) : 8 graded stone aggregate 40 mm nominal size) |  | 220 | cum | 5617.22 |  |  | Excess(+) | 1 | Full Conversion | INR | [40 empty] | #VALUE! | #VALUE! | #VALUE! | 3.02 | 1:4:8 (1 Cement : 4 coarse sand (zone-III) : 8 graded stone aggregate 40 mm nominal size) |  | 220 | cum
4 | REINFORCED CEMENT CONCRETE | [53 empty] | 4 | REINFORCED CEMENT CONCRETE
4.01 | Centering and shuttering including strutting, propping etc. and removal of form for: | [53 empty] | 4.01 | Centering and shuttering including strutting, propping etc. and removal of form for:
4.02 | Foundations, footings, bases of columns, etc. for mass concrete |  | 191 | sqm | 323.37 |  |  | Excess(+) | 1 | Full Conversion | INR | [40 empty] | #VALUE! | #VALUE! | #VALUE! | 4.02 | Foundations, footings, bases of columns, etc. for mass concrete |  | 191 | sqm
4.03 | Suspended floors, roofs, landings, balconies and access platform |  | 1500 | sqm | 764.62 |  |  | Excess(+) | 1 | Full Conversion | INR | [40 empty] | #VALUE! | #VALUE! | #VALUE! | 4.03 | Suspended floors, roofs, landings, balconies and access platform |  | 1500 | sqm
4.04 | Shelves (Cast in situ) |  | 23 | sqm | 764.62 |  |  | Excess(+) | 1 | Full Conversion | INR | [40 empty] | #VALUE! | #VALUE! | #VALUE! | 4.04 | Shelves (Cast in situ) |  | 23 | sqm
4.05 | Lintels, beams, plinth beams, girders, bressumers and cantilevers |  | 1750 | sqm | 607.24 |  |  | Excess(+) | 1 | Full Conversion | INR | [40 empty] | #VALUE! | #VALUE! | #VALUE! | 4.05 | Lintels, beams, plinth beams, girders, bressumers and cantilevers |  | 1750 | sqm
4.06 | Columns, Pillars, Piers, Abutments, Posts and Struts |  | 1495 | sqm | 792.69 |  |  | Excess(+) | 1 | Full Conversion | INR | [40 empty] | #VALUE! | #VALUE! | #VALUE! | 4.06 | Columns, Pillars, Piers, Abutments, Posts and Struts |  | 1495 | sqm
4.07 | Stairs, (excluding landings) except spiral-staircases |  | 85 | sqm | 630.78 |  |  | Excess(+) | 1 | Full Conversion | INR | [40 empty] | #VALUE! | #VALUE! | #VALUE! | 4.07 | Stairs, (excluding landings) except spiral-staircases |  | 85 | sqm
4.08 | Vertical and horizontal fins individually or forming box louvers band, facias and eaves boards |  | 127 | sqm | 1069.27 |  |  | Excess(+) | 1 | Full Conversion | INR | [40 empty] | #VALUE! | #VALUE! | #VALUE! | 4.08 | Vertical and horizontal fins individually or forming box louvers band, facias and eaves boards |  | 127 | sqm
4.09 | Small lintels not exceeding 1.5 m clear span, moulding as in cornices, window sills, string courses, bands, copings, bed plates, anchor blocks and the like |  | 211 | sqm | 323.37 |  |  | Excess(+) | 1 | Full Conversion | INR | [40 empty] | #VALUE! | #VALUE! | #VALUE! | 4.09 | Small lintels not exceeding 1.5 m clear span, moulding as in cornices, window sills, string courses, bands, copings, bed plates, anchor blocks and the like |  | 211 | sqm
4.1 | Edges of slabs and breaks in floors and walls | [53 empty] | 4.1 | Edges of slabs and breaks in floors and walls
4.11 | Under 20 cm wide |  | 43 | metre | 171.97 |  |  | Excess(+) | 1 | Full Conversion | INR | [40 empty] | #VALUE! | #VALUE! | #VALUE! | 4.11 | Under 20 cm wide |  | 43 | metre
4.12 | Weather shade, Chajjas, corbels etc., including edges |  | 100 | sqm | 784.28 |  |  | Excess(+) | 1 | Full Conversion | INR | [40 empty] | #VALUE! | #VALUE! | #VALUE! | 4.12 | Weather shade, Chajjas, corbels etc., including edges |  | 100 | sqm
4.13 | Extra for additional height in centering, shuttering where ever required with adequate bracing, propping etc., including cost of de-shuttering and decentering at all levels, over a height of 3.5 m, for every additional height of 1 metre or part thereof (Plan area to be measured). | [53 empty] | 4.13 | Extra for additional height in centering, shuttering where ever required with adequate bracing, propping etc., including cost of de-shuttering and decentering at all levels, over a height of 3.5 m, for every additional height of 1 metre or part thereof (Plan area to be measured).
4.14 | Suspended floors, roofs, landing, beams and balconies (Plan area to be measured) |  | 618 | sqm | 316.9 |  |  | Excess(+) | 1 | Full Conversion | INR | [40 empty] | #VALUE! | #VALUE! | #VALUE! | 4.14 | Suspended floors, roofs, landing, beams and balconies (Plan area to be measured) |  | 618 | sqm
4.15 | Steel reinforcement for R.C.C. work including straightening, cutting, bending, placing in position and binding all complete upto plinth level. | [53 empty] | 4.15 | Steel reinforcement for R.C.C. work including straightening, cutting, bending, placing in position and binding all complete upto plinth level.
4.16 | Thermo-Mechanically Treated bars of grade Fe-500D or more. |  | 27845 | Kg | 88.93 |  |  | Excess(+) | 1 | Full Conversion | INR | [40 empty] | #VALUE! | #VALUE! | #VALUE! | 4.16 | Thermo-Mechanically Treated bars of grade Fe-500D or more. |  | 27845 | Kg
4.17 | Steel reinforcement for R.C.C. work including straightening, cutting, bending, placing in position and binding all complete above plinth level. | [53 empty] | 4.17 | Steel reinforcement for R.C.C. work including straightening, cutting, bending, placing in position and binding all complete above plinth level.
4.18 | Thermo-Mechanically Treated bars of grade Fe-500 D or more. |  | 81100 | Kg | 88.93 |  |  | Excess(+) | 1 | Full Conversion | INR | [40 empty] | #VALUE! | #VALUE! | #VALUE! | 4.18 | Thermo-Mechanically Treated bars of grade Fe-500 D or more. |  | 81100 | Kg
4.19 | Providing and fixing sheet covering over expansion joints with iron screws as per design. | [53 empty] | 4.19 | Providing and fixing sheet covering over expansion joints with iron screws as per design.
4.2 | Add for plaster drip course/ groove in plastered surface or moulding to R.C.C. projections. |  | 54 | metre | 64.65 |  |  | Excess(+) | 1 | Full Conversion | INR | [40 empty] | #VALUE! | #VALUE! | #VALUE! | 4.2 | Add for plaster drip course/ groove in plastered surface or moulding to R.C.C. projections. |  | 54 | metre
4.21 | Providing and laying in position machine batched and machine mixed design mix M-25 grade cement concrete for reinforced cement concrete work, using cement content as per approved design mix, including pumping of concrete to site of laying but excluding the cost of centering, shuttering, finishing and reinforcement, including admixtures in recommended proportions as per IS: 9103 to accelerate, retard setting of concrete, improve workability without impairing strength and durability as per direction of Engineer-in-charge.“(Note :- Cement content considered in this item is @ 330 kg/cum.“Excess/ less cement used as per design mix is payable/recoverable separately). | [53 empty] | 4.21 | Providing and laying in position machine batched and machine mixed design mix M-25 grade cement concrete for reinforced cement concrete work, using cement content as per approved design mix, including pumping of concrete to site of laying but excluding the cost of centering, shuttering, finishing and reinforcement, including admixtures in recommended proportions as per IS: 9103 to accelerate, retard setting of concrete, improve workability without impairing strength and durability as per direction of Engineer-in-charge.“(Note :- Cement content considered in this item is @ 330 kg/cum.“Excess/ less cement used as per design mix is payable/recoverable separately).
4.22 | All works upto plinth level |  | 380 | cum | 6594.62 |  |  | Excess(+) | 1 | Full Conversion | INR | [40 empty] | #VALUE! | #VALUE! | #VALUE! | 4.22 | All works upto plinth level |  | 380 | cum
4.23 | All works above plinth level upto floor V level |  | 575 | cum | 8312.15 |  |  | Excess(+) | 1 | Full Conversion | INR | [40 empty] | #VALUE! | #VALUE! | #VALUE! | 4.23 | All works above plinth level upto floor V level |  | 575 | cum
4.24 | Add for using extra cement in the items of design mix over and above the specified cement content therein. |  | 99 | quintal | 604.85 |  |  | Excess(+) | 1 | Full Conversion | INR | [40 empty] | #VALUE! | #VALUE! | #VALUE! | 4.24 | Add for using extra cement in the items of design mix over and above the specified cement content therein. |  | 99 | quintal
5 | BRICK WORK | [53 empty] | 5 | BRICK WORK
5.01 | Brick work with common burnt clay F.P.S. (non modular) bricks of class designation 7.5 in foundation and plinth in: | [53 empty] | 5.01 | Brick work with common burnt clay F.P.S. (non modular) bricks of class designation 7.5 in foundation and plinth in:
5.02 | Cement mortar 1:6 (1 cement : 6 coarse sand) |  | 100 | cum | 5881.3 |  |  | Excess(+) | 1 | Full Conversion | INR | [40 empty] | #VALUE! | #VALUE! | #VALUE! | 5.02 | Cement mortar 1:6 (1 cement : 6 coarse sand) |  | 100 | cum
5.03 | Brick work with common burnt clay F.P.S. (non modular) bricks of class designation 7.5 in superstructure above plinth level up to floor V level in all shapes and sizes in : | [53 empty] | 5.03 | Brick work with common burnt clay F.P.S. (non modular) bricks of class designation 7.5 in superstructure above plinth level up to floor V level in all shapes and sizes in :
5.04 | Cement mortar 1:6 (1 cement : 6 coarse sand) |  | 275 | cum | 7508.82 |  |  | Excess(+) | 1 | Full Conversion | INR | [40 empty] | #VALUE! | #VALUE! | #VALUE! | 5.04 | Cement mortar 1:6 (1 cement : 6 coarse sand) |  | 275 | cum
5.05 | Half brick masonry with common burnt clay F.P.S. (non modular) bricks of class designation 7.5 in superstructure above plinth level up to floor V level. | [53 empty] | 5.05 | Half brick masonry with common burnt clay F.P.S. (non modular) bricks of class designation 7.5 in superstructure above plinth level up to floor V level.
5.06 | Cement mortar 1:4 (1 cement :4 coarse sand) |  | 250 | sqm | 926.69 |  |  | Excess(+) | 1 | Full Conversion | INR | [40 empty] | #VALUE! | #VALUE! | #VALUE! | 5.06 | Cement mortar 1:4 (1 cement :4 coarse sand) |  | 250 | sqm
6 | MARBLE AND GRANITE WORK | [53 empty] | 6 | MARBLE AND GRANITE WORK
6.01 | Providing and fixing 18 mm thick gang saw cut, mirror polished, premoulded and prepolished, machine cut for kitchen platforms, vanity counters, window sills, facias and similar locations of required size, approved shade, colour and texture laid over 20 mm thick base cement mortar 1:4 (1 cement : 4 coarse sand), joints treated with white cement, mixed with matching pigment, epoxy touch ups, including rubbing, curing, moulding and polishing to edges to give high gloss finish etc. complete at all levels. | [53 empty] | 6.01 | Providing and fixing 18 mm thick gang saw cut, mirror polished, premoulded and prepolished, machine cut for kitchen platforms, vanity counters, window sills, facias and similar locations of required size, approved shade, colour and texture laid over 20 mm thick base cement mortar 1:4 (1 cement : 4 coarse sand), joints treated with white cement, mixed with matching pigment, epoxy touch ups, including rubbing, curing, moulding and polishing to edges to give high gloss finish etc. complete at all levels.
6.02 | Granite of any colour and shade | [53 empty] | 6.02 | Granite of any colour and shade
6.03 | Area of slab upto 0.50 sqm |  | 6 | sqm | 4464.01 |  |  | Excess(+) | 1 | Full Conversion | INR | [40 empty] | #VALUE! | #VALUE! | #VALUE! | 6.03 | Area of slab upto 0.50 sqm |  | 6 | sqm
6.04 | Area of slab over 0.50 sqm |  | 9 | sqm | 4235.43 |  |  | Excess(+) | 1 | Full Conversion | INR | [40 empty] | #VALUE! | #VALUE! | #VALUE! | 6.04 | Area of slab over 0.50 sqm |  | 9 | sqm
6.05 | Providing edge moulding to 18 mm thick marble stone counters, Vanities etc., including machine polishing to edge to give high gloss finish etc. complete as per design approved by Engineer-in-Charge. | [53 empty] | 6.05 | Providing edge moulding to 18 mm thick marble stone counters, Vanities etc., including machine polishing to edge to give high gloss finish etc. complete as per design approved by Engineer-in-Charge.
6.06 | Marble work |  | 252 | metre | 246.23 |  |  | Excess(+) | 1 | Full Conversion | INR | [40 empty] | #VALUE! | #VALUE! | #VALUE! | 6.06 | Marble work |  | 252 | metre
6.07 | Extra for fixing marble /granite stone, over and above corresponding basic item, in facia and drops of width upto 150 mm with epoxy resin based adhesive, including cleaning etc. complete. |  | 14 | metre | 468.83 |  |  | Excess(+) | 1 | Full Conversion | INR | [40 empty] | #VALUE! | #VALUE! | #VALUE! | 6.07 | Extra for fixing marble /granite stone, over and above corresponding basic item, in facia and drops of width upto 150 mm with epoxy resin based adhesive, including cleaning etc. complete. |  | 14 | metre
6.08 | Extra for providing opening of required size & shape for wash basin/ kitchen sink in kitchen platform, vanity counter and similar location in marble/ Granite/ stone work, including necessary holes for pillar taps etc. including moulding, rubbing and polishing of cut edges etc. complete. |  | 7 | each | 807.04 |  |  | Excess(+) | 1 | Full Conversion | INR | [40 empty] | #VALUE! | #VALUE! | #VALUE! | 6.08 | Extra for providing opening of required size & shape for wash basin/ kitchen sink in kitchen platform, vanity counter and similar location in marble/ Granite/ stone work, including necessary holes for pillar taps etc. including moulding, rubbing and polishing of cut edges etc. complete. |  | 7 | each
6.09 | Mirror polishing on marble work/Granite work/stone work where ever required to give high gloss finish complete. |  | 1500 | sqm | 417.83 |  |  | Excess(+) | 1 | Full Conversion | INR | [40 empty] | #VALUE! | #VALUE! | #VALUE! | 6.09 | Mirror polishing on marble work/Granite work/stone work where ever required to give high gloss finish complete. |  | 1500 | sqm
6.1 | Providing and fixing stone slab with table rubbed, edges rounded and polished, of size 75x50 cm deep and 1.8 cm thick, fixed in urinal partitions by cutting a chase of appropriate width with chase cutter and embedding the stone in the chase with epoxy grout or with cement concrete 1:2:4 (1 cement : 2 coarse sand : 4 graded stone aggregate 6 mm nominal size) as per direction of Engineer-in-charge and finished smooth. | [53 empty] | 6.1 | Providing and fixing stone slab with table rubbed, edges rounded and polished, of size 75x50 cm deep and 1.8 cm thick, fixed in urinal partitions by cutting a chase of appropriate width with chase cutter and embedding the stone in the chase with epoxy grout or with cement concrete 1:2:4 (1 cement : 2 coarse sand : 4 graded stone aggregate 6 mm nominal size) as per direction of Engineer-in-charge and finished smooth.
6.11 | Granite Stone of approved shade |  | 3 | sqm | 3341.18 |  |  | Excess(+) | 1 | Full Conversion | INR | [40 empty] | #VALUE! | #VALUE! | #VALUE! | 6.11 | Granite Stone of approved shade |  | 3 | sqm
6.12 | Providing and fixing Ist quality ceramic glazed wall tiles conforming to IS: 15622 (thickness to be specified by the manufacturer), of approved make, in all colours, shades except burgundy, bottle green, black of any size as approved by Engineer-in-Charge, in skirting, risers of steps and dados, over 12 mm thick bed of cement mortar 1:3 (1 cement : 3 coarse sand) and jointing with grey cement slurry @ 3.3kg per sqm, including pointing in white cement mixed with pigment of matching shade complete. |  | 300 | sqm | 1045.56 |  |  | Excess(+) | 1 | Full Conversion | INR | [40 empty] | #VALUE! | #VALUE! | #VALUE! | 6.12 | Providing and fixing Ist quality ceramic glazed wall tiles conforming to IS: 15622 (thickness to be specified by the manufacturer), of approved make, in all colours, shades except burgundy, bottle green, black of any size as approved by Engineer-in-Charge, in skirting, risers of steps and dados, over 12 mm thick bed of cement mortar 1:3 (1 cement : 3 coarse sand) and jointing with grey cement slurry @ 3.3kg per sqm, including pointing in white cement mixed with pigment of matching shade complete. |  | 300 | sqm
6.13 | Designing, fabricating, testing, installing and fixing in position Curtain Wall with Aluminium Composite Panel Cladding, with open grooves for linear as well as curvilinear portions of the building , for all heights and all levels etc. including: (a) Structural analysis & design and preparation of shop drawings for pressure equalisation or rain screen principle as required, proper drainage of water to make it watertight including checking of all the structural and functional design. (b) Providing, fabricating and supplying and fixing panels of aluminium composite panel cladding in pan shape in metalic colour of approved shades made out of 4 mm thick aluminium composite panel material consisting of 3 mm thick FR grade mineral core sandwiched between two Aluminium sheets (each 0.5 mm thick). The aluminium composite panel cladding sheet shall be coil coated, with Kynar 500 based PVDF / Lumiflon based fluoropolymer resin coating of approved colour and shade on face # 1 and polymer (Service) coating on face # 2 as specified using stainless steel screws, nuts, bolts, washers, cleats, weather silicone sealant, backer rods etc. (c) The fastening brackets of Aluminium alloy 6005 T5 / MS with Hot Dip Galvanised with serrations and serrated washers to arrest the wind load movement, fasteners, SS 316 Pins and anchor bolts of approved make in SS 316, Nylon separators to prevent bi-metallic contacts all complete required to perform as per specification and drawing The item includes cost of all material & labour component, the cost of all mock ups at site, cost of all samples of the individual components for testing in an approved laboratory, field tests on the assembled working curtain wall with aluminium composite panel cladding, cleaning and protection of the curtain wall with aluminium composite panel cladding till the handing over of the building for occupation. Base frame work for ACP cladding is payable under the relevant aluminium items. The Contractor shall provide curtain wall with aluminium composite panel cladding, having all the performance characteristics all complete , as per the Architectural drawings, as per item description, as specified, as per the approved shop drawings and as directed by the Engineer-in-Charge. However, for the purpose of payment, only the actual area on the external face of the curtain wall with Aluminum Composite Panel Cladding (including width of groove) shall be measured in sqm. up to two decimal places. |  | 11 | sqm | 4135.44 |  |  | Excess(+) | 1 | Full Conversion | INR | [40 empty] | #VALUE! | #VALUE! | #VALUE! | 6.13 | Designing, fabricating, testing, installing and fixing in position Curtain Wall with Aluminium Composite Panel Cladding, with open grooves for linear as well as curvilinear portions of the building , for all heights and all levels etc. including: (a) Structural analysis & design and preparation of shop drawings for pressure equalisation or rain screen principle as required, proper drainage of water to make it watertight including checking of all the structural and functional design. (b) Providing, fabricating and supplying and fixing panels of aluminium composite panel cladding in pan shape in metalic colour of approved shades made out of 4 mm thick aluminium composite panel material consisting of 3 mm thick FR grade mineral core sandwiched between two Aluminium sheets (each 0.5 mm thick). The aluminium composite panel cladding sheet shall be coil coated, with Kynar 500 based PVDF / Lumiflon based fluoropolymer resin coating of approved colour and shade on face # 1 and polymer (Service) coating on face # 2 as specified using stainless steel screws, nuts, bolts, washers, cleats, weather silicone sealant, backer rods etc. (c) The fastening brackets of Aluminium alloy 6005 T5 / MS with Hot Dip Galvanised with serrations and serrated washers to arrest the wind load movement, fasteners, SS 316 Pins and anchor bolts of approved make in SS 316, Nylon separators to prevent bi-metallic contacts all complete required to perform as per specification and drawing The item includes cost of all material & labour component, the cost of all mock ups at site, cost of all samples of the individual components for testing in an approved laboratory, field tests on the assembled working curtain wall with aluminium composite panel cladding, cleaning and protection of the curtain wall with aluminium composite panel cladding till the handing over of the building for occupation. Base frame work for ACP cladding is payable under the relevant aluminium items. The Contractor shall provide curtain wall with aluminium composite panel cladding, having all the performance characteristics all complete , as per the Architectural drawings, as per item description, as specified, as per the approved shop drawings and as directed by the Engineer-in-Charge. However, for the purpose of payment, only the actual area on the external face of the curtain wall with Aluminum Composite Panel Cladding (including width of groove) shall be measured in sqm. up to two decimal places. |  | 11 | sqm
7 | WOOD AND P.V.C. WORK | [53 empty] | 7 | WOOD AND P.V.C. WORK
7.01 | Providing wood work in frames of doors, windows, clerestory windows and other frames, wrought framed and fixed in position with hold fast lugs or with dash fasteners of required dia & length ( hold fast lugs or dash fastener shall be paid for separately). | [53 empty] | 7.01 | Providing wood work in frames of doors, windows, clerestory windows and other frames, wrought framed and fixed in position with hold fast lugs or with dash fasteners of required dia & length ( hold fast lugs or dash fastener shall be paid for separately).
7.02 | Sal wood |  | 2.25 | cum | 96083.37 |  |  | Excess(+) | 1 | Full Conversion | INR | [40 empty] | #VALUE! | #VALUE! | #VALUE! | 7.02 | Sal wood |  | 2.25 | cum
7.03 | Providing and fixing glazed shutters for doors, windows and clerestory windows using 4 mm thick float glass panes, including ISI marked M.S. pressed butt hinges bright finished of required size with necessary screws. | [53 empty] | 7.03 | Providing and fixing glazed shutters for doors, windows and clerestory windows using 4 mm thick float glass panes, including ISI marked M.S. pressed butt hinges bright finished of required size with necessary screws.
7.04 | Second class teak wood | 2 | [52 empty] | 7.04 | Second class teak wood | 2
7.05 | 35 mm thick |  | 9 | sqm | 4073.72 |  |  | Excess(+) | 1 | Full Conversion | INR | [40 empty] | #VALUE! | #VALUE! | #VALUE! | 7.05 | 35 mm thick |  | 9 | sqm
7.06 | Extra for providing frosted glass panes 4 mm thick instead of ordinary float glass panes 4 mm thick in doors, windows and clerestory window shutters. (Area of opening for glass panes excluding portion inside rebate shall be measured). |  | 5 | sqm | 145.46 |  |  | Excess(+) | 1 | Full Conversion | INR | [40 empty] | #VALUE! | #VALUE! | #VALUE! | 7.06 | Extra for providing frosted glass panes 4 mm thick instead of ordinary float glass panes 4 mm thick in doors, windows and clerestory window shutters. (Area of opening for glass panes excluding portion inside rebate shall be measured). |  | 5 | sqm
7.07 | Providing and fixing ISI marked flush door shutters conforming to IS : 2202 (Part I) non-decorative type, core of block board construction with frame of 1st class hard wood and well matched commercial 3 ply veneering with vertical grains or cross bands and face veneers on both faces of shutters: | [53 empty] | 7.07 | Providing and fixing ISI marked flush door shutters conforming to IS : 2202 (Part I) non-decorative type, core of block board construction with frame of 1st class hard wood and well matched commercial 3 ply veneering with vertical grains or cross bands and face veneers on both faces of shutters:
7.08 | 35 mm thick including ISI marked Stainless Steel butt hinges with necessary screws |  | 73 | sqm | 1972.99 |  |  | Excess(+) | 1 | Full Conversion | INR | [40 empty] | #VALUE! | #VALUE! | #VALUE! | 7.08 | 35 mm thick including ISI marked Stainless Steel butt hinges with necessary screws |  | 73 | sqm
7.09 | 25 mm thick (for cupboard) including ISI marked nickel plated bright finished M.S. piano hinges with necessary screws |  | 65 | sqm | 1726.48 |  |  | Excess(+) | 1 | Full Conversion | INR | [40 empty] | #VALUE! | #VALUE! | #VALUE! | 7.09 | 25 mm thick (for cupboard) including ISI marked nickel plated bright finished M.S. piano hinges with necessary screws |  | 65 | sqm
7.1 | Extra for cutting rebate in flush door shutters (Total area of the shutter to be measured). |  | 105 | sqm | 87.99 |  |  | Excess(+) | 1 | Full Conversion | INR | [40 empty] | #VALUE! | #VALUE! | #VALUE! | 7.1 | Extra for cutting rebate in flush door shutters (Total area of the shutter to be measured). |  | 105 | sqm
7.11 | Providing and fixing M.S. grills of required pattern in frames of windows etc. with M.S. flats, square or round bars etc. including priming coat with approved steel primer all complete. | [53 empty] | 7.11 | Providing and fixing M.S. grills of required pattern in frames of windows etc. with M.S. flats, square or round bars etc. including priming coat with approved steel primer all complete.
7.12 | Fixed to openings /wooden frames with rawl plugs screws etc. |  | 2000 | kg | 196.54 |  |  | Excess(+) | 1 | Full Conversion | INR | [40 empty] | #VALUE! | #VALUE! | #VALUE! | 7.12 | Fixed to openings /wooden frames with rawl plugs screws etc. |  | 2000 | kg
7.13 | Providing and fixing aluminium die cast body tubular type universal hydraulic door closer (having brand logo with ISI, IS : 3564, embossed on the body, door weight upto 35 kg and door width upto 700 mm), with necessary accessories and screws etc. complete. | 45 | 2 | each | 927.56 |  |  | Excess(+) | 1 | Full Conversion | INR | [40 empty] | #VALUE! | #VALUE! | #VALUE! | 7.13 | Providing and fixing aluminium die cast body tubular type universal hydraulic door closer (having brand logo with ISI, IS : 3564, embossed on the body, door weight upto 35 kg and door width upto 700 mm), with necessary accessories and screws etc. complete. | 45 | 2 | each
7.14 | Providing and fixing aluminium sliding door bolts, ISI marked anodised (anodic coating not less than grade AC 10 as per IS : 1868), transparent or dyed to required colour or shade, with nuts and screws etc. complete : | [53 empty] | 7.14 | Providing and fixing aluminium sliding door bolts, ISI marked anodised (anodic coating not less than grade AC 10 as per IS : 1868), transparent or dyed to required colour or shade, with nuts and screws etc. complete :
7.15 | 300x16 mm |  | 33 | each | 250.06 |  |  | Excess(+) | 1 | Full Conversion | INR | [40 empty] | #VALUE! | #VALUE! | #VALUE! | 7.15 | 300x16 mm |  | 33 | each
7.16 | Providing and fixing aluminium tower bolts, ISI marked, anodised (anodic coating not less than grade AC 10 as per IS : 1868 ) transparent or dyed to required colour or shade, with necessary screws etc. complete : | [53 empty] | 7.16 | Providing and fixing aluminium tower bolts, ISI marked, anodised (anodic coating not less than grade AC 10 as per IS : 1868 ) transparent or dyed to required colour or shade, with necessary screws etc. complete :
7.17 | 250x10 mm |  | 73 | each | 94.95 |  |  | Excess(+) | 1 | Full Conversion | INR | [40 empty] | #VALUE! | #VALUE! | #VALUE! | 7.17 | 250x10 mm |  | 73 | each
7.18 | 150x10 mm |  | 37 | each | 68.07 |  |  | Excess(+) | 1 | Full Conversion | INR | [40 empty] | #VALUE! | #VALUE! | #VALUE! | 7.18 | 150x10 mm |  | 37 | each
7.19 | Providing and fixing aluminium handles, ISI marked, anodised (anodic coating not less than grade AC 10 as per IS : 1868) transparent or dyed to required colour or shade, with necessary screws etc. complete : | [53 empty] | 7.19 | Providing and fixing aluminium handles, ISI marked, anodised (anodic coating not less than grade AC 10 as per IS : 1868) transparent or dyed to required colour or shade, with necessary screws etc. complete :
7.2 | 125 mm |  | 92 | each | 54.63 |  |  | Excess(+) | 1 | Full Conversion | INR | [40 empty] | #VALUE! | #VALUE! | #VALUE! | 7.2 | 125 mm |  | 92 | each
7.21 | 100 mm |  | 70 | each | 49.11 |  |  | Excess(+) | 1 | Full Conversion | INR | [40 empty] | #VALUE! | #VALUE! | #VALUE! | 7.21 | 100 mm |  | 70 | each
7.22 | Providing and fixing aluminium hanging floor door stopper, ISI marked, anodised (anodic coating not less than grade AC 10 as per IS : 1868) transparent or dyed to required colour and shade, with necessary screws etc. complete. | [53 empty] | 7.22 | Providing and fixing aluminium hanging floor door stopper, ISI marked, anodised (anodic coating not less than grade AC 10 as per IS : 1868) transparent or dyed to required colour and shade, with necessary screws etc. complete.
7.23 | Twin rubber stopper |  | 48 | each | 59.66 |  |  | Excess(+) | 1 | Full Conversion | INR | [40 empty] | #VALUE! | #VALUE! | #VALUE! | 7.23 | Twin rubber stopper |  | 48 | each
7.24 | Providing and fixing magnetic catcher of approved quality in cupboard / ward robe shutters, including fixing with necessary screws etc. complete. | [53 empty] | 7.24 | Providing and fixing magnetic catcher of approved quality in cupboard / ward robe shutters, including fixing with necessary screws etc. complete.
7.25 | Double strip (horizontal type) |  | 88 | each | 32.74 |  |  | Excess(+) | 1 | Full Conversion | INR | [40 empty] | #VALUE! | #VALUE! | #VALUE! | 7.25 | Double strip (horizontal type) |  | 88 | each
7.26 | Providing and fixing sliding arrangement in racks/ cupboards/cabinets shutter by with stainless steel rollers to run inside C or E aluminium channel section (The payment of C or E channel shall be made separately) |  | 6 | each | 16.82 |  |  | Excess(+) | 1 | Full Conversion | INR | [40 empty] | #VALUE! | #VALUE! | #VALUE! | 7.26 | Providing and fixing sliding arrangement in racks/ cupboards/cabinets shutter by with stainless steel rollers to run inside C or E aluminium channel section (The payment of C or E channel shall be made separately) |  | 6 | each
7.27 | Providing and fixing factory made uPVC door frame made of uPVC extruded sections having an overall dimension as below (tolerance ±1mm), with wall thickness 2.0 mm (± 0.2 mm), corners of the door frame to be Jointed with galvanized brackets and stainless steel screws, joints mitred and Plastic welded. The hinge side vertical of the frames reinforced by galvanized M.S. tube of size 19 X 19 mm and 1mm (± 0.1 mm) wall thickness and 3 nos. stainless steel hinges fixed to the frame complete as per manufacturer’s specification and direction of Engineer-in-charge | [53 empty] | 7.27 | Providing and fixing factory made uPVC door frame made of uPVC extruded sections having an overall dimension as below (tolerance ±1mm), with wall thickness 2.0 mm (± 0.2 mm), corners of the door frame to be Jointed with galvanized brackets and stainless steel screws, joints mitred and Plastic welded. The hinge side vertical of the frames reinforced by galvanized M.S. tube of size 19 X 19 mm and 1mm (± 0.1 mm) wall thickness and 3 nos. stainless steel hinges fixed to the frame complete as per manufacturer’s specification and direction of Engineer-in-charge
7.28 | Extruded section profile size 48x40 mm |  | 46 | metre | 222.81 |  |  | Excess(+) | 1 | Full Conversion | INR | [40 empty] | #VALUE! | #VALUE! | #VALUE! | 7.28 | Extruded section profile size 48x40 mm |  | 46 | metre
7.29 | Providing and fixing to existing door frames. | [53 empty] | 7.29 | Providing and fixing to existing door frames.
7.3 | 24 mm thick factory made PVC door shutters made of styles and rails of a uPVC hollow section of size 59x24 mm and wall thickness 2 mm (± 0.2 mm) with inbuilt edging on both sides. The styles and rails mitred and joint at the corners by means of M.S. galvanised/ plastic brackets of size 75x220 mm having wall thickness 1.0 mm and stainless steel screws. The styles of the shutter reinforced by inserting galvanised M.S. tube of size 20x20 mm and 1 mm (± 0.1 mm) wall thickness. The lock rail made up of 'H' section, a uPVC hollow section of size 100x24 mm and 2 mm (± 0.2 mm) wall thickness, fixed to the shutter styles by means of plastic/galvanised M.S. 'U' cleats. The shutter frame filled with a uPVC multi-chambered single panel of size not less than 620 mm, having over all thickness of 20 mm and 1 mm (± 0.1 mm) wall thickness. The panels filled vertically and tie bar at two places by inserting horizontally 6 mm galvanised M.S. rod and fastened with nuts and washers, complete as per manufacturer's specification and direction of Engineer-in-charge. (For W.C. and bathroom door shutter). |  | 16 | sqm | 2448.46 |  |  | Excess(+) | 1 | Full Conversion | INR | [40 empty] | #VALUE! | #VALUE! | #VALUE! | 7.3 | 24 mm thick factory made PVC door shutters made of styles and rails of a uPVC hollow section of size 59x24 mm and wall thickness 2 mm (± 0.2 mm) with inbuilt edging on both sides. The styles and rails mitred and joint at the corners by means of M.S. galvanised/ plastic brackets of size 75x220 mm having wall thickness 1.0 mm and stainless steel screws. The styles of the shutter reinforced by inserting galvanised M.S. tube of size 20x20 mm and 1 mm (± 0.1 mm) wall thickness. The lock rail made up of 'H' section, a uPVC hollow section of size 100x24 mm and 2 mm (± 0.2 mm) wall thickness, fixed to the shutter styles by means of plastic/galvanised M.S. 'U' cleats. The shutter frame filled with a uPVC multi-chambered single panel of size not less than 620 mm, having over all thickness of 20 mm and 1 mm (± 0.1 mm) wall thickness. The panels filled vertically and tie bar at two places by inserting horizontally 6 mm galvanised M.S. rod and fastened with nuts and washers, complete as per manufacturer's specification and direction of Engineer-in-charge. (For W.C. and bathroom door shutter). |  | 16 | sqm
7.31 | Providing and fixing wire gauge shutters using stainless steel grade 304 wire gauge with wire of dia 0.5 mm and average width of aperture 1.4 mm in both directions for doors, windows and clerestory windows with necessary screws : | [53 empty] | 7.31 | Providing and fixing wire gauge shutters using stainless steel grade 304 wire gauge with wire of dia 0.5 mm and average width of aperture 1.4 mm in both directions for doors, windows and clerestory windows with necessary screws :
7.32 | 35 mm thick shutters | [53 empty] | 7.32 | 35 mm thick shutters
7.33 | With ISI marked stainless steel butt hinges of required size | [53 empty] | 7.33 | With ISI marked stainless steel butt hinges of required size
7.34 | Second class teak wood |  | 4 | sqm | 4302.51 |  |  | Excess(+) | 1 | Full Conversion | INR | [40 empty] | #VALUE! | #VALUE! | #VALUE! | 7.34 | Second class teak wood |  | 4 | sqm
7.35 | Providing and fixing factory made uPVC glazed/wire mesh windows/ doors comprising of lead free uPVC multi-chambered frame, sash and mullion/coupler (where ever required) extruded profiles having minimum wall thickness of 1.70 mm for Series R1 and R2 profiles and 2.10 mm for Series R3 and R4 profiles conforming to EN: 12608 in any shape, colour and design duly reinforced with galvanized mild steel section made of required shape & size as per CPWD Specification, uPVC extruded glazing beads, interlocks and lnline sash adaptor (where ever required) of appropriate dimension, EPDM gasket, hardware, SS 304 grade fasteners of minimum 8 mm dia with countersunk head, comprising of matching polyamide PA6 grade sleeve for fixing frame to finished wall as per IS 1367 : Part 1 to 14, plastic packers, plastic caps and necessary stainless steel screws etc. Profile of frame, sash & mullion (if required) shall be mitred cut and fusion welded/mechanically jointed duly sealed at all corners, including drilling of holes for fixing hardware and drainage of water etc. After fixing frame the gap between frame and adjacent finished wall shall be filled with weather proof silicon sealant over backer rod of approved size and quality, all complete as per approved drawing conforming to CPWD specification & direction of Engineer-in-Charge. Section of steel reinforcement and cross sections of uPVC profiles to be as per design approved by Engineer-in-Charge. Wire mesh / Glazing of plain/ toughened/ laminated/ double glass unit with / without high performance coatings as per design requirements and conforming to IS: 3548 & IS: 16231 shall be paid separately. Note:- Structural design proof checked from a Government Engineering Institute, to be provided by the manufacturer for (i) Sites with basic wind speed > 45 m/sec as per IS 875 — Part 3 (ii) Sites with structure height more than 20m for all wind speeds | [53 empty] | 7.35 | Providing and fixing factory made uPVC glazed/wire mesh windows/ doors comprising of lead free uPVC multi-chambered frame, sash and mullion/coupler (where ever required) extruded profiles having minimum wall thickness of 1.70 mm for Series R1 and R2 profiles and 2.10 mm for Series R3 and R4 profiles conforming to EN: 12608 in any shape, colour and design duly reinforced with galvanized mild steel section made of required shape & size as per CPWD Specification, uPVC extruded glazing beads, interlocks and lnline sash adaptor (where ever required) of appropriate dimension, EPDM gasket, hardware, SS 304 grade fasteners of minimum 8 mm dia with countersunk head, comprising of matching polyamide PA6 grade sleeve for fixing frame to finished wall as per IS 1367 : Part 1 to 14, plastic packers, plastic caps and necessary stainless steel screws etc. Profile of frame, sash & mullion (if required) shall be mitred cut and fusion welded/mechanically jointed duly sealed at all corners, including drilling of holes for fixing hardware and drainage of water etc. After fixing frame the gap between frame and adjacent finished wall shall be filled with weather proof silicon sealant over backer rod of approved size and quality, all complete as per approved drawing conforming to CPWD specification & direction of Engineer-in-Charge. Section of steel reinforcement and cross sections of uPVC profiles to be as per design approved by Engineer-in-Charge. Wire mesh / Glazing of plain/ toughened/ laminated/ double glass unit with / without high performance coatings as per design requirements and conforming to IS: 3548 & IS: 16231 shall be paid separately. Note:- Structural design proof checked from a Government Engineering Institute, to be provided by the manufacturer for (i) Sites with basic wind speed > 45 m/sec as per IS 875 — Part 3 (ii) Sites with structure height more than 20m for all wind speeds
7.36 | Casement Window with Double Rebate Frame with one Side Hung Glazed Panel and one Side Hung wire mesh Panel with S.S. 304 friction hinges as per size and weight of sash, multi-point locking system, zinc alloy (zamak) powder coated handles on both glazed and fly screen panel | [53 empty] | 7.36 | Casement Window with Double Rebate Frame with one Side Hung Glazed Panel and one Side Hung wire mesh Panel with S.S. 304 friction hinges as per size and weight of sash, multi-point locking system, zinc alloy (zamak) powder coated handles on both glazed and fly screen panel
7.37 | Using R3 series with frame (110 mm & above) x (45 mm & above) & glazed sash (55 mm & above) x (65 mm & above) & fly screen sash (30 mm & above) x (55 mm & above) & metal grill (if required to be paid separately). (Height upto 1.8 metre) |  | 100 | sqm | 18788.94 |  |  | Excess(+) | 1 | Full Conversion | INR | [40 empty] | #VALUE! | #VALUE! | #VALUE! | 7.37 | Using R3 series with frame (110 mm & above) x (45 mm & above) & glazed sash (55 mm & above) x (65 mm & above) & fly screen sash (30 mm & above) x (55 mm & above) & metal grill (if required to be paid separately). (Height upto 1.8 metre) |  | 100 | sqm
7.38 | Casement Window with Double Rebate Frame with two Side Hung Glazed Panel and two Side Hung wire mesh Panel and Fixed Mullion with S.S. 304 friction hinges as per size and weight of sash, multi-point locking system, zinc alloy (zamak) powder coated handles on both glazed and fly screen panel. | [53 empty] | 7.38 | Casement Window with Double Rebate Frame with two Side Hung Glazed Panel and two Side Hung wire mesh Panel and Fixed Mullion with S.S. 304 friction hinges as per size and weight of sash, multi-point locking system, zinc alloy (zamak) powder coated handles on both glazed and fly screen panel.
7.39 | Using R3 series with frame (110 mm & above) x (45 mm & above) & glazed sash (55 mm & above) x (65 mm & above) & fly screen sash (30 mm & above) x (55 mm & above) & mullion (55 mm & above) x (65 mm & above) & metal grill (if required to be paid separately). (Height upto 1.8 metre) |  | 100 | sqm | 16967.35 |  |  | Excess(+) | 1 | Full Conversion | INR | [40 empty] | #VALUE! | #VALUE! | #VALUE! | 7.39 | Using R3 series with frame (110 mm & above) x (45 mm & above) & glazed sash (55 mm & above) x (65 mm & above) & fly screen sash (30 mm & above) x (55 mm & above) & mullion (55 mm & above) x (65 mm & above) & metal grill (if required to be paid separately). (Height upto 1.8 metre) |  | 100 | sqm
8 | STEEL WORK | [53 empty] | 8 | STEEL WORK
8.01 | Providing and fixing T-iron frames for doors, windows and ventilators of mild steel Tee-sections, joints mitred and welded, including fixing of necessary butt hinges and screws and applying a priming coat of approved steel primer. | [53 empty] | 8.01 | Providing and fixing T-iron frames for doors, windows and ventilators of mild steel Tee-sections, joints mitred and welded, including fixing of necessary butt hinges and screws and applying a priming coat of approved steel primer.
8.02 | Fixing with 15x3 mm lugs 10 cm long embedded in cement concrete block 15x10x10 cm of C.C. 1:3:6 (1 Cement : 3 coarse sand : 6 graded stone aggregate 20 mm nominal size) |  | 250 | kg | 116.85 |  |  | Excess(+) | 1 | Full Conversion | INR | [40 empty] | #VALUE! | #VALUE! | #VALUE! | 8.02 | Fixing with 15x3 mm lugs 10 cm long embedded in cement concrete block 15x10x10 cm of C.C. 1:3:6 (1 Cement : 3 coarse sand : 6 graded stone aggregate 20 mm nominal size) |  | 250 | kg
8.03 | Steel work welded in built up sections/ framed work, including cutting, hoisting, fixing in position and applying a priming coat of approved steel primer using structural steel etc. as required. | [53 empty] | 8.03 | Steel work welded in built up sections/ framed work, including cutting, hoisting, fixing in position and applying a priming coat of approved steel primer using structural steel etc. as required.
8.04 | In gratings, frames, guard bar, ladder, railings, brackets, gates and similar works |  | 4360 | kg | 142.33 |  |  | Excess(+) | 1 | Full Conversion | INR | [40 empty] | #VALUE! | #VALUE! | #VALUE! | 8.04 | In gratings, frames, guard bar, ladder, railings, brackets, gates and similar works |  | 4360 | kg
8.05 | Providing and fixing hand rail of approved size by welding etc. to steel ladder railing, balcony railing, staircase railing and similar works, including applying priming coat of approved steel primer. | [53 empty] | 8.05 | Providing and fixing hand rail of approved size by welding etc. to steel ladder railing, balcony railing, staircase railing and similar works, including applying priming coat of approved steel primer.
8.06 | M.S. tube |  | 206 | kg | 162.28 |  |  | Excess(+) | 1 | Full Conversion | INR | [40 empty] | #VALUE! | #VALUE! | #VALUE! | 8.06 | M.S. tube |  | 206 | kg
8.07 | Providing and fixing carbon steel galvanised ( minimum coating 5 micron) dash fastener of 10 mm dia double threaded 6.8 grade (yield strength 480 N/mm2), counter sunk head, comprising of 10 m dia polyamide PA 6 grade sleeve, including drilling of hole in frame , concrete/ masonry, etc. as per direction of Engineer-in-charge. | [53 empty] | 8.07 | Providing and fixing carbon steel galvanised ( minimum coating 5 micron) dash fastener of 10 mm dia double threaded 6.8 grade (yield strength 480 N/mm2), counter sunk head, comprising of 10 m dia polyamide PA 6 grade sleeve, including drilling of hole in frame , concrete/ masonry, etc. as per direction of Engineer-in-charge.
8.08 | 10 x 80 mm |  | 1122 | each | 113.51 |  |  | Excess(+) | 1 | Full Conversion | INR | [40 empty] | #VALUE! | #VALUE! | #VALUE! | 8.08 | 10 x 80 mm |  | 1122 | each
8.09 | Providing and fixing stainless steel ( Grade 304) railing made of Hollow tubes, channels, plates etc., including welding, grinding, bufing, polishing and making curvature (wherever required) and fitting the same with necessary stainless steel nuts and bolts complete, i/c fixing the railing with necessary accessories & stainless steel dash fasteners , stainless steel bolts etc., of required size, on the top of the floor or the side of waist slab with suitable arrangement as per approval of Engineer-in-charge, (for payment purpose only weight of stainless steel members shall be considered excluding fixing accessories such as nuts, bolts, fasteners etc.). |  | 111 | kg | 636.93 |  |  | Excess(+) | 1 | Full Conversion | INR | [40 empty] | #VALUE! | #VALUE! | #VALUE! | 8.09 | Providing and fixing stainless steel ( Grade 304) railing made of Hollow tubes, channels, plates etc., including welding, grinding, bufing, polishing and making curvature (wherever required) and fitting the same with necessary stainless steel nuts and bolts complete, i/c fixing the railing with necessary accessories & stainless steel dash fasteners , stainless steel bolts etc., of required size, on the top of the floor or the side of waist slab with suitable arrangement as per approval of Engineer-in-charge, (for payment purpose only weight of stainless steel members shall be considered excluding fixing accessories such as nuts, bolts, fasteners etc.). |  | 111 | kg
8.1 | Providing & fixing fly proof wire gauze to windows, clerestory windows & doors with M.S. Flat 15x3 mm and nuts & bolts complete. | [53 empty] | 8.1 | Providing & fixing fly proof wire gauze to windows, clerestory windows & doors with M.S. Flat 15x3 mm and nuts & bolts complete.
8.11 | Stainless steel (grade 304) wire gauze of 0.5 mm dia wire and 1.4 mm aperture on both sides |  | 200 | sqm | 934.73 |  |  | Excess(+) | 1 | Full Conversion | INR | [40 empty] | #VALUE! | #VALUE! | #VALUE! | 8.11 | Stainless steel (grade 304) wire gauze of 0.5 mm dia wire and 1.4 mm aperture on both sides |  | 200 | sqm
8.12 | Providing & fixing glass panes with putty and glazing clips in steel doors, windows, clerestory windows, all complete with : | [53 empty] | 8.12 | Providing & fixing glass panes with putty and glazing clips in steel doors, windows, clerestory windows, all complete with :
8.13 | 4.0 mm thick glass panes |  | 30 | sqm | 877.92 |  |  | Excess(+) | 1 | Full Conversion | INR | [40 empty] | #VALUE! | #VALUE! | #VALUE! | 8.13 | 4.0 mm thick glass panes |  | 30 | sqm
9 | FLOORING | [53 empty] | 9 | FLOORING
9.01 | Cement concrete flooring 1:2:4 (1 cement : 2 coarse sand : 4 graded stone aggregate) finished with a floating coat of neat cement, including cement slurry, but excluding the cost of nosing of steps etc. complete. | [53 empty] | 9.01 | Cement concrete flooring 1:2:4 (1 cement : 2 coarse sand : 4 graded stone aggregate) finished with a floating coat of neat cement, including cement slurry, but excluding the cost of nosing of steps etc. complete.
9.02 | 40 mm thick with 20 mm nominal size stone aggregate |  | 6 | sqm | 506.47 |  |  | Excess(+) | 1 | Full Conversion | INR | [40 empty] | #VALUE! | #VALUE! | #VALUE! | 9.02 | 40 mm thick with 20 mm nominal size stone aggregate |  | 6 | sqm
9.03 | Kota stone slab flooring over 20 mm (average) thick base laid over and jointed with grey cement slurry mixed with pigment to match the shade of the slab, including rubbing and polishing complete with base of cement mortar 1 : 4 (1 cement : 4 coarse sand) : | [53 empty] | 9.03 | Kota stone slab flooring over 20 mm (average) thick base laid over and jointed with grey cement slurry mixed with pigment to match the shade of the slab, including rubbing and polishing complete with base of cement mortar 1 : 4 (1 cement : 4 coarse sand) :
9.04 | 25 mm thick |  | 1458 | sqm | 1606.54 |  |  | Excess(+) | 1 | Full Conversion | INR | [40 empty] | #VALUE! | #VALUE! | #VALUE! | 9.04 | 25 mm thick |  | 1458 | sqm
9.05 | Kota stone slabs 20 mm thick in risers of steps, skirting, dado and pillars laid on 12 mm (average) thick cement mortar 1:3 (1 cement: 3 coarse sand) and jointed with grey cement slurry mixed with pigment to match the shade of the slabs, including rubbing and polishing complete. |  | 40 | sqm | 1941.7 |  |  | Excess(+) | 1 | Full Conversion | INR | [40 empty] | #VALUE! | #VALUE! | #VALUE! | 9.05 | Kota stone slabs 20 mm thick in risers of steps, skirting, dado and pillars laid on 12 mm (average) thick cement mortar 1:3 (1 cement: 3 coarse sand) and jointed with grey cement slurry mixed with pigment to match the shade of the slabs, including rubbing and polishing complete. |  | 40 | sqm
9.06 | 40 mm thick fine dressed stone flooring over 20 mm (average) thick base of cement mortar 1:5 (1 cement : 5 coarse sand), including pointing with cement mortar 1:2 (1 cement : 2 stone dust) with an admixture of pigment to match the shade of stone. | [53 empty] | 9.06 | 40 mm thick fine dressed stone flooring over 20 mm (average) thick base of cement mortar 1:5 (1 cement : 5 coarse sand), including pointing with cement mortar 1:2 (1 cement : 2 stone dust) with an admixture of pigment to match the shade of stone.
9.07 | Red sand stone |  | 470 | sqm | 1258.39 |  |  | Excess(+) | 1 | Full Conversion | INR | [40 empty] | #VALUE! | #VALUE! | #VALUE! | 9.07 | Red sand stone |  | 470 | sqm
9.08 | Extra for Kota stone/ sand stone in treads of steps and risers using single length above normal size up to 2.00 metre. |  | 65 | sqm | 36.41 |  |  | Excess(+) | 1 | Full Conversion | INR | [40 empty] | #VALUE! | #VALUE! | #VALUE! | 9.08 | Extra for Kota stone/ sand stone in treads of steps and risers using single length above normal size up to 2.00 metre. |  | 65 | sqm
9.09 | Providing and laying rectified Glazed Ceramic floor tiles of size 300x300 mm or more (thickness to be specified by the manufacturer), of 1st quality conforming to IS : 15622, of approved make, in colours White, Ivory, Grey, Fume Red Brown, laid on 20 mm thick cement mortar 1:4 (1 Cement: 4 Coarse sand), jointing with grey cement slurry @ 3.3kg/ sqm including grouting the joints with white cement and matching pigments etc., complete. |  | 78 | sqm | 1096.73 |  |  | Excess(+) | 1 | Full Conversion | INR | [40 empty] | #VALUE! | #VALUE! | #VALUE! | 9.09 | Providing and laying rectified Glazed Ceramic floor tiles of size 300x300 mm or more (thickness to be specified by the manufacturer), of 1st quality conforming to IS : 15622, of approved make, in colours White, Ivory, Grey, Fume Red Brown, laid on 20 mm thick cement mortar 1:4 (1 Cement: 4 Coarse sand), jointing with grey cement slurry @ 3.3kg/ sqm including grouting the joints with white cement and matching pigments etc., complete. |  | 78 | sqm
10 | ROOFING | [53 empty] | 10 | ROOFING
10.01 | Providing gola 75x75 mm in cement concrete 1:2:4 (1 cement : 2 coarse sand : 4 stone aggregate 10 mm and down gauge), including finishing with cement mortar 1:3 (1 cement : 3 fine sand) as per standard design : | [53 empty] | 10.01 | Providing gola 75x75 mm in cement concrete 1:2:4 (1 cement : 2 coarse sand : 4 stone aggregate 10 mm and down gauge), including finishing with cement mortar 1:3 (1 cement : 3 fine sand) as per standard design :
10.02 | In 75x75 mm deep chase |  | 57 | metre | 251.63 |  |  | Excess(+) | 1 | Full Conversion | INR | [40 empty] | #VALUE! | #VALUE! | #VALUE! | 10.02 | In 75x75 mm deep chase |  | 57 | metre
10.03 | Making khurras 45x45 cm with average minimum thickness of 5 cm cement concrete 1:2:4 (1 cement : 2 coarse sand : 4 graded stone aggregate of 20 mm nominal size) over P.V.C. sheet 1 m x1 m x 400 micron, finished with 12 mm cement plaster 1:3 (1 cement : 3 coarse sand) and a coat of neat cement, rounding the edges and making and finishing the outlet complete. |  | 8 | each | 245.94 |  |  | Excess(+) | 1 | Full Conversion | INR | [40 empty] | #VALUE! | #VALUE! | #VALUE! | 10.03 | Making khurras 45x45 cm with average minimum thickness of 5 cm cement concrete 1:2:4 (1 cement : 2 coarse sand : 4 graded stone aggregate of 20 mm nominal size) over P.V.C. sheet 1 m x1 m x 400 micron, finished with 12 mm cement plaster 1:3 (1 cement : 3 coarse sand) and a coat of neat cement, rounding the edges and making and finishing the outlet complete. |  | 8 | each
10.04 | Providing and fixing on wall face unplasticised - PVC moulded fittings/ accessories for unplasticised Rigid PVC rain water pipes conforming to IS : 13592 Type A, including jointing with seal ring conforming to IS : 5382, leaving 10 mm gap for thermal expansion. | [53 empty] | 10.04 | Providing and fixing on wall face unplasticised - PVC moulded fittings/ accessories for unplasticised Rigid PVC rain water pipes conforming to IS : 13592 Type A, including jointing with seal ring conforming to IS : 5382, leaving 10 mm gap for thermal expansion.
10.05 | Single tee without door | [53 empty] | 10.05 | Single tee without door
10.06 | 110x110x110 mm |  | 7 | each | 182.53 |  |  | Excess(+) | 1 | Full Conversion | INR | [40 empty] | #VALUE! | #VALUE! | #VALUE! | 10.06 | 110x110x110 mm |  | 7 | each
10.07 | Bend 87.5° | [53 empty] | 10.07 | Bend 87.5°
10.08 | 110 mm bend |  | 8 | each | 123.98 |  |  | Excess(+) | 1 | Full Conversion | INR | [40 empty] | #VALUE! | #VALUE! | #VALUE! | 10.08 | 110 mm bend |  | 8 | each
11 | FINISHING | [53 empty] | 11 | FINISHING
11.01 | 12 mm cement plaster of mix : | [53 empty] | 11.01 | 12 mm cement plaster of mix :
11.02 | 1:6 (1 cement: 6 coarse sand) |  | 1150 | sqm | 283.38 |  |  | Excess(+) | 1 | Full Conversion | INR | [40 empty] | #VALUE! | #VALUE! | #VALUE! | 11.02 | 1:6 (1 cement: 6 coarse sand) |  | 1150 | sqm
11.03 | 15 mm cement plaster on rough side of single or half brick wall of mix: | [53 empty] | 11.03 | 15 mm cement plaster on rough side of single or half brick wall of mix:
11.04 | 1:6 (1 cement: 6 coarse sand) |  | 1200 | sqm | 326.01 |  |  | Excess(+) | 1 | Full Conversion | INR | [40 empty] | #VALUE! | #VALUE! | #VALUE! | 11.04 | 1:6 (1 cement: 6 coarse sand) |  | 1200 | sqm
11.05 | 20 mm cement plaster of mix : | [53 empty] | 11.05 | 20 mm cement plaster of mix :
11.06 | 1:4 (1 cement: 4 coarse sand) |  | 1250 | sqm | 401.91 |  |  | Excess(+) | 1 | Full Conversion | INR | [40 empty] | #VALUE! | #VALUE! | #VALUE! | 11.06 | 1:4 (1 cement: 4 coarse sand) |  | 1250 | sqm
11.07 | 6 mm cement plaster of mix : | [53 empty] | 11.07 | 6 mm cement plaster of mix :
11.08 | 1:3 (1 cement : 3 fine sand) |  | 3100 | sqm | 247.75 |  |  | Excess(+) | 1 | Full Conversion | INR | [40 empty] | #VALUE! | #VALUE! | #VALUE! | 11.08 | 1:3 (1 cement : 3 fine sand) |  | 3100 | sqm
11.09 | Neat cement punning. |  | 260 | sqm | 65.93 |  |  | Excess(+) | 1 | Full Conversion | INR | [40 empty] | #VALUE! | #VALUE! | #VALUE! | 11.09 | Neat cement punning. |  | 260 | sqm
11.1 | Extra for plastering done on moulding, cornices or architraves including neat finish to line and level: | [53 empty] | 11.1 | Extra for plastering done on moulding, cornices or architraves including neat finish to line and level:
11.11 | In one coat |  | 230 | sqm | 588.11 |  |  | Excess(+) | 1 | Full Conversion | INR | [40 empty] | #VALUE! | #VALUE! | #VALUE! | 11.11 | In one coat |  | 230 | sqm
11.12 | Distempering with oil bound washable distemper of approved brand and manufacture to give an even shade : | [53 empty] | 11.12 | Distempering with oil bound washable distemper of approved brand and manufacture to give an even shade :
11.13 | New work (two or more coats) over and including water thinnable priming coat with cement primer |  | 3900 | sqm | 153.09 |  |  | Excess(+) | 1 | Full Conversion | INR | [40 empty] | #VALUE! | #VALUE! | #VALUE! | 11.13 | New work (two or more coats) over and including water thinnable priming coat with cement primer |  | 3900 | sqm
11.14 | Finishing walls with Premium Acrylic Smooth exterior paint with Silicone additives of required shade: | [53 empty] | 11.14 | Finishing walls with Premium Acrylic Smooth exterior paint with Silicone additives of required shade:
11.15 | New work (Two or more coats applied @ 1.43 Itr/10 sqm over and including priming coat of exterior primer applied @ 0.90 litre/10 sqm) |  | 2800 | sqm | 141.09 |  |  | Excess(+) | 1 | Full Conversion | INR | [40 empty] | #VALUE! | #VALUE! | #VALUE! | 11.15 | New work (Two or more coats applied @ 1.43 Itr/10 sqm over and including priming coat of exterior primer applied @ 0.90 litre/10 sqm) |  | 2800 | sqm
11.16 | Applying priming coat: | [53 empty] | 11.16 | Applying priming coat:
11.17 | With ready mixed pink or Grey primer of approved brand and manufacture on wood work (hard and soft wood) |  | 411 | sqm | 50.67 |  |  | Excess(+) | 1 | Full Conversion | INR | [40 empty] | #VALUE! | #VALUE! | #VALUE! | 11.17 | With ready mixed pink or Grey primer of approved brand and manufacture on wood work (hard and soft wood) |  | 411 | sqm
11.18 | Painting with synthetic enamel paint of approved brand and manufacture to give an even shade : | [53 empty] | 11.18 | Painting with synthetic enamel paint of approved brand and manufacture to give an even shade :
11.19 | Two or more coats on new work |  | 1295 | sqm | 128.56 |  |  | Excess(+) | 1 | Full Conversion | INR | [40 empty] | #VALUE! | #VALUE! | #VALUE! | 11.19 | Two or more coats on new work |  | 1295 | sqm
11.2 | Providing and applying white cement based putty of average thickness 1 mm, of approved brand and manufacturer, over the plastered wall surface to prepare the surface even and smooth complete. |  | 6700 | sqm | 128.68 |  |  | Excess(+) | 1 | Full Conversion | INR | [40 empty] | #VALUE! | #VALUE! | #VALUE! | 11.2 | Providing and applying white cement based putty of average thickness 1 mm, of approved brand and manufacturer, over the plastered wall surface to prepare the surface even and smooth complete. |  | 6700 | sqm
12 | Dismantling and Demolishing | [53 empty] | 12 | Dismantling and Demolishing
12.01 | Demolishing cement concrete manually/ by mechanical means including disposal of material within 50 metres lead as per direction of Engineer - in - charge. | [53 empty] | 12.01 | Demolishing cement concrete manually/ by mechanical means including disposal of material within 50 metres lead as per direction of Engineer - in - charge.
12.02 | Nominal concrete 1:4:8 or leaner mix (i/c equivalent design mix) |  | 1 | cum | 1239.88 |  |  | Excess(+) | 1 | Full Conversion | INR | [40 empty] | #VALUE! | #VALUE! | #VALUE! | 12.02 | Nominal concrete 1:4:8 or leaner mix (i/c equivalent design mix) |  | 1 | cum
12.03 | Demolishing brick work manually/ by mechanical means including stacking of serviceable material and disposal of unserviceable material within 50 metres lead as per direction of Engineer-in-charge. | [53 empty] | 12.03 | Demolishing brick work manually/ by mechanical means including stacking of serviceable material and disposal of unserviceable material within 50 metres lead as per direction of Engineer-in-charge.
12.04 | In cement mortar |  | 22 | cum | 1698.85 |  |  | Excess(+) | 1 | Full Conversion | INR | [40 empty] | #VALUE! | #VALUE! | #VALUE! | 12.04 | In cement mortar |  | 22 | cum
12.05 | Dismantling doors, windows and clerestory windows (steel or wood) shutter including chowkhats, architrave, holdfasts etc. complete and stacking within 50 metres lead : | [53 empty] | 12.05 | Dismantling doors, windows and clerestory windows (steel or wood) shutter including chowkhats, architrave, holdfasts etc. complete and stacking within 50 metres lead :
12.06 | Of area beyond 3 sq. metres |  | 1 | each | 414.57 |  |  | Excess(+) | 1 | Full Conversion | INR | [40 empty] | #VALUE! | #VALUE! | #VALUE! | 12.06 | Of area beyond 3 sq. metres |  | 1 | each
12.07 | Dismantling barbed wire or flexible wire rope in fencing including making rolls and stacking within 50 metres lead. |  | 239 | kg | 30.35 |  |  | Excess(+) | 1 | Full Conversion | INR | [40 empty] | #VALUE! | #VALUE! | #VALUE! | 12.07 | Dismantling barbed wire or flexible wire rope in fencing including making rolls and stacking within 50 metres lead. |  | 239 | kg
12.08 | Dismantling manually/ by mechanical means including stacking of serviceable material and disposal of unserviceable material within 50 metres lead as per direction of Engineer-in-charge : | [53 empty] | 12.08 | Dismantling manually/ by mechanical means including stacking of serviceable material and disposal of unserviceable material within 50 metres lead as per direction of Engineer-in-charge :
12.09 | bituminous road |  | 16 | sqm | 353.34 |  |  | Excess(+) | 1 | Full Conversion | INR | [40 empty] | #VALUE! | #VALUE! | #VALUE! | 12.09 | bituminous road |  | 16 | sqm
12.1 | Dismantling old plaster or skirting raking out joints and cleaning the surface for plaster including disposal of rubbish to the dumping ground within 50 metres lead. |  | 79 | sqm | 45.06 |  |  | Excess(+) | 1 | Full Conversion | INR | [40 empty] | #VALUE! | #VALUE! | #VALUE! | 12.1 | Dismantling old plaster or skirting raking out joints and cleaning the surface for plaster including disposal of rubbish to the dumping ground within 50 metres lead. |  | 79 | sqm
13 | ROAD WORK | [53 empty] | 13 | ROAD WORK
13.01 | Providing and laying in position bitumen hot sealing compound for expansion joints etc. | [53 empty] | 13.01 | Providing and laying in position bitumen hot sealing compound for expansion joints etc.
13.02 | Using grade 'A' sealing compound. |  | 39 | Per cm depth per cm width per m length | 7.13 |  |  | Excess(+) | 1 | Full Conversion | INR | [40 empty] | #VALUE! | #VALUE! | #VALUE! | 13.02 | Using grade 'A' sealing compound. |  | 39 | Per cm depth per cm width per m length
13.03 | Providing and laying 60mm thick factory made cement concrete interlocking paver block of M -30 grade made by block making machine with strong vibratory compaction, of approved size, design& shape, laid in required colour and pattern over and including 50mm thick compacted bed of coarse sand, filling the joints with line sand etc. all complete as per the direction of Engineer-in-charge. |  | 150 | sqm | 801.52 |  |  | Excess(+) | 1 | Full Conversion | INR | [40 empty] | #VALUE! | #VALUE! | #VALUE! | 13.03 | Providing and laying 60mm thick factory made cement concrete interlocking paver block of M -30 grade made by block making machine with strong vibratory compaction, of approved size, design& shape, laid in required colour and pattern over and including 50mm thick compacted bed of coarse sand, filling the joints with line sand etc. all complete as per the direction of Engineer-in-charge. |  | 150 | sqm
13.04 | Providing and laying at or near ground level factory made kerb stone of M-25 grade cement concrete in position to the required line, level and curvature, jointed with cement mortar 1:3 (1 cement: 3 coarse sand), including making joints with or without grooves (thickness of joints except at sharp curve shall not to more than 5mm), including making drainage opening wherever required complete etc. as per direction of Engineer-in-charge (length of finished kerb edging shall be measured for payment). (Precast C.C. kerb stone shall be approved by Engineer-in-charge). |  | 15 | cum | 8343.04 |  |  | Excess(+) | 1 | Full Conversion | INR | [40 empty] | #VALUE! | #VALUE! | #VALUE! | 13.04 | Providing and laying at or near ground level factory made kerb stone of M-25 grade cement concrete in position to the required line, level and curvature, jointed with cement mortar 1:3 (1 cement: 3 coarse sand), including making joints with or without grooves (thickness of joints except at sharp curve shall not to more than 5mm), including making drainage opening wherever required complete etc. as per direction of Engineer-in-charge (length of finished kerb edging shall be measured for payment). (Precast C.C. kerb stone shall be approved by Engineer-in-charge). |  | 15 | cum
13.05 | Providing and erecting 2.00 metre high temporary barricading at site; each panel of size 2.50m x 2.00m made of 40 x 40 x 6 mm angle iron or 50 x 50 x 3 mm hollow MS tube posts/ horizontal members/ bracings covered with 1.63 mm thick MS sheet. The sheet shall be fixed with 30 x 5 mm MS flat by suitable welding/ riveting. The panels shall be made so that gap of 50 cm above the ground is available making overall height as 2.5m. MS channel ISLC 75 @ 5.70 kg/ m, 50 cm long shall be provided as the bottom having oval shaped holes of size 50 x 25 mm at both ends with 50 cm long MS angle 40 x 40 x 6 mm bracing. Suitable arrangement shall be made to fix the barricading to avoid from overturning by providing 250 mm long expansion fasteners at both ends. The work shall be executed as per drawing/ direction of Engineer-in-Charge which includes writing and painting, arrangement for traffic diversion such as traffic signals during construction at site for day and night, glow lamps, reflective signs, marking, flags, caution tape as directed by the Engineer-in- Charge. The barricading provided shall be retained in position at site continuously i/c shifting of barricading from one location to another location as many times as required during the execution of the entire work till its completion. Rate include its maintenance for damages, painting, all incidentals, labour materials, equipments and works required to execute the job. The barricading shall not be removed without prior approval of Engineer-in-Charge. (Note :- One time payment shall be made for providing barricading from start of work till completion of work i/c shifting. The barricading provided shall remain to be the property of the contractor on completion of the work). |  | 50 | metre | 2836.23 |  |  | Excess(+) | 1 | Full Conversion | INR | [40 empty] | #VALUE! | #VALUE! | #VALUE! | 13.05 | Providing and erecting 2.00 metre high temporary barricading at site; each panel of size 2.50m x 2.00m made of 40 x 40 x 6 mm angle iron or 50 x 50 x 3 mm hollow MS tube posts/ horizontal members/ bracings covered with 1.63 mm thick MS sheet. The sheet shall be fixed with 30 x 5 mm MS flat by suitable welding/ riveting. The panels shall be made so that gap of 50 cm above the ground is available making overall height as 2.5m. MS channel ISLC 75 @ 5.70 kg/ m, 50 cm long shall be provided as the bottom having oval shaped holes of size 50 x 25 mm at both ends with 50 cm long MS angle 40 x 40 x 6 mm bracing. Suitable arrangement shall be made to fix the barricading to avoid from overturning by providing 250 mm long expansion fasteners at both ends. The work shall be executed as per drawing/ direction of Engineer-in-Charge which includes writing and painting, arrangement for traffic diversion such as traffic signals during construction at site for day and night, glow lamps, reflective signs, marking, flags, caution tape as directed by the Engineer-in- Charge. The barricading provided shall be retained in position at site continuously i/c shifting of barricading from one location to another location as many times as required during the execution of the entire work till its completion. Rate include its maintenance for damages, painting, all incidentals, labour materials, equipments and works required to execute the job. The barricading shall not be removed without prior approval of Engineer-in-Charge. (Note :- One time payment shall be made for providing barricading from start of work till completion of work i/c shifting. The barricading provided shall remain to be the property of the contractor on completion of the work). |  | 50 | metre
13.06 | Providing and laying tactile tile (for vision impaired persons as per standards) of size 300x300x9.8 mm having with water absorption less than 0.5% and conforming to IS:15622 of approved make in all colours and shades in for outdoor floors such as footpath, court yard, multi modals location etc., laid on 20 mm thick base of cement mortar 1:4 (1 cement : 4 coarse sand) in all shapes & patterns including grouting the joints with white cement mixed with matching pigments etc. complete as per direction of Engineer-in-Charge. |  | 2 | sqm | 1663.73 |  |  | Excess(+) | 1 | Full Conversion | INR | [40 empty] | #VALUE! | #VALUE! | #VALUE! | 13.06 | Providing and laying tactile tile (for vision impaired persons as per standards) of size 300x300x9.8 mm having with water absorption less than 0.5% and conforming to IS:15622 of approved make in all colours and shades in for outdoor floors such as footpath, court yard, multi modals location etc., laid on 20 mm thick base of cement mortar 1:4 (1 cement : 4 coarse sand) in all shapes & patterns including grouting the joints with white cement mixed with matching pigments etc. complete as per direction of Engineer-in-Charge. |  | 2 | sqm
14 | SANITARY INSTALLATIONS | [53 empty] | 14 | SANITARY INSTALLATIONS
14.01 | Providing and fixing water closet squatting pan (Indian type W.C. pan ) with 100 mm sand cast Iron P or S trap, 10 litre low level white P.V.C. flushing cistern, including flush pipe, with manually controlled device (handle lever) conforming to IS : 7231, with all fittings and fixtures complete, including cutting and making good the walls and floors wherever required: | [53 empty] | 14.01 | Providing and fixing water closet squatting pan (Indian type W.C. pan ) with 100 mm sand cast Iron P or S trap, 10 litre low level white P.V.C. flushing cistern, including flush pipe, with manually controlled device (handle lever) conforming to IS : 7231, with all fittings and fixtures complete, including cutting and making good the walls and floors wherever required:
14.02 | White Vitreous china Orissa pattern W.C. pan of size 580x440 mm with integral type foot rests |  | 12 | each | 5580.44 |  |  | Excess(+) | 1 | Full Conversion | INR | [40 empty] | #VALUE! | #VALUE! | #VALUE! | 14.02 | White Vitreous china Orissa pattern W.C. pan of size 580x440 mm with integral type foot rests |  | 12 | each
14.03 | Providing and fixing white vitreous china pedestal type water closet (European type W.C. pan) with seat and lid, 10 litre low level white P.V.C. flushing cistern, including flush pipe, with manually controlled device (handle lever), conforming to IS : 7231, with all fittings and fixtures complete, including cutting and making good the walls and floors wherever required : | [53 empty] | 14.03 | Providing and fixing white vitreous china pedestal type water closet (European type W.C. pan) with seat and lid, 10 litre low level white P.V.C. flushing cistern, including flush pipe, with manually controlled device (handle lever), conforming to IS : 7231, with all fittings and fixtures complete, including cutting and making good the walls and floors wherever required :
14.04 | W.C. pan with ISI marked black solid plastic seat and lid |  | 2 | each | 5263.67 |  |  | Excess(+) | 1 | Full Conversion | INR | [40 empty] | #VALUE! | #VALUE! | #VALUE! | 14.04 | W.C. pan with ISI marked black solid plastic seat and lid |  | 2 | each
14.05 | Providing and fixing wash basin with C.I. brackets, 15 mm C.P. brass pillar taps, 32 mm C.P. brass waste of standard pattern, including painting of fittings and brackets, cutting and making good the walls wherever require: | [53 empty] | 14.05 | Providing and fixing wash basin with C.I. brackets, 15 mm C.P. brass pillar taps, 32 mm C.P. brass waste of standard pattern, including painting of fittings and brackets, cutting and making good the walls wherever require:
14.06 | White Vitreous China Wash basin size 630x450 mm with a single 15 mm C.P. brass pillar tap |  | 16 | each | 1835.86 |  |  | Excess(+) | 1 | Full Conversion | INR | [40 empty] | #VALUE! | #VALUE! | #VALUE! | 14.06 | White Vitreous China Wash basin size 630x450 mm with a single 15 mm C.P. brass pillar tap |  | 16 | each
14.07 | Providing and fixing white vitreous china laboratory sink with C.I. brackets, C.P. brass chain with rubber plug, 40 mm C.P brass waste and 40mm C.P. brass trap with necessary C.P. brass unions complete,including painting of fittings and brackets, cutting and making good the wall wherever required : | [53 empty] | 14.07 | Providing and fixing white vitreous china laboratory sink with C.I. brackets, C.P. brass chain with rubber plug, 40 mm C.P brass waste and 40mm C.P. brass trap with necessary C.P. brass unions complete,including painting of fittings and brackets, cutting and making good the wall wherever required :
14.08 | Size 600x450x200 mm |  | 7 | each | 5430.69 |  |  | Excess(+) | 1 | Full Conversion | INR | [40 empty] | #VALUE! | #VALUE! | #VALUE! | 14.08 | Size 600x450x200 mm |  | 7 | each
14.09 | Providing and fixing 8 mm dia C.P. / S.S. Jet with flexible tube upto 1 metre long with S.S. triangular plate to Eureopean type W.C. of quality and make as approved by Engineer - in - charge. |  | 2 | each | 287.91 |  |  | Excess(+) | 1 | Full Conversion | INR | [40 empty] | #VALUE! | #VALUE! | #VALUE! | 14.09 | Providing and fixing 8 mm dia C.P. / S.S. Jet with flexible tube upto 1 metre long with S.S. triangular plate to Eureopean type W.C. of quality and make as approved by Engineer - in - charge. |  | 2 | each
14.1 | Providing and fixing CP Brass 32mm size Bottle Trap of approved quality & make and as per the direction of Engineer- in-charge. |  | 16 | each | 853.3 |  |  | Excess(+) | 1 | Full Conversion | INR | [40 empty] | #VALUE! | #VALUE! | #VALUE! | 14.1 | Providing and fixing CP Brass 32mm size Bottle Trap of approved quality & make and as per the direction of Engineer- in-charge. |  | 16 | each
14.11 | Providing and fixing P.V.C. waste pipe for sink or wash basin including P.V.C. waste fittings complete. | [53 empty] | 14.11 | Providing and fixing P.V.C. waste pipe for sink or wash basin including P.V.C. waste fittings complete.
14.12 | Flexible pipe | [53 empty] | 14.12 | Flexible pipe
14.13 | 32 mm dia |  | 15 | each | 98.58 |  |  | Excess(+) | 1 | Full Conversion | INR | [40 empty] | #VALUE! | #VALUE! | #VALUE! | 14.13 | 32 mm dia |  | 15 | each
14.14 | Providing and fixing 600x450 mm beveled edge mirror of superior glass (of approved quality) complete with 6 mm thick hard board ground fixed to wooden cleats with C.P. brass screws and washers complete. |  | 2 | each | 1325.93 |  |  | Excess(+) | 1 | Full Conversion | INR | [40 empty] | #VALUE! | #VALUE! | #VALUE! | 14.14 | Providing and fixing 600x450 mm beveled edge mirror of superior glass (of approved quality) complete with 6 mm thick hard board ground fixed to wooden cleats with C.P. brass screws and washers complete. |  | 2 | each
14.15 | Providing and fixing toilet paper holder : | [53 empty] | 14.15 | Providing and fixing toilet paper holder :
14.16 | C.P. brass |  | 2 | each | 662.74 |  |  | Excess(+) | 1 | Full Conversion | INR | [40 empty] | #VALUE! | #VALUE! | #VALUE! | 14.16 | C.P. brass |  | 2 | each
14.17 | Providing and fixing soil, waste and vent pipes : | [53 empty] | 14.17 | Providing and fixing soil, waste and vent pipes :
14.18 | 100 mm dia | [53 empty] | 14.18 | 100 mm dia
14.19 | Centrifugally cast (spun) iron socket & spigot (S&S) pipe as per IS: 3989 |  | 51 | metre | 973.65 |  |  | Excess(+) | 1 | Full Conversion | INR | [40 empty] | #VALUE! | #VALUE! | #VALUE! | 14.19 | Centrifugally cast (spun) iron socket & spigot (S&S) pipe as per IS: 3989 |  | 51 | metre
14.2 | Hubless centrifugally cast (spun) iron pipes epoxy coated inside & outside IS:15905 |  | 54 | metre | 964.21 |  |  | Excess(+) | 1 | Full Conversion | INR | [40 empty] | #VALUE! | #VALUE! | #VALUE! | 14.2 | Hubless centrifugally cast (spun) iron pipes epoxy coated inside & outside IS:15905 |  | 54 | metre
14.21 | 75 mm diameter : | [53 empty] | 14.21 | 75 mm diameter :
14.22 | Centrifugally cast (spun) iron socketed pipeas per IS: 3989 |  | 0.5 | metre | 977.98 |  |  | Excess(+) | 1 | Full Conversion | INR | [40 empty] | #VALUE! | #VALUE! | #VALUE! | 14.22 | Centrifugally cast (spun) iron socketed pipeas per IS: 3989 |  | 0.5 | metre
14.23 | Providing and fixing M.S. holder-bat clamps of approved design to Sand Cast iron/cast iron (spun) pipe embedded in and including cement concrete blocks 10x10x10 cm of 1:2:4 mix (1 cement : 2 coarse sand : 4 graded stone aggregate 20 mm nominal size), including cost of cutting holes and making good the walls etc. : | [53 empty] | 14.23 | Providing and fixing M.S. holder-bat clamps of approved design to Sand Cast iron/cast iron (spun) pipe embedded in and including cement concrete blocks 10x10x10 cm of 1:2:4 mix (1 cement : 2 coarse sand : 4 graded stone aggregate 20 mm nominal size), including cost of cutting holes and making good the walls etc. :
14.24 | For 100 mm dia pipe |  | 39 | each | 299.21 |  |  | Excess(+) | 1 | Full Conversion | INR | [40 empty] | #VALUE! | #VALUE! | #VALUE! | 14.24 | For 100 mm dia pipe |  | 39 | each
14.25 | Providing and fixing plain bend of required degree. | [53 empty] | 14.25 | Providing and fixing plain bend of required degree.
14.26 | 100 mm dia | [53 empty] | 14.26 | 100 mm dia
14.27 | Sand cast iron S&S as per IS : 3989 |  | 23 | each | 470.07 |  |  | Excess(+) | 1 | Full Conversion | INR | [40 empty] | #VALUE! | #VALUE! | #VALUE! | 14.27 | Sand cast iron S&S as per IS : 3989 |  | 23 | each
14.28 | Providing and fixing double equal plain junction of required degree. | [53 empty] | 14.28 | Providing and fixing double equal plain junction of required degree.
14.29 | 100x100x100x100 mm | [53 empty] | 14.29 | 100x100x100x100 mm
14.3 | Sand cast iron S&S as per IS - 3989 |  | 8 | each | 886.49 |  |  | Excess(+) | 1 | Full Conversion | INR | [40 empty] | #VALUE! | #VALUE! | #VALUE! | 14.3 | Sand cast iron S&S as per IS - 3989 |  | 8 | each
14.31 | Providing and fixing single equal plain junction of required degree with access door, insertion rubber washer 3 mm thick, bolts and nuts complete. | [53 empty] | 14.31 | Providing and fixing single equal plain junction of required degree with access door, insertion rubber washer 3 mm thick, bolts and nuts complete.
14.32 | 100x100x100 mm | [53 empty] | 14.32 | 100x100x100 mm
14.33 | Sand cast iron S&S as per IS - 3989 |  | 29 | each | 763.34 |  |  | Excess(+) | 1 | Full Conversion | INR | [40 empty] | #VALUE! | #VALUE! | #VALUE! | 14.33 | Sand cast iron S&S as per IS - 3989 |  | 29 | each
14.34 | Providing and fixing terminal guard : | [53 empty] | 14.34 | Providing and fixing terminal guard :
14.35 | 100 mm | [53 empty] | 14.35 | 100 mm
14.36 | Hubless centrifugally cast (spun) ironepoxy coated inside & outside as per IS:15905 |  | 6 | each | 352.77 |  |  | Excess(+) | 1 | Full Conversion | INR | [40 empty] | #VALUE! | #VALUE! | #VALUE! | 14.36 | Hubless centrifugally cast (spun) ironepoxy coated inside & outside as per IS:15905 |  | 6 | each
14.37 | Providing and fixing collar : | [53 empty] | 14.37 | Providing and fixing collar :
14.38 | 100 mm | [53 empty] | 14.38 | 100 mm
14.39 | Sand cast iron S&S as per IS - 3989 |  | 24 | each | 423.15 |  |  | Excess(+) | 1 | Full Conversion | INR | [40 empty] | #VALUE! | #VALUE! | #VALUE! | 14.39 | Sand cast iron S&S as per IS - 3989 |  | 24 | each
14.4 | 75 mm | [53 empty] | 14.4 | 75 mm
14.41 | Sand cast iron S&S as per IS - 3989 |  | 1 | each | 298.55 |  |  | Excess(+) | 1 | Full Conversion | INR | [40 empty] | #VALUE! | #VALUE! | #VALUE! | 14.41 | Sand cast iron S&S as per IS - 3989 |  | 1 | each
14.42 | Providing and fixing shielded coupling for Hubless centrifugally cast iron pipe | [53 empty] | 14.42 | Providing and fixing shielded coupling for Hubless centrifugally cast iron pipe
14.43 | 100 mm dia | [53 empty] | 14.43 | 100 mm dia
14.44 | SS 304 grade coupling with EPDM rubber gasket |  | 39 | each | 356.27 |  |  | Excess(+) | 1 | Full Conversion | INR | [40 empty] | #VALUE! | #VALUE! | #VALUE! | 14.44 | SS 304 grade coupling with EPDM rubber gasket |  | 39 | each
14.45 | Providing lead caulked joints to sand cast iron/centrifugally cast (spun) iron pipes and fittings of diameter : | [53 empty] | 14.45 | Providing lead caulked joints to sand cast iron/centrifugally cast (spun) iron pipes and fittings of diameter :
14.46 | 100 mm |  | 160 | each | 513.32 |  |  | Excess(+) | 1 | Full Conversion | INR | [40 empty] | #VALUE! | #VALUE! | #VALUE! | 14.46 | 100 mm |  | 160 | each
14.47 | 75 mm |  | 3 | each | 433.95 |  |  | Excess(+) | 1 | Full Conversion | INR | [40 empty] | #VALUE! | #VALUE! | #VALUE! | 14.47 | 75 mm |  | 3 | each
14.48 | Providing and fixing trap of self cleansing design with screwed down or hinged grating with or without vent arm complete, including cost of cutting and making good the walls and floors : | [53 empty] | 14.48 | Providing and fixing trap of self cleansing design with screwed down or hinged grating with or without vent arm complete, including cost of cutting and making good the walls and floors :
14.49 | 100 mm inlet and 100 mm outlet | [53 empty] | 14.49 | 100 mm inlet and 100 mm outlet
14.5 | Sand cast iron S&S as per IS: 3989 |  | 23 | each | 1646.33 |  |  | Excess(+) | 1 | Full Conversion | INR | [40 empty] | #VALUE! | #VALUE! | #VALUE! | 14.5 | Sand cast iron S&S as per IS: 3989 |  | 23 | each
14.51 | 100 mm inlet and 75 mm outlet | [53 empty] | 14.51 | 100 mm inlet and 75 mm outlet
14.52 | Sand cast iron S&S as per IS - 3989 |  | 1 | each | 1628.72 |  |  | Excess(+) | 1 | Full Conversion | INR | [40 empty] | #VALUE! | #VALUE! | #VALUE! | 14.52 | Sand cast iron S&S as per IS - 3989 |  | 1 | each
15 | WATER SUPPLY | [53 empty] | 15 | WATER SUPPLY
15.01 | Providing and fixing G.I. pipes complete with G.I. fittings and clamps, i/c cutting and making good the walls etc. INTERNAL WORK - EXPOSED ON WALL | [53 empty] | 15.01 | Providing and fixing G.I. pipes complete with G.I. fittings and clamps, i/c cutting and making good the walls etc. INTERNAL WORK - EXPOSED ON WALL
15.02 | 25 mm dia nominal bore |  | 42 | metre | 454.94 |  |  | Excess(+) | 1 | Full Conversion | INR | [40 empty] | #VALUE! | #VALUE! | #VALUE! | 15.02 | 25 mm dia nominal bore |  | 42 | metre
15.03 | 32 mm dia nominal bore |  | 28 | metre | 550.01 |  |  | Excess(+) | 1 | Full Conversion | INR | [40 empty] | #VALUE! | #VALUE! | #VALUE! | 15.03 | 32 mm dia nominal bore |  | 28 | metre
15.04 | 40 mm dia nominal bore |  | 58 | metre | 669.5 |  |  | Excess(+) | 1 | Full Conversion | INR | [40 empty] | #VALUE! | #VALUE! | #VALUE! | 15.04 | 40 mm dia nominal bore |  | 58 | metre
15.05 | 50 mm dia nominal bore |  | 11 | metre | 864.48 |  |  | Excess(+) | 1 | Full Conversion | INR | [40 empty] | #VALUE! | #VALUE! | #VALUE! | 15.05 | 50 mm dia nominal bore |  | 11 | metre
15.06 | Providing and fixing G.I. Pipes complete with G.I. fittings and clamps, i/c making good the walls etc. concealed pipe, including painting with anti corrosive bitumastic paint, cutting chases and making good the wall : | [53 empty] | 15.06 | Providing and fixing G.I. Pipes complete with G.I. fittings and clamps, i/c making good the walls etc. concealed pipe, including painting with anti corrosive bitumastic paint, cutting chases and making good the wall :
15.07 | 15 mm dia nominal bore |  | 23 | metre | 478.64 |  |  | Excess(+) | 1 | Full Conversion | INR | [40 empty] | #VALUE! | #VALUE! | #VALUE! | 15.07 | 15 mm dia nominal bore |  | 23 | metre
15.08 | 20 mm dia nominal bore |  | 42 | metre | 523.79 |  |  | Excess(+) | 1 | Full Conversion | INR | [40 empty] | #VALUE! | #VALUE! | #VALUE! | 15.08 | 20 mm dia nominal bore |  | 42 | metre
15.09 | Providing and fixing G.I. pipes complete with G.I. fittings including trenching and refilling etc. External work | [53 empty] | 15.09 | Providing and fixing G.I. pipes complete with G.I. fittings including trenching and refilling etc. External work
15.1 | 25 mm dia nominal bore |  | 88 | metre | 385.71 |  |  | Excess(+) | 1 | Full Conversion | INR | [40 empty] | #VALUE! | #VALUE! | #VALUE! | 15.1 | 25 mm dia nominal bore |  | 88 | metre
15.11 | 50 mm dia nominal bore |  | 154 | metre | 628.47 |  |  | Excess(+) | 1 | Full Conversion | INR | [40 empty] | #VALUE! | #VALUE! | #VALUE! | 15.11 | 50 mm dia nominal bore |  | 154 | metre
15.12 | Providing and fixing gun metal gate valve with C.I. wheel of approved quality (screwed end) : | [53 empty] | 15.12 | Providing and fixing gun metal gate valve with C.I. wheel of approved quality (screwed end) :
15.13 | 20 mm nominal bore |  | 2 | each | 445.25 |  |  | Excess(+) | 1 | Full Conversion | INR | [40 empty] | #VALUE! | #VALUE! | #VALUE! | 15.13 | 20 mm nominal bore |  | 2 | each
15.14 | 40 mm nominal bore |  | 4 | each | 681.21 |  |  | Excess(+) | 1 | Full Conversion | INR | [40 empty] | #VALUE! | #VALUE! | #VALUE! | 15.14 | 40 mm nominal bore |  | 4 | each
15.15 | 50 mm nominal bore |  | 1 | each | 846.58 |  |  | Excess(+) | 1 | Full Conversion | INR | [40 empty] | #VALUE! | #VALUE! | #VALUE! | 15.15 | 50 mm nominal bore |  | 1 | each
15.16 | Providing and fixing ball valve (brass) of approved quality, High or low pressure, with plastic floats complete : | [53 empty] | 15.16 | Providing and fixing ball valve (brass) of approved quality, High or low pressure, with plastic floats complete :
15.17 | 25 mm nominal bore |  | 1 | each | 382.66 |  |  | Excess(+) | 1 | Full Conversion | INR | [40 empty] | #VALUE! | #VALUE! | #VALUE! | 15.17 | 25 mm nominal bore |  | 1 | each
15.18 | Providing and fixing brass ferrule with C.I. mouth cover including boring and tapping the main : | [53 empty] | 15.18 | Providing and fixing brass ferrule with C.I. mouth cover including boring and tapping the main :
15.19 | 25 mm nominal bore |  | 2 | each | 401.42 |  |  | Excess(+) | 1 | Full Conversion | INR | [40 empty] | #VALUE! | #VALUE! | #VALUE! | 15.19 | 25 mm nominal bore |  | 2 | each
15.2 | Providing and fixing uplasticised PVC connection pipe with brass unions : | [53 empty] | 15.2 | Providing and fixing uplasticised PVC connection pipe with brass unions :
15.21 | 45 cm length | [53 empty] | 15.21 | 45 cm length
15.22 | 15 mm nominal bore |  | 37 | each | 80.61 |  |  | Excess(+) | 1 | Full Conversion | INR | [40 empty] | #VALUE! | #VALUE! | #VALUE! | 15.22 | 15 mm nominal bore |  | 37 | each
15.23 | Constructing masonry Chamber 30x30x50 cm inside, in brick work in cement mortar 1:4 (1 cement :4 coarse sand) for stop cock, with C. I. surface box 100x100 x75 mm (inside) with hinged cover fixed in cement concrete slab 1:2:4 mix (1 cement : 2 coarse sand : 4 graded stone aggregate 20 mm nominal size), i/c necessary excavation, foundation concrete 1:5:10 ( 1 cement : 5 fine sand : 10 graded stone aggregate 40mm nominal size ) and inside plastering with cement mortar 1:3 (1 cement : 3 coarse sand) 12mm thick, finished with a floating coat of neat cement complete as per standard design : | [53 empty] | 15.23 | Constructing masonry Chamber 30x30x50 cm inside, in brick work in cement mortar 1:4 (1 cement :4 coarse sand) for stop cock, with C. I. surface box 100x100 x75 mm (inside) with hinged cover fixed in cement concrete slab 1:2:4 mix (1 cement : 2 coarse sand : 4 graded stone aggregate 20 mm nominal size), i/c necessary excavation, foundation concrete 1:5:10 ( 1 cement : 5 fine sand : 10 graded stone aggregate 40mm nominal size ) and inside plastering with cement mortar 1:3 (1 cement : 3 coarse sand) 12mm thick, finished with a floating coat of neat cement complete as per standard design :
15.24 | With common burnt clay F.P.S.(non modular) bricks of class designation 7.5 |  | 3 | each | 1643.11 |  |  | Excess(+) | 1 | Full Conversion | INR | [40 empty] | #VALUE! | #VALUE! | #VALUE! | 15.24 | With common burnt clay F.P.S.(non modular) bricks of class designation 7.5 |  | 3 | each
15.25 | Painting G.I. pipes and fittings with synthetic enamel white paint with two coats over a ready mixed priming coat, both of approved quality for new work : | [53 empty] | 15.25 | Painting G.I. pipes and fittings with synthetic enamel white paint with two coats over a ready mixed priming coat, both of approved quality for new work :
15.26 | 25 mm diameter pipe |  | 80 | metre | 24.94 |  |  | Excess(+) | 1 | Full Conversion | INR | [40 empty] | #VALUE! | #VALUE! | #VALUE! | 15.26 | 25 mm diameter pipe |  | 80 | metre
15.27 | 32 mm diameter pipe |  | 9 | metre | 29.97 |  |  | Excess(+) | 1 | Full Conversion | INR | [40 empty] | #VALUE! | #VALUE! | #VALUE! | 15.27 | 32 mm diameter pipe |  | 9 | metre
15.28 | 40 mm diameter pipe |  | 64 | metre | 35.17 |  |  | Excess(+) | 1 | Full Conversion | INR | [40 empty] | #VALUE! | #VALUE! | #VALUE! | 15.28 | 40 mm diameter pipe |  | 64 | metre
15.29 | 50 mm diameter pipe |  | 11 | metre | 42.05 |  |  | Excess(+) | 1 | Full Conversion | INR | [40 empty] | #VALUE! | #VALUE! | #VALUE! | 15.29 | 50 mm diameter pipe |  | 11 | metre
15.3 | Painting G.I. pipes and fittings with two coats of anti-corrosive bitumastic paint of approved quality : | [53 empty] | 15.3 | Painting G.I. pipes and fittings with two coats of anti-corrosive bitumastic paint of approved quality :
15.31 | 25 mm diameter pipe |  | 30 | metre | 15.13 |  |  | Excess(+) | 1 | Full Conversion | INR | [40 empty] | #VALUE! | #VALUE! | #VALUE! | 15.31 | 25 mm diameter pipe |  | 30 | metre
15.32 | 50 mm diameter pipe |  | 154 | metre | 25.15 |  |  | Excess(+) | 1 | Full Conversion | INR | [40 empty] | #VALUE! | #VALUE! | #VALUE! | 15.32 | 50 mm diameter pipe |  | 154 | metre
15.33 | Providing and filling sand of grading zone V or coarser grade, allround the G.I. pipes in external work : | [53 empty] | 15.33 | Providing and filling sand of grading zone V or coarser grade, allround the G.I. pipes in external work :
15.34 | 50 mm diameter pipe |  | 154 | metre | 142.86 |  |  | Excess(+) | 1 | Full Conversion | INR | [40 empty] | #VALUE! | #VALUE! | #VALUE! | 15.34 | 50 mm diameter pipe |  | 154 | metre
15.35 | Providing and fixing G.I. Union in G.I. pipe including cutting and threading the pipe and making long screws etc. complete (New work) : | [53 empty] | 15.35 | Providing and fixing G.I. Union in G.I. pipe including cutting and threading the pipe and making long screws etc. complete (New work) :
15.36 | 20 mm nominal bore |  | 2 | each | 285.97 |  |  | Excess(+) | 1 | Full Conversion | INR | [40 empty] | #VALUE! | #VALUE! | #VALUE! | 15.36 | 20 mm nominal bore |  | 2 | each
15.37 | 40 mm nominal bore |  | 4 | each | 520.57 |  |  | Excess(+) | 1 | Full Conversion | INR | [40 empty] | #VALUE! | #VALUE! | #VALUE! | 15.37 | 40 mm nominal bore |  | 4 | each
15.38 | 50 mm nominal bore |  | 2 | each | 679.31 |  |  | Excess(+) | 1 | Full Conversion | INR | [40 empty] | #VALUE! | #VALUE! | #VALUE! | 15.38 | 50 mm nominal bore |  | 2 | each
15.39 | Providing and fixing G.I. Union in existing G.I. pipe line, cutting and threading the pipe and making long screws, including excavation, refilling the earth or cutting of wall and making good the same complete wherever required : | [53 empty] | 15.39 | Providing and fixing G.I. Union in existing G.I. pipe line, cutting and threading the pipe and making long screws, including excavation, refilling the earth or cutting of wall and making good the same complete wherever required :
15.4 | 25 mm nominal bore |  | 1 | each | 783.66 |  |  | Excess(+) | 1 | Full Conversion | INR | [40 empty] | #VALUE! | #VALUE! | #VALUE! | 15.4 | 25 mm nominal bore |  | 1 | each
15.41 | Providing and fixing C.P. brass bib cock of approved quality conforming to IS:8931 : | [53 empty] | 15.41 | Providing and fixing C.P. brass bib cock of approved quality conforming to IS:8931 :
15.42 | 15 mm nominal bore |  | 12 | each | 417.91 |  |  | Excess(+) | 1 | Full Conversion | INR | [40 empty] | #VALUE! | #VALUE! | #VALUE! | 15.42 | 15 mm nominal bore |  | 12 | each
15.43 | Providing and fixing C.P. brass long body bib cock of approved quality conforming to IS standards and weighing not less than 690 gms. | [53 empty] | 15.43 | Providing and fixing C.P. brass long body bib cock of approved quality conforming to IS standards and weighing not less than 690 gms.
15.44 | 15 mm nominal bore |  | 8 | each | 658.82 |  |  | Excess(+) | 1 | Full Conversion | INR | [40 empty] | #VALUE! | #VALUE! | #VALUE! | 15.44 | 15 mm nominal bore |  | 8 | each
15.45 | Providing and fixing C.P. brass stop cock (concealed) of standard design and of approved make conforming to IS:8931. | [53 empty] | 15.45 | Providing and fixing C.P. brass stop cock (concealed) of standard design and of approved make conforming to IS:8931.
15.46 | 15 mm nominal bore |  | 2 | each | 552.86 |  |  | Excess(+) | 1 | Full Conversion | INR | [40 empty] | #VALUE! | #VALUE! | #VALUE! | 15.46 | 15 mm nominal bore |  | 2 | each
15.47 | Providing and fixing C.P. brass angle valve for basin mixer and geyser points of approved quality conforming to IS:8931 | [53 empty] | 15.47 | Providing and fixing C.P. brass angle valve for basin mixer and geyser points of approved quality conforming to IS:8931
15.48 | 15mm nominal bore |  | 30 | each | 473.57 |  |  | Excess(+) | 1 | Full Conversion | INR | [40 empty] | #VALUE! | #VALUE! | #VALUE! | 15.48 | 15mm nominal bore |  | 30 | each
15.49 | Making chases up to 7.5x7.5 cm in walls including making good and finishing with matching surface after housing G.I. pipe etc. |  | 25 | metre | 167.31 |  |  | Excess(+) | 1 | Full Conversion | INR | [40 empty] | #VALUE! | #VALUE! | #VALUE! | 15.49 | Making chases up to 7.5x7.5 cm in walls including making good and finishing with matching surface after housing G.I. pipe etc. |  | 25 | metre
16 | DRAINAGE | [53 empty] | 16 | DRAINAGE
16.01 | Providing, laying and jointing glazed stoneware pipes class SP-1 with stiff mixture of cement mortar in the proportion of 1:1 (1 cement : 1 fine sand) including testing of joints etc. complete : | [53 empty] | 16.01 | Providing, laying and jointing glazed stoneware pipes class SP-1 with stiff mixture of cement mortar in the proportion of 1:1 (1 cement : 1 fine sand) including testing of joints etc. complete :
16.02 | 200 mm diameter |  | 90 | metre | 800.16 |  |  | Excess(+) | 1 | Full Conversion | INR | [40 empty] | #VALUE! | #VALUE! | #VALUE! | 16.02 | 200 mm diameter |  | 90 | metre
16.03 | Providing and laying cement concrete 1:5:10 (1 cement : 5 coarse sand : 10 graded stone aggregate 40 mm nominal size) all-round S.W. pipes including bed concrete as per standard design : | [53 empty] | 16.03 | Providing and laying cement concrete 1:5:10 (1 cement : 5 coarse sand : 10 graded stone aggregate 40 mm nominal size) all-round S.W. pipes including bed concrete as per standard design :
16.04 | 100 mm diameter S.W. pipe |  | 18 | metre | 795.54 |  |  | Excess(+) | 1 | Full Conversion | INR | [40 empty] | #VALUE! | #VALUE! | #VALUE! | 16.04 | 100 mm diameter S.W. pipe |  | 18 | metre
16.05 | 150 mm diameter S.W. pipe |  | 52 | metre | 972.91 |  |  | Excess(+) | 1 | Full Conversion | INR | [40 empty] | #VALUE! | #VALUE! | #VALUE! | 16.05 | 150 mm diameter S.W. pipe |  | 52 | metre
16.06 | 200 mm diameter S.W. pipe |  | 90 | metre | 1134.2 |  |  | Excess(+) | 1 | Full Conversion | INR | [40 empty] | #VALUE! | #VALUE! | #VALUE! | 16.06 | 200 mm diameter S.W. pipe |  | 90 | metre
16.07 | Providing and laying cement concrete 1:5:10 (1 cement : 5 coarse sand : 10 graded stone aggregate 40 mm nominal size) up to haunches of S.W. pipes including bed concrete as per standard design : | [53 empty] | 16.07 | Providing and laying cement concrete 1:5:10 (1 cement : 5 coarse sand : 10 graded stone aggregate 40 mm nominal size) up to haunches of S.W. pipes including bed concrete as per standard design :
16.08 | 300 mm diameter S.W. pipe |  | 24 | metre | 967.55 |  |  | Excess(+) | 1 | Full Conversion | INR | [40 empty] | #VALUE! | #VALUE! | #VALUE! | 16.08 | 300 mm diameter S.W. pipe |  | 24 | metre
16.09 | Providing and fixing square-mouth S.W. gully trap class SP-1 complete with C.I. grating brick masonry chamber with water tight C.I. cover with frame of 300 x300 mm size (inside) the weight of cover to be not less than 4.50 kg and frame to be not less than 2.70 kg as per standard design: | [53 empty] | 16.09 | Providing and fixing square-mouth S.W. gully trap class SP-1 complete with C.I. grating brick masonry chamber with water tight C.I. cover with frame of 300 x300 mm size (inside) the weight of cover to be not less than 4.50 kg and frame to be not less than 2.70 kg as per standard design:
16.1 | 100x100 mm size P type | [53 empty] | 16.1 | 100x100 mm size P type
16.11 | With common burnt clay F.P.S. (non modular) bricks of class designation 7.5 |  | 2 | each | 2232.75 |  |  | Excess(+) | 1 | Full Conversion | INR | [40 empty] | #VALUE! | #VALUE! | #VALUE! | 16.11 | With common burnt clay F.P.S. (non modular) bricks of class designation 7.5 |  | 2 | each
16.12 | Providing and laying non-pressure NP2 class (light duty) R.C.C. pipes with collars jointed with stiff mixture of cement mortar in the proportion of 1:2 (1 cement : 2 fine sand) including testing of joints etc. complete : | [53 empty] | 16.12 | Providing and laying non-pressure NP2 class (light duty) R.C.C. pipes with collars jointed with stiff mixture of cement mortar in the proportion of 1:2 (1 cement : 2 fine sand) including testing of joints etc. complete :
16.13 | 150 mm dia. R.C.C. pipe |  | 149 | metre | 458.85 |  |  | Excess(+) | 1 | Full Conversion | INR | [40 empty] | #VALUE! | #VALUE! | #VALUE! | 16.13 | 150 mm dia. R.C.C. pipe |  | 149 | metre
16.14 | 300 mm dia. R.C.C. pipe |  | 132 | metre | 819.91 |  |  | Excess(+) | 1 | Full Conversion | INR | [40 empty] | #VALUE! | #VALUE! | #VALUE! | 16.14 | 300 mm dia. R.C.C. pipe |  | 132 | metre
16.15 | Extra for depth for manholes : | [53 empty] | 16.15 | Extra for depth for manholes :
16.16 | Size 90x80 cm | [53 empty] | 16.16 | Size 90x80 cm
16.17 | With common burnt clay F.P.S. (non modular) bricks of class designation 7.5 |  | 5 | metre | 7277.48 |  |  | Excess(+) | 1 | Full Conversion | INR | [40 empty] | #VALUE! | #VALUE! | #VALUE! | 16.17 | With common burnt clay F.P.S. (non modular) bricks of class designation 7.5 |  | 5 | metre
16.18 | Size 120x90 cm | [53 empty] | 16.18 | Size 120x90 cm
16.19 | With common burnt clay F.P.S. (non modular) bricks of class designation 7.5 |  | 5 | metre | 8728.87 |  |  | Excess(+) | 1 | Full Conversion | INR | [40 empty] | #VALUE! | #VALUE! | #VALUE! | 16.19 | With common burnt clay F.P.S. (non modular) bricks of class designation 7.5 |  | 5 | metre
16.2 | Providing orange colour safety foot rest of minimum 6 mm thick plastic encapsulated as per IS : 10910, on 12 mm dia steel bar conforming to IS: 1786, having minimum cross section as 23 mmx25 mm and over all minimum length 263 mm and width as 165 mm with minimum 112 mm space between protruded legs having 2 mm tread on top surface by ribbing or chequering besides necessary and adequate anchoring projections on tail length on 138 mm as per standard drawing and suitable to with stand the bend test and chemical resistance test as per specifications and having manufacture's permanent identification mark to be visible even after fixing, including fixing in manholes with 30x20x15 cm cement concrete block 1:3:6 (1 cement : 3 coarse sand : 6 graded stone aggregate 20 mm nominal size) complete as per design. |  | 38 | each | 456.58 |  |  | Excess(+) | 1 | Full Conversion | INR | [40 empty] | #VALUE! | #VALUE! | #VALUE! | 16.2 | Providing orange colour safety foot rest of minimum 6 mm thick plastic encapsulated as per IS : 10910, on 12 mm dia steel bar conforming to IS: 1786, having minimum cross section as 23 mmx25 mm and over all minimum length 263 mm and width as 165 mm with minimum 112 mm space between protruded legs having 2 mm tread on top surface by ribbing or chequering besides necessary and adequate anchoring projections on tail length on 138 mm as per standard drawing and suitable to with stand the bend test and chemical resistance test as per specifications and having manufacture's permanent identification mark to be visible even after fixing, including fixing in manholes with 30x20x15 cm cement concrete block 1:3:6 (1 cement : 3 coarse sand : 6 graded stone aggregate 20 mm nominal size) complete as per design. |  | 38 | each
16.21 | Constructing brick masonry road gully chamber 50x45x60 cm with bricks in cement mortar 1:4 (1 cement : 4 coarse sand) including 500x450 mm pre-cast R.C.C. horizontal grating with frame complete as per standard design : | [53 empty] | 16.21 | Constructing brick masonry road gully chamber 50x45x60 cm with bricks in cement mortar 1:4 (1 cement : 4 coarse sand) including 500x450 mm pre-cast R.C.C. horizontal grating with frame complete as per standard design :
16.22 | With common burnt clay F.P.S. (non modular) bricks of class designation 7.5 |  | 23 | each | 4912.92 |  |  | Excess(+) | 1 | Full Conversion | INR | [40 empty] | #VALUE! | #VALUE! | #VALUE! | 16.22 | With common burnt clay F.P.S. (non modular) bricks of class designation 7.5 |  | 23 | each
17 | ALUMINIUM WORK | [53 empty] | 17 | ALUMINIUM WORK
17.01 | Providing and fixing aluminium work for doors, windows, ventilators and partitions with extruded built up standard tubular sections/ appropriate Z sections and other sections of approved make conforming to IS: 733 and IS: 1285, fixing with dash fasteners of required dia and size, including necessary filling up the gaps at junctions, i.e. at top, bottom and sides with required EPDM rubber/ neoprene gasket etc. Aluminium sections shall be smooth, rust free, straight, mitred and jointed mechanically wherever required including cleat angle, Aluminium snap beading for glazing / paneling, C.P. brass / stainless steel screws, all complete as per architectural drawings and the directions of Engineer-in-charge. (Glazing, paneling and dash fasteners to be paid for separately) : | [53 empty] | 17.01 | Providing and fixing aluminium work for doors, windows, ventilators and partitions with extruded built up standard tubular sections/ appropriate Z sections and other sections of approved make conforming to IS: 733 and IS: 1285, fixing with dash fasteners of required dia and size, including necessary filling up the gaps at junctions, i.e. at top, bottom and sides with required EPDM rubber/ neoprene gasket etc. Aluminium sections shall be smooth, rust free, straight, mitred and jointed mechanically wherever required including cleat angle, Aluminium snap beading for glazing / paneling, C.P. brass / stainless steel screws, all complete as per architectural drawings and the directions of Engineer-in-charge. (Glazing, paneling and dash fasteners to be paid for separately) :
17.02 | For fixed portion | [53 empty] | 17.02 | For fixed portion
17.03 | Anodised aluminium (anodised transparent or dyed to required shade according to IS: 1868, Minimum anodic coating of grade AC 15) |  | 493 | kg | 408.22 |  |  | Excess(+) | 1 | Full Conversion | INR | [40 empty] | #VALUE! | #VALUE! | #VALUE! | 17.03 | Anodised aluminium (anodised transparent or dyed to required shade according to IS: 1868, Minimum anodic coating of grade AC 15) |  | 493 | kg
17.04 | For shutters of doors, windows & ventilators including providing and fixing hinges/ pivots and making provision for fixing of fittings wherever required including the cost of EPDM rubber / neoprene gasket required (Fittings shall be paid for separately) | [53 empty] | 17.04 | For shutters of doors, windows & ventilators including providing and fixing hinges/ pivots and making provision for fixing of fittings wherever required including the cost of EPDM rubber / neoprene gasket required (Fittings shall be paid for separately)
17.05 | Anodised aluminium (anodised transparent or dyed to required shade according to IS: 1868, Minimum anodic coating of grade AC 15) |  | 280 | kg | 493.61 |  |  | Excess(+) | 1 | Full Conversion | INR | [40 empty] | #VALUE! | #VALUE! | #VALUE! | 17.05 | Anodised aluminium (anodised transparent or dyed to required shade according to IS: 1868, Minimum anodic coating of grade AC 15) |  | 280 | kg
17.06 | Providing and fixing 12 mm thick prelaminated particle board flat pressed three layer or graded wood particle board conforming to IS: 12823 Grade l Type ll, in panelling fixed in aluminum doors, windows shutters and partition frames with C.P. brass / stainless steel screws etc. complete as per architectural drawings and directions of engineer-in-charge. | [53 empty] | 17.06 | Providing and fixing 12 mm thick prelaminated particle board flat pressed three layer or graded wood particle board conforming to IS: 12823 Grade l Type ll, in panelling fixed in aluminum doors, windows shutters and partition frames with C.P. brass / stainless steel screws etc. complete as per architectural drawings and directions of engineer-in-charge.
17.07 | Pre-laminated particle board with decorative lamination on both sides |  | 10 | sqm | 919.77 |  |  | Excess(+) | 1 | Full Conversion | INR | [40 empty] | #VALUE! | #VALUE! | #VALUE! | 17.07 | Pre-laminated particle board with decorative lamination on both sides |  | 10 | sqm
17.08 | Providing and fixing glazing in aluminium door, window, ventilator shutters and partitions etc. with EPDM rubber / neoprene gasket etc. complete as per the architectural drawings and the directions of Engineer-in-charge . (Cost of aluminium snap beading shall be paid in basic item): | [53 empty] | 17.08 | Providing and fixing glazing in aluminium door, window, ventilator shutters and partitions etc. with EPDM rubber / neoprene gasket etc. complete as per the architectural drawings and the directions of Engineer-in-charge . (Cost of aluminium snap beading shall be paid in basic item):
17.09 | With float glass panes of 5.50 mm thickness |  | 255 | sqm | 1241.24 |  |  | Excess(+) | 1 | Full Conversion | INR | [40 empty] | #VALUE! | #VALUE! | #VALUE! | 17.09 | With float glass panes of 5.50 mm thickness |  | 255 | sqm
17.1 | Providing and fixing double action hydraulic floor spring of approved brand and manufacture conforming to IS : 6315, having brand logo embossed on the body / plate with double spring mechanism and door weight upto 125 kg, for doors, including cost of cutting floors, embedding in floors as required and making good the same matching to the existing floor finishing and cover plates with brass pivot and single piece M.S. sheet outer box with slide plate etc. complete as per the direction of Engineer-in-charge. | [53 empty] | 17.1 | Providing and fixing double action hydraulic floor spring of approved brand and manufacture conforming to IS : 6315, having brand logo embossed on the body / plate with double spring mechanism and door weight upto 125 kg, for doors, including cost of cutting floors, embedding in floors as required and making good the same matching to the existing floor finishing and cover plates with brass pivot and single piece M.S. sheet outer box with slide plate etc. complete as per the direction of Engineer-in-charge.
17.11 | With stainless steel cover plate minimum 1.25 mm thickness |  | 2 | each | 2328.56 |  |  | Excess(+) | 1 | Full Conversion | INR | [40 empty] | #VALUE! | #VALUE! | #VALUE! | 17.11 | With stainless steel cover plate minimum 1.25 mm thickness |  | 2 | each
17.12 | Providing and fixing stainless steel (SS 304 grade) adjustable friction windows stays of approved quality with necessary stainless steel screws etc. to the side hung windows as per direction of Engineer- in-charge complete. | [53 empty] | 17.12 | Providing and fixing stainless steel (SS 304 grade) adjustable friction windows stays of approved quality with necessary stainless steel screws etc. to the side hung windows as per direction of Engineer- in-charge complete.
17.13 | 355 X 19 mm |  | 20 | each | 268.66 |  |  | Excess(+) | 1 | Full Conversion | INR | [40 empty] | #VALUE! | #VALUE! | #VALUE! | 17.13 | 355 X 19 mm |  | 20 | each
17.14 | Providing and fixing 100mm brass locks (best make of approved quality) for aluminium doors including necessary cutting and making good etc. complete. |  | 4 | each | 436.09 |  |  | Excess(+) | 1 | Full Conversion | INR | [40 empty] | #VALUE! | #VALUE! | #VALUE! | 17.14 | Providing and fixing 100mm brass locks (best make of approved quality) for aluminium doors including necessary cutting and making good etc. complete. |  | 4 | each
18 | WATER PROOFING | [53 empty] | 18 | WATER PROOFING
18.01 | Providing and laying water proofing treatment in sunken portion of WCs, bathroom etc., by applying cement slurry mixed with water proofing cement compound consisting of applying : (a) First layer of slurry of cement @ 0.488 kg/sqm mixed with water proofing cement compound @ 0.253 kg/ sqm. This layer will be allowed to air cure for 4 hours. (b) Second layer of slurry of cement @ 0.242 kg/sqm mixed with water proofing cement compound @ 0.126 kg/sqm. This layer will be allowed to air cure for 4 hours followed with water curing for 48 hours. The rate includes preparation of surface, treatment and sealing of all joints, corners, junctions of pipes and masonry with polymer mixed slurry. |  | 180 | sqm | 508.82 |  |  | Excess(+) | 1 | Full Conversion | INR | [40 empty] | #VALUE! | #VALUE! | #VALUE! | 18.01 | Providing and laying water proofing treatment in sunken portion of WCs, bathroom etc., by applying cement slurry mixed with water proofing cement compound consisting of applying : (a) First layer of slurry of cement @ 0.488 kg/sqm mixed with water proofing cement compound @ 0.253 kg/ sqm. This layer will be allowed to air cure for 4 hours. (b) Second layer of slurry of cement @ 0.242 kg/sqm mixed with water proofing cement compound @ 0.126 kg/sqm. This layer will be allowed to air cure for 4 hours followed with water curing for 48 hours. The rate includes preparation of surface, treatment and sealing of all joints, corners, junctions of pipes and masonry with polymer mixed slurry. |  | 180 | sqm
18.02 | Providing and laying integral cement based water proofing treatment including preparation of surface as required for treatment of roofs, balconies, terraces etc consisting of following operations: (a) Applying a slurry coat of neat cement using 2.75 kg/sqm of cement admixed with water proofing compound conforming to IS. 2645 and approved by Engineer-in-charge over the RCC slab including adjoining walls upto 300 mm height including cleaning the surface before treatment. (b) Laying brick bats with mortar using broken bricks/brick bats 25 mm to 115 mm size with 50% of cement mortar 1:5 (1 cement : 5 coarse sand) admixed with water proofing compound conforming to IS : 2645 and approved by Engineer-in-charge over 20 mm thick layer of cement mortar of mix 1:5 (1 cement :5 coarse sand) admixed with water proofing compound conforming to IS : 2645 and approved by Engineer-in-charge to required slope and treating similarly the adjoining walls upto 300 mm height including rounding of junctions of walls and slabs. (c) After two days of proper curing applying a second coat of cement slurry using 2.75 kg/ sqm of cement admixed with water proofing compound conforming to IS : 2645 and approved by Engineer- in-charge. (d) Finishing the surface with 20 mm thick jointless cement mortar of mix 1:4 (1 cement :4 coarse sand) admixed with water proofing compound conforming to IS : 2645 and approved by Engineer- in-charge including laying glass fibre cloth of approved quality in top layer of plaster and finally finishing the surface with trowel with neat cement slurry and making pattern of 300x300 mm square 3 mm deep. (e) The whole terrace so finished shall be flooded with water for a minimum period of two weeks for curing and for final test. All above operations to be done in order and as directed and specified by the Engineer-in-Charge : | [53 empty] | 18.02 | Providing and laying integral cement based water proofing treatment including preparation of surface as required for treatment of roofs, balconies, terraces etc consisting of following operations: (a) Applying a slurry coat of neat cement using 2.75 kg/sqm of cement admixed with water proofing compound conforming to IS. 2645 and approved by Engineer-in-charge over the RCC slab including adjoining walls upto 300 mm height including cleaning the surface before treatment. (b) Laying brick bats with mortar using broken bricks/brick bats 25 mm to 115 mm size with 50% of cement mortar 1:5 (1 cement : 5 coarse sand) admixed with water proofing compound conforming to IS : 2645 and approved by Engineer-in-charge over 20 mm thick layer of cement mortar of mix 1:5 (1 cement :5 coarse sand) admixed with water proofing compound conforming to IS : 2645 and approved by Engineer-in-charge to required slope and treating similarly the adjoining walls upto 300 mm height including rounding of junctions of walls and slabs. (c) After two days of proper curing applying a second coat of cement slurry using 2.75 kg/ sqm of cement admixed with water proofing compound conforming to IS : 2645 and approved by Engineer- in-charge. (d) Finishing the surface with 20 mm thick jointless cement mortar of mix 1:4 (1 cement :4 coarse sand) admixed with water proofing compound conforming to IS : 2645 and approved by Engineer- in-charge including laying glass fibre cloth of approved quality in top layer of plaster and finally finishing the surface with trowel with neat cement slurry and making pattern of 300x300 mm square 3 mm deep. (e) The whole terrace so finished shall be flooded with water for a minimum period of two weeks for curing and for final test. All above operations to be done in order and as directed and specified by the Engineer-in-Charge :
18.03 | With average thickness of 120 mm and minimum thickness at khurra as 65 mm. |  | 1003 | sqm | 1389.13 |  |  | Excess(+) | 1 | Full Conversion | INR | [40 empty] | #VALUE! | #VALUE! | #VALUE! | 18.03 | With average thickness of 120 mm and minimum thickness at khurra as 65 mm. |  | 1003 | sqm
19 | RAIN WATER HARVESTING & TUBEWELLS | [53 empty] | 19 | RAIN WATER HARVESTING & TUBEWELLS
19.01 | Boring/drilling bore well of required dia for casing/ strainer pipe, by suitable method prescribed in IS: 2800 (part I), including collecting samples from different strata, preparing and submitting strata chart/ bore log, including hire & running charges of all equipments, tools, plants & machineries required for the job, all complete as per direction of Engineer-in-charge, upto 90 metre depth below ground level. | [53 empty] | 19.01 | Boring/drilling bore well of required dia for casing/ strainer pipe, by suitable method prescribed in IS: 2800 (part I), including collecting samples from different strata, preparing and submitting strata chart/ bore log, including hire & running charges of all equipments, tools, plants & machineries required for the job, all complete as per direction of Engineer-in-charge, upto 90 metre depth below ground level.
19.02 | All types of soil | [53 empty] | 19.02 | All types of soil
19.03 | 350 mm dia |  | 30 | metre | 638.29 |  |  | Excess(+) | 1 | Full Conversion | INR | [40 empty] | #VALUE! | #VALUE! | #VALUE! | 19.03 | 350 mm dia |  | 30 | metre
19.04 | Supplying, assembling, lowering and fixing in vertical position in bore well, unplasticized PVC medium well casing (CM) pipe of required dia, conforming to IS: 12818, including required hire and labour charges, fittings & accessories etc. all complete, for all depths, as per direction of Engineer -in-charge. | [53 empty] | 19.04 | Supplying, assembling, lowering and fixing in vertical position in bore well, unplasticized PVC medium well casing (CM) pipe of required dia, conforming to IS: 12818, including required hire and labour charges, fittings & accessories etc. all complete, for all depths, as per direction of Engineer -in-charge.
19.05 | 200 mm nominal size dia |  | 5 | metre | 918.08 |  |  | Excess(+) | 1 | Full Conversion | INR | [40 empty] | #VALUE! | #VALUE! | #VALUE! | 19.05 | 200 mm nominal size dia |  | 5 | metre
19.06 | Supplying, assembling, lowering and fixing in vertical position in bore well unplasticized PVC medium well screen (RMS) pipes with ribs, conforming to IS: 12818, including hire & labour charges, fittings & accessories etc. all complete, for all depths, as per direction of Engineer-in-charge. | [53 empty] | 19.06 | Supplying, assembling, lowering and fixing in vertical position in bore well unplasticized PVC medium well screen (RMS) pipes with ribs, conforming to IS: 12818, including hire & labour charges, fittings & accessories etc. all complete, for all depths, as per direction of Engineer-in-charge.
19.07 | 200 mm nominal size dia |  | 25 | metre | 1035.46 |  |  | Excess(+) | 1 | Full Conversion | INR | [40 empty] | #VALUE! | #VALUE! | #VALUE! | 19.07 | 200 mm nominal size dia |  | 25 | metre
19.08 | Supplying, filling, spreading & leveling stone boulders of size range 5 cm to 20 cm, in recharge pit, in the required thickness, for all leads & lifts, all complete as per direction of Engineer-in-charge. |  | 5 | cum | 1244.99 |  |  | Excess(+) | 1 | Full Conversion | INR | [40 empty] | #VALUE! | #VALUE! | #VALUE! | 19.08 | Supplying, filling, spreading & leveling stone boulders of size range 5 cm to 20 cm, in recharge pit, in the required thickness, for all leads & lifts, all complete as per direction of Engineer-in-charge. |  | 5 | cum
19.09 | Supplying, filling, spreading & leveling gravels of size range 5 mm to 10 mm, in the recharge pit, over the existing layer of boulders, in required thickness, for all leads & lifts, all complete as per direction of Engineer-in-charge. |  | 5 | cum | 1268.45 |  |  | Excess(+) | 1 | Full Conversion | INR | [40 empty] | #VALUE! | #VALUE! | #VALUE! | 19.09 | Supplying, filling, spreading & leveling gravels of size range 5 mm to 10 mm, in the recharge pit, over the existing layer of boulders, in required thickness, for all leads & lifts, all complete as per direction of Engineer-in-charge. |  | 5 | cum
19.1 | Supplying, filling, spreading & leveling coarse sand of size range 1.5 mm to 2 mm in recharge pit, in required thickness over gravel layer, for all leads & lifts, all complete as per direction of Engineer -in-charge. |  | 5 | cum | 1268.45 |  |  | Excess(+) | 1 | Full Conversion | INR | [40 empty] | #VALUE! | #VALUE! | #VALUE! | 19.1 | Supplying, filling, spreading & leveling coarse sand of size range 1.5 mm to 2 mm in recharge pit, in required thickness over gravel layer, for all leads & lifts, all complete as per direction of Engineer -in-charge. |  | 5 | cum
19.11 | Providing and fixing suitable size threaded mild steel cap or spot welded plate to the top of bore well housing/ casing pipe, removable as per requirement, all complete for borewell of: | [53 empty] | 19.11 | Providing and fixing suitable size threaded mild steel cap or spot welded plate to the top of bore well housing/ casing pipe, removable as per requirement, all complete for borewell of:
19.12 | 200 mm dia |  | 1 | each | 264.82 |  |  | Excess(+) | 1 | Full Conversion | INR | [40 empty] | #VALUE! | #VALUE! | #VALUE! | 19.12 | 200 mm dia |  | 1 | each
19.13 | Providing and fixing M.S. clamp of required dia to the top of casing/ housing pipe of tubewell as per IS: 2800 (part I), including necessary bolts & nuts of required size complete. | [53 empty] | 19.13 | Providing and fixing M.S. clamp of required dia to the top of casing/ housing pipe of tubewell as per IS: 2800 (part I), including necessary bolts & nuts of required size complete.
19.14 | 200 mm clamp |  | 2 | each | 1891.36 |  |  | Excess(+) | 1 | Full Conversion | INR | [40 empty] | #VALUE! | #VALUE! | #VALUE! | 19.14 | 200 mm clamp |  | 2 | each
19.15 | Providing and fixing Bail plug/ Bottom plug of required dia to the bottom of pipe assembly of tubewell as per IS:2800 (part I). | [53 empty] | 19.15 | Providing and fixing Bail plug/ Bottom plug of required dia to the bottom of pipe assembly of tubewell as per IS:2800 (part I).
19.16 | 200 mm dia |  | 1 | each | 294.88 |  |  | Excess(+) | 1 | Full Conversion | INR | [40 empty] | #VALUE! | #VALUE! | #VALUE! | 19.16 | 200 mm dia |  | 1 | each
20 | MISCELLANEOUS | [53 empty] | 20 | MISCELLANEOUS
20.01 | Providing and fixing 3mm thick ACP sheet in panelling fixed in alluminium door,window's shutter and partition from with C.P. brass\stailness steel screw etc complete as per engineer incharge. |  | 10 | Sqm | 801.68 |  |  | Excess(+) | 1 | Full Conversion | INR | [40 empty] | #VALUE! | #VALUE! | #VALUE! | 20.01 | Providing and fixing 3mm thick ACP sheet in panelling fixed in alluminium door,window's shutter and partition from with C.P. brass\stailness steel screw etc complete as per engineer incharge. |  | 10 | Sqm
20.02 | Jaisalmer Yellow Marble flooring over 20 mm (average) thick base laid over and jointed with grey cement slurry mixed with pigment to match the shade of the slab, including rubbing and polishing complete with base of cement mortar 1 : 4 (1 cement : 4 coarse sand) : 18 mm thick above 75 mm Wide |  | 164 | Sqm | 2248.7 |  |  | Excess(+) | 1 | Full Conversion | INR | [40 empty] | #VALUE! | #VALUE! | #VALUE! | 20.02 | Jaisalmer Yellow Marble flooring over 20 mm (average) thick base laid over and jointed with grey cement slurry mixed with pigment to match the shade of the slab, including rubbing and polishing complete with base of cement mortar 1 : 4 (1 cement : 4 coarse sand) : 18 mm thick above 75 mm Wide |  | 164 | Sqm
20.03 | Jaisalmer Yellow Marble flooring over 20 mm (average) thick base laid over and jointed with grey cement slurry mixed with pigment to match the shade of the slab, including rubbing and polishing complete with base of cement mortar 1 : 4 (1 cement : 4 coarse sand) : 18 mm thick upto 75 mm Wide |  | 312 | Rm | 555.78 |  |  | Excess(+) | 1 | Full Conversion | INR | [40 empty] | #VALUE! | #VALUE! | #VALUE! | 20.03 | Jaisalmer Yellow Marble flooring over 20 mm (average) thick base laid over and jointed with grey cement slurry mixed with pigment to match the shade of the slab, including rubbing and polishing complete with base of cement mortar 1 : 4 (1 cement : 4 coarse sand) : 18 mm thick upto 75 mm Wide |  | 312 | Rm
20.04 | Jaisalmer marble stone slab 18 mm thick in risers of steps, skirting, dado and pillars laid on 12 mm (average) thick cement mortar 1:3 (1 cement: 3 coarse sand) and jointed with grey cement slurry mixed with pigment to match the shade of the slabs, including rubbing and polishing complete. |  | 62 | Sqm | 4795.09 |  |  | Excess(+) | 1 | Full Conversion | INR | [40 empty] | #VALUE! | #VALUE! | #VALUE! | 20.04 | Jaisalmer marble stone slab 18 mm thick in risers of steps, skirting, dado and pillars laid on 12 mm (average) thick cement mortar 1:3 (1 cement: 3 coarse sand) and jointed with grey cement slurry mixed with pigment to match the shade of the slabs, including rubbing and polishing complete. |  | 62 | Sqm
20.05 | Providing and fixing 100 mm dia cast brass clean out plug etc complete |  | 10 | Each | 598.66 |  |  | Excess(+) | 1 | Full Conversion | INR | [40 empty] | #VALUE! | #VALUE! | #VALUE! | 20.05 | Providing and fixing 100 mm dia cast brass clean out plug etc complete |  | 10 | Each
20.06 | "Providing and laying machine mixed brickbat Concrete in Volumetric Proportion 1:2 (1 Coarse Sand : 2 brick aggregate 40 mm and down size) for specified thickness, for sunk floor, in depressed portions of toilets, terraces etc. above plinth level upto floor V level, including centering and shuttering if required , laying spreading , ramming, consolidating as per requirement and curing etc. complete as directed by Engineer-in-Charge. " |  | 20 | Cum | 4377.01 |  |  | Excess(+) | 1 | Full Conversion | INR | [40 empty] | #VALUE! | #VALUE! | #VALUE! | 20.06 | "Providing and laying machine mixed brickbat Concrete in Volumetric Proportion 1:2 (1 Coarse Sand : 2 brick aggregate 40 mm and down size) for specified thickness, for sunk floor, in depressed portions of toilets, terraces etc. above plinth level upto floor V level, including centering and shuttering if required , laying spreading , ramming, consolidating as per requirement and curing etc. complete as directed by Engineer-in-Charge. " |  | 20 | Cum
20.07 | Diluting and injecting chemical emulsion for pre-constructional anti termite treatment and creating a continuous chemical barrier under and alround the column pits, wall, trenches, basement excavation, top surface of plinth filling, junction of wall and floor ,along external perimeter of building , expansion joints , over the top surface of consolidated earth on which apron is to be laid surroundings of pipes and conduits etc. complete as per specifications ( plinth area of building at ground floor only shall be measured for payment and chemical emulsion shall be paid in relevent item seperately) |  | 391 | Sqm | 199.36 |  |  | Excess(+) | 1 | Full Conversion | INR | [40 empty] | #VALUE! | #VALUE! | #VALUE! | 20.07 | Diluting and injecting chemical emulsion for pre-constructional anti termite treatment and creating a continuous chemical barrier under and alround the column pits, wall, trenches, basement excavation, top surface of plinth filling, junction of wall and floor ,along external perimeter of building , expansion joints , over the top surface of consolidated earth on which apron is to be laid surroundings of pipes and conduits etc. complete as per specifications ( plinth area of building at ground floor only shall be measured for payment and chemical emulsion shall be paid in relevent item seperately) |  | 391 | Sqm
20.08 | Providing and fixing counter top white vitreous china oval type wash basin of size 550x400 mm of approved make and quality with 32 mm dia cp brass waste, 32 mm cp brass bottle trap and pipe to wall with cp brass wall flange including nessary jointing with white cement etc complete all as per direction of Engineer -in-charge. |  | 6 | Each | 4494.1 |  |  | Excess(+) | 1 | Full Conversion | INR | [40 empty] | #VALUE! | #VALUE! | #VALUE! | 20.08 | Providing and fixing counter top white vitreous china oval type wash basin of size 550x400 mm of approved make and quality with 32 mm dia cp brass waste, 32 mm cp brass bottle trap and pipe to wall with cp brass wall flange including nessary jointing with white cement etc complete all as per direction of Engineer -in-charge. |  | 6 | Each
20.09 | Supplying and fixing Stainless soap dish with holder with necessary screws etc. complete |  | 16 | Each | 407.36 |  |  | Excess(+) | 1 | Full Conversion | INR | [40 empty] | #VALUE! | #VALUE! | #VALUE! | 20.09 | Supplying and fixing Stainless soap dish with holder with necessary screws etc. complete |  | 16 | Each
20.1 | "Providing and Fixing aluminium 150 mm Hasp & Staple (Safety type), Anodised aluminium (anodised transparent or dyed to required colour or shade according to IS: 1868, Minimum anodic coating of grade AC 15) with necessary screws etc. complete. " |  | 24 | Each | 78.34 |  |  | Excess(+) | 1 | Full Conversion | INR | [40 empty] | #VALUE! | #VALUE! | #VALUE! | 20.1 | "Providing and Fixing aluminium 150 mm Hasp & Staple (Safety type), Anodised aluminium (anodised transparent or dyed to required colour or shade according to IS: 1868, Minimum anodic coating of grade AC 15) with necessary screws etc. complete. " |  | 24 | Each
20.11 | Supplying and fixing Stainless grating jalli with or without hole including necessary incidental charges etc. complete |  | 49 | Each | 35.46 |  |  | Excess(+) | 1 | Full Conversion | INR | [40 empty] | #VALUE! | #VALUE! | #VALUE! | 20.11 | Supplying and fixing Stainless grating jalli with or without hole including necessary incidental charges etc. complete |  | 49 | Each
20.12 | 25 to 30 mm thick rough kota stone flooring over 20 mm (average) thick base of cement mortar 1:5 (1 cement : 5 coarse sand), including pointing with cement mortar 1:2 (1 cement : 2 stone dust) with an admixture of pigment to match the shade of stone. |  | 470 | Sqm | 1308.65 |  |  | Excess(+) | 1 | Full Conversion | INR | [40 empty] | #VALUE! | #VALUE! | #VALUE! | 20.12 | 25 to 30 mm thick rough kota stone flooring over 20 mm (average) thick base of cement mortar 1:5 (1 cement : 5 coarse sand), including pointing with cement mortar 1:2 (1 cement : 2 stone dust) with an admixture of pigment to match the shade of stone. |  | 470 | Sqm
20.13 | Constructing brick masonry manhole in cement mortar 1:4 ( 1 cement : 4 coarse sand ) with R.C.C. top slab with 1:1.5:3 mix (1 cement : 1.5 coarse sand (zone-III) : 3 graded stone aggregate 20 mm nominal size), foundation concrete 1:4:8 mix (1 cement : 4 coarse sand (zone-III) : 8 graded stone aggregate 40 mm nominal size), inside plastering 12 mm thick with cement mortar 1:3 (1 cement : 3 coarse sand) finished with floating coat of neat cement and making channels in cement concrete 1:2:4 (1 cement : 2 coarse sand : 4 graded stone aggregate 20 mm nominal size) finished with a floating coat of neat cement complete as per standard design : Inside size 90x80 cm and 45 cm deep including SFRC cover with frame (medium duty) having clear opening 450x600 mm & cover size 520x670 mm : With common burnt clay F.P.S. (non modular) bricks of class designation 7.5 |  | 16 | Each | 11452.96 |  |  | Excess(+) | 1 | Full Conversion | INR | [40 empty] | #VALUE! | #VALUE! | #VALUE! | 20.13 | Constructing brick masonry manhole in cement mortar 1:4 ( 1 cement : 4 coarse sand ) with R.C.C. top slab with 1:1.5:3 mix (1 cement : 1.5 coarse sand (zone-III) : 3 graded stone aggregate 20 mm nominal size), foundation concrete 1:4:8 mix (1 cement : 4 coarse sand (zone-III) : 8 graded stone aggregate 40 mm nominal size), inside plastering 12 mm thick with cement mortar 1:3 (1 cement : 3 coarse sand) finished with floating coat of neat cement and making channels in cement concrete 1:2:4 (1 cement : 2 coarse sand : 4 graded stone aggregate 20 mm nominal size) finished with a floating coat of neat cement complete as per standard design : Inside size 90x80 cm and 45 cm deep including SFRC cover with frame (medium duty) having clear opening 450x600 mm & cover size 520x670 mm : With common burnt clay F.P.S. (non modular) bricks of class designation 7.5 |  | 16 | Each
20.14 | Providing and fixing Stainless Steel Handle 300 mm of D shape with matt finished in Aluminium window shutter with nessescerary nut bolts & washers etc complete |  | 4 | Each | 870.62 |  |  | Excess(+) | 1 | Full Conversion | INR | [40 empty] | #VALUE! | #VALUE! | #VALUE! | 20.14 | Providing and fixing Stainless Steel Handle 300 mm of D shape with matt finished in Aluminium window shutter with nessescerary nut bolts & washers etc complete |  | 4 | Each
Total in Figures | [51 empty] | #VALUE! | #VALUE! | #VALUE!
Quoted Rate in Figures |  |  |  | Select | [47 empty] | 0 | 0 | #VALUE!
Quoted Rate in Words |  | #VALUE!
Note on K15: gepadmin: 1. If you choose "Full Conversion" then Column BA (AMOUNT) and Column BB (TAXES) BOTH values will be convert based on selected Currency in (Column L). 2. If you choose "Partial Conversion" then Column BA (AMOUNT) only will be converted based on selected currency (Column L) and Column BB (TAXES) value (INR) will be added to the converted values.
Note on K18: gepadmin: 1. If you choose "Full Conversion" then Column BA (AMOUNT) and Column BB (TAXES) BOTH values will be convert based on selected Currency in (Column L). 2. If you choose "Partial Conversion" then Column BA (AMOUNT) only will be converted based on selected currency (Column L) and Column BB (TAXES) value (INR) will be added to the converted values.
Note on K20: gepadmin: 1. If you choose "Full Conversion" then Column BA (AMOUNT) and Column BB (TAXES) BOTH values will be convert based on selected Currency in (Column L). 2. If you choose "Partial Conversion" then Column BA (AMOUNT) only will be converted based on selected currency (Column L) and Column BB (TAXES) value (INR) will be added to the converted values.
Note on K23: gepadmin: 1. If you choose "Full Conversion" then Column BA (AMOUNT) and Column BB (TAXES) BOTH values will be convert based on selected Currency in (Column L). 2. If you choose "Partial Conversion" then Column BA (AMOUNT) only will be converted based on selected currency (Column L) and Column BB (TAXES) value (INR) will be added to the converted values.
Note on K24: gepadmin: 1. If you choose "Full Conversion" then Column BA (AMOUNT) and Column BB (TAXES) BOTH values will be convert based on selected Currency in (Column L). 2. If you choose "Partial Conversion" then Column BA (AMOUNT) only will be converted based on selected currency (Column L) and Column BB (TAXES) value (INR) will be added to the converted values.
Note on K26: gepadmin: 1. If you choose "Full Conversion" then Column BA (AMOUNT) and Column BB (TAXES) BOTH values will be convert based on selected Currency in (Column L). 2. If you choose "Partial Conversion" then Column BA (AMOUNT) only will be converted based on selected currency (Column L) and Column BB (TAXES) value (INR) will be added to the converted values.
Note on K27: gepadmin: 1. If you choose "Full Conversion" then Column BA (AMOUNT) and Column BB (TAXES) BOTH values will be convert based on selected Currency in (Column L). 2. If you choose "Partial Conversion" then Column BA (AMOUNT) only will be converted based on selected currency (Column L) and Column BB (TAXES) value (INR) will be added to the converted values.
Note on K29: gepadmin: 1. If you choose "Full Conversion" then Column BA (AMOUNT) and Column BB (TAXES) BOTH values will be convert based on selected Currency in (Column L). 2. If you choose "Partial Conversion" then Column BA (AMOUNT) only will be converted based on selected currency (Column L) and Column BB (TAXES) value (INR) will be added to the converted values.
Note on K30: gepadmin: 1. If you choose "Full Conversion" then Column BA (AMOUNT) and Column BB (TAXES) BOTH values will be convert based on selected Currency in (Column L). 2. If you choose "Partial Conversion" then Column BA (AMOUNT) only will be converted based on selected currency (Column L) and Column BB (TAXES) value (INR) will be added to the converted values.
Note on K32: gepadmin: 1. If you choose "Full Conversion" then Column BA (AMOUNT) and Column BB (TAXES) BOTH values will be convert based on selected Currency in (Column L). 2. If you choose "Partial Conversion" then Column BA (AMOUNT) only will be converted based on selected currency (Column L) and Column BB (TAXES) value (INR) will be added to the converted values.
Note on K35: gepadmin: 1. If you choose "Full Conversion" then Column BA (AMOUNT) and Column BB (TAXES) BOTH values will be convert based on selected Currency in (Column L). 2. If you choose "Partial Conversion" then Column BA (AMOUNT) only will be converted based on selected currency (Column L) and Column BB (TAXES) value (INR) will be added to the converted values.
Note on K38: gepadmin: 1. If you choose "Full Conversion" then Column BA (AMOUNT) and Column BB (TAXES) BOTH values will be convert based on selected Currency in (Column L). 2. If you choose "Partial Conversion" then Column BA (AMOUNT) only will be converted based on selected currency (Column L) and Column BB (TAXES) value (INR) will be added to the converted values.
Note on K39: gepadmin: 1. If you choose "Full Conversion" then Column BA (AMOUNT) and Column BB (TAXES) BOTH values will be convert based on selected Currency in (Column L). 2. If you choose "Partial Conversion" then Column BA (AMOUNT) only will be converted based on selected currency (Column L) and Column BB (TAXES) value (INR) will be added to the converted values.
Note on K40: gepadmin: 1. If you choose "Full Conversion" then Column BA (AMOUNT) and Column BB (TAXES) BOTH values will be convert based on selected Currency in (Column L). 2. If you choose "Partial Conversion" then Column BA (AMOUNT) only will be converted based on selected currency (Column L) and Column BB (TAXES) value (INR) will be added to the converted values.
Note on K41: gepadmin: 1. If you choose "Full Conversion" then Column BA (AMOUNT) and Column BB (TAXES) BOTH values will be convert based on selected Currency in (Column L). 2. If you choose "Partial Conversion" then Column BA (AMOUNT) only will be converted based on selected currency (Column L) and Column BB (TAXES) value (INR) will be added to the converted values.
Note on K42: gepadmin: 1. If you choose "Full Conversion" then Column BA (AMOUNT) and Column BB (TAXES) BOTH values will be convert based on selected Currency in (Column L). 2. If you choose "Partial Conversion" then Column BA (AMOUNT) only will be converted based on selected currency (Column L) and Column BB (TAXES) value (INR) will be added to the converted values.
Note on K43: gepadmin: 1. If you choose "Full Conversion" then Column BA (AMOUNT) and Column BB (TAXES) BOTH values will be convert based on selected Currency in (Column L). 2. If you choose "Partial Conversion" then Column BA (AMOUNT) only will be converted based on selected currency (Column L) and Column BB (TAXES) value (INR) will be added to the converted values.
Note on K44: gepadmin: 1. If you choose "Full Conversion" then Column BA (AMOUNT) and Column BB (TAXES) BOTH values will be convert based on selected Currency in (Column L). 2. If you choose "Partial Conversion" then Column BA (AMOUNT) only will be converted based on selected currency (Column L) and Column BB (TAXES) value (INR) will be added to the converted values.
Note on K45: gepadmin: 1. If you choose "Full Conversion" then Column BA (AMOUNT) and Column BB (TAXES) BOTH values will be convert based on selected Currency in (Column L). 2. If you choose "Partial Conversion" then Column BA (AMOUNT) only will be converted based on selected currency (Column L) and Column BB (TAXES) value (INR) will be added to the converted values.
Note on K47: gepadmin: 1. If you choose "Full Conversion" then Column BA (AMOUNT) and Column BB (TAXES) BOTH values will be convert based on selected Currency in (Column L). 2. If you choose "Partial Conversion" then Column BA (AMOUNT) only will be converted based on selected currency (Column L) and Column BB (TAXES) value (INR) will be added to the converted values.
Note on K48: gepadmin: 1. If you choose "Full Conversion" then Column BA (AMOUNT) and Column BB (TAXES) BOTH values will be convert based on selected Currency in (Column L). 2. If you choose "Partial Conversion" then Column BA (AMOUNT) only will be converted based on selected currency (Column L) and Column BB (TAXES) value (INR) will be added to the converted values.
Note on K50: gepadmin: 1. If you choose "Full Conversion" then Column BA (AMOUNT) and Column BB (TAXES) BOTH values will be convert based on selected Currency in (Column L). 2. If you choose "Partial Conversion" then Column BA (AMOUNT) only will be converted based on selected currency (Column L) and Column BB (TAXES) value (INR) will be added to the converted values.
Note on K52: gepadmin: 1. If you choose "Full Conversion" then Column BA (AMOUNT) and Column BB (TAXES) BOTH values will be convert based on selected Currency in (Column L). 2. If you choose "Partial Conversion" then Column BA (AMOUNT) only will be converted based on selected currency (Column L) and Column BB (TAXES) value (INR) will be added to the converted values.
Note on K54: gepadmin: 1. If you choose "Full Conversion" then Column BA (AMOUNT) and Column BB (TAXES) BOTH values will be convert based on selected Currency in (Column L). 2. If you choose "Partial Conversion" then Column BA (AMOUNT) only will be converted based on selected currency (Column L) and Column BB (TAXES) value (INR) will be added to the converted values.
Note on K56: gepadmin: 1. If you choose "Full Conversion" then Column BA (AMOUNT) and Column BB (TAXES) BOTH values will be convert based on selected Currency in (Column L). 2. If you choose "Partial Conversion" then Column BA (AMOUNT) only will be converted based on selected currency (Column L) and Column BB (TAXES) value (INR) will be added to the converted values.
Note on K58: gepadmin: 1. If you choose "Full Conversion" then Column BA (AMOUNT) and Column BB (TAXES) BOTH values will be convert based on selected Currency in (Column L). 2. If you choose "Partial Conversion" then Column BA (AMOUNT) only will be converted based on selected currency (Column L) and Column BB (TAXES) value (INR) will be added to the converted values.
Note on K59: gepadmin: 1. If you choose "Full Conversion" then Column BA (AMOUNT) and Column BB (TAXES) BOTH values will be convert based on selected Currency in (Column L). 2. If you choose "Partial Conversion" then Column BA (AMOUNT) only will be converted based on selected currency (Column L) and Column BB (TAXES) value (INR) will be added to the converted values.
Note on K60: gepadmin: 1. If you choose "Full Conversion" then Column BA (AMOUNT) and Column BB (TAXES) BOTH values will be convert based on selected Currency in (Column L). 2. If you choose "Partial Conversion" then Column BA (AMOUNT) only will be converted based on selected currency (Column L) and Column BB (TAXES) value (INR) will be added to the converted values.
Note on K63: gepadmin: 1. If you choose "Full Conversion" then Column BA (AMOUNT) and Column BB (TAXES) BOTH values will be convert based on selected Currency in (Column L). 2. If you choose "Partial Conversion" then Column BA (AMOUNT) only will be converted based on selected currency (Column L) and Column BB (TAXES) value (INR) will be added to the converted values.
Note on K65: gepadmin: 1. If you choose "Full Conversion" then Column BA (AMOUNT) and Column BB (TAXES) BOTH values will be convert based on selected Currency in (Column L). 2. If you choose "Partial Conversion" then Column BA (AMOUNT) only will be converted based on selected currency (Column L) and Column BB (TAXES) value (INR) will be added to the converted values.
Note on K67: gepadmin: 1. If you choose "Full Conversion" then Column BA (AMOUNT) and Column BB (TAXES) BOTH values will be convert based on selected Currency in (Column L). 2. If you choose "Partial Conversion" then Column BA (AMOUNT) only will be converted based on selected currency (Column L) and Column BB (TAXES) value (INR) will be added to the converted values.
Note on K71: gepadmin: 1. If you choose "Full Conversion" then Column BA (AMOUNT) and Column BB (TAXES) BOTH values will be convert based on selected Currency in (Column L). 2. If you choose "Partial Conversion" then Column BA (AMOUNT) only will be converted based on selected currency (Column L) and Column BB (TAXES) value (INR) will be added to the converted values.
Note on K72: gepadmin: 1. If you choose "Full Conversion" then Column BA (AMOUNT) and Column BB (TAXES) BOTH values will be convert based on selected Currency in (Column L). 2. If you choose "Partial Conversion" then Column BA (AMOUNT) only will be converted based on selected currency (Column L) and Column BB (TAXES) value (INR) will be added to the converted values.
Note on K74: gepadmin: 1. If you choose "Full Conversion" then Column BA (AMOUNT) and Column BB (TAXES) BOTH values will be convert based on selected Currency in (Column L). 2. If you choose "Partial Conversion" then Column BA (AMOUNT) only will be converted based on selected currency (Column L) and Column BB (TAXES) value (INR) will be added to the converted values.
Note on K75: gepadmin: 1. If you choose "Full Conversion" then Column BA (AMOUNT) and Column BB (TAXES) BOTH values will be convert based on selected Currency in (Column L). 2. If you choose "Partial Conversion" then Column BA (AMOUNT) only will be converted based on selected currency (Column L) and Column BB (TAXES) value (INR) will be added to the converted values.
Note on K76: gepadmin: 1. If you choose "Full Conversion" then Column BA (AMOUNT) and Column BB (TAXES) BOTH values will be convert based on selected Currency in (Column L). 2. If you choose "Partial Conversion" then Column BA (AMOUNT) only will be converted based on selected currency (Column L) and Column BB (TAXES) value (INR) will be added to the converted values.
Note on K77: gepadmin: 1. If you choose "Full Conversion" then Column BA (AMOUNT) and Column BB (TAXES) BOTH values will be convert based on selected Currency in (Column L). 2. If you choose "Partial Conversion" then Column BA (AMOUNT) only will be converted based on selected currency (Column L) and Column BB (TAXES) value (INR) will be added to the converted values.
Note on K79: gepadmin: 1. If you choose "Full Conversion" then Column BA (AMOUNT) and Column BB (TAXES) BOTH values will be convert based on selected Currency in (Column L). 2. If you choose "Partial Conversion" then Column BA (AMOUNT) only will be converted based on selected currency (Column L) and Column BB (TAXES) value (INR) will be added to the converted values.
Note on K80: gepadmin: 1. If you choose "Full Conversion" then Column BA (AMOUNT) and Column BB (TAXES) BOTH values will be convert based on selected Currency in (Column L). 2. If you choose "Partial Conversion" then Column BA (AMOUNT) only will be converted based on selected currency (Column L) and Column BB (TAXES) value (INR) will be added to the converted values.
Note on K81: gepadmin: 1. If you choose "Full Conversion" then Column BA (AMOUNT) and Column BB (TAXES) BOTH values will be convert based on selected Currency in (Column L). 2. If you choose "Partial Conversion" then Column BA (AMOUNT) only will be converted based on selected currency (Column L) and Column BB (TAXES) value (INR) will be added to the converted values.
Note on K84: gepadmin: 1. If you choose "Full Conversion" then Column BA (AMOUNT) and Column BB (TAXES) BOTH values will be convert based on selected Currency in (Column L). 2. If you choose "Partial Conversion" then Column BA (AMOUNT) only will be converted based on selected currency (Column L) and Column BB (TAXES) value (INR) will be added to the converted values.
Note on K87: gepadmin: 1. If you choose "Full Conversion" then Column BA (AMOUNT) and Column BB (TAXES) BOTH values will be convert based on selected Currency in (Column L). 2. If you choose "Partial Conversion" then Column BA (AMOUNT) only will be converted based on selected currency (Column L) and Column BB (TAXES) value (INR) will be added to the converted values.
Note on K88: gepadmin: 1. If you choose "Full Conversion" then Column BA (AMOUNT) and Column BB (TAXES) BOTH values will be convert based on selected Currency in (Column L). 2. If you choose "Partial Conversion" then Column BA (AMOUNT) only will be converted based on selected currency (Column L) and Column BB (TAXES) value (INR) will be added to the converted values.
Note on K90: gepadmin: 1. If you choose "Full Conversion" then Column BA (AMOUNT) and Column BB (TAXES) BOTH values will be convert based on selected Currency in (Column L). 2. If you choose "Partial Conversion" then Column BA (AMOUNT) only will be converted based on selected currency (Column L) and Column BB (TAXES) value (INR) will be added to the converted values.
Note on K91: gepadmin: 1. If you choose "Full Conversion" then Column BA (AMOUNT) and Column BB (TAXES) BOTH values will be convert based on selected Currency in (Column L). 2. If you choose "Partial Conversion" then Column BA (AMOUNT) only will be converted based on selected currency (Column L) and Column BB (TAXES) value (INR) will be added to the converted values.
Note on K92: gepadmin: 1. If you choose "Full Conversion" then Column BA (AMOUNT) and Column BB (TAXES) BOTH values will be convert based on selected Currency in (Column L). 2. If you choose "Partial Conversion" then Column BA (AMOUNT) only will be converted based on selected currency (Column L) and Column BB (TAXES) value (INR) will be added to the converted values.
Note on K94: gepadmin: 1. If you choose "Full Conversion" then Column BA (AMOUNT) and Column BB (TAXES) BOTH values will be convert based on selected Currency in (Column L). 2. If you choose "Partial Conversion" then Column BA (AMOUNT) only will be converted based on selected currency (Column L) and Column BB (TAXES) value (INR) will be added to the converted values.
Note on K95: gepadmin: 1. If you choose "Full Conversion" then Column BA (AMOUNT) and Column BB (TAXES) BOTH values will be convert based on selected Currency in (Column L). 2. If you choose "Partial Conversion" then Column BA (AMOUNT) only will be converted based on selected currency (Column L) and Column BB (TAXES) value (INR) will be added to the converted values.
Note on K97: gepadmin: 1. If you choose "Full Conversion" then Column BA (AMOUNT) and Column BB (TAXES) BOTH values will be convert based on selected Currency in (Column L). 2. If you choose "Partial Conversion" then Column BA (AMOUNT) only will be converted based on selected currency (Column L) and Column BB (TAXES) value (INR) will be added to the converted values.
Note on K99: gepadmin: 1. If you choose "Full Conversion" then Column BA (AMOUNT) and Column BB (TAXES) BOTH values will be convert based on selected Currency in (Column L). 2. If you choose "Partial Conversion" then Column BA (AMOUNT) only will be converted based on selected currency (Column L) and Column BB (TAXES) value (INR) will be added to the converted values.
Note on K100: gepadmin: 1. If you choose "Full Conversion" then Column BA (AMOUNT) and Column BB (TAXES) BOTH values will be convert based on selected Currency in (Column L). 2. If you choose "Partial Conversion" then Column BA (AMOUNT) only will be converted based on selected currency (Column L) and Column BB (TAXES) value (INR) will be added to the converted values.
Note on K102: gepadmin: 1. If you choose "Full Conversion" then Column BA (AMOUNT) and Column BB (TAXES) BOTH values will be convert based on selected Currency in (Column L). 2. If you choose "Partial Conversion" then Column BA (AMOUNT) only will be converted based on selected currency (Column L) and Column BB (TAXES) value (INR) will be added to the converted values.
Note on K103: gepadmin: 1. If you choose "Full Conversion" then Column BA (AMOUNT) and Column BB (TAXES) BOTH values will be convert based on selected Currency in (Column L). 2. If you choose "Partial Conversion" then Column BA (AMOUNT) only will be converted based on selected currency (Column L) and Column BB (TAXES) value (INR) will be added to the converted values.
Note on K105: gepadmin: 1. If you choose "Full Conversion" then Column BA (AMOUNT) and Column BB (TAXES) BOTH values will be convert based on selected Currency in (Column L). 2. If you choose "Partial Conversion" then Column BA (AMOUNT) only will be converted based on selected currency (Column L) and Column BB (TAXES) value (INR) will be added to the converted values.
Note on K107: gepadmin: 1. If you choose "Full Conversion" then Column BA (AMOUNT) and Column BB (TAXES) BOTH values will be convert based on selected Currency in (Column L). 2. If you choose "Partial Conversion" then Column BA (AMOUNT) only will be converted based on selected currency (Column L) and Column BB (TAXES) value (INR) will be added to the converted values.
Note on K108: gepadmin: 1. If you choose "Full Conversion" then Column BA (AMOUNT) and Column BB (TAXES) BOTH values will be convert based on selected Currency in (Column L). 2. If you choose "Partial Conversion" then Column BA (AMOUNT) only will be converted based on selected currency (Column L) and Column BB (TAXES) value (INR) will be added to the converted values.
Note on K110: gepadmin: 1. If you choose "Full Conversion" then Column BA (AMOUNT) and Column BB (TAXES) BOTH values will be convert based on selected Currency in (Column L). 2. If you choose "Partial Conversion" then Column BA (AMOUNT) only will be converted based on selected currency (Column L) and Column BB (TAXES) value (INR) will be added to the converted values.
Note on K112: gepadmin: 1. If you choose "Full Conversion" then Column BA (AMOUNT) and Column BB (TAXES) BOTH values will be convert based on selected Currency in (Column L). 2. If you choose "Partial Conversion" then Column BA (AMOUNT) only will be converted based on selected currency (Column L) and Column BB (TAXES) value (INR) will be added to the converted values.
Note on K116: gepadmin: 1. If you choose "Full Conversion" then Column BA (AMOUNT) and Column BB (TAXES) BOTH values will be convert based on selected Currency in (Column L). 2. If you choose "Partial Conversion" then Column BA (AMOUNT) only will be converted based on selected currency (Column L) and Column BB (TAXES) value (INR) will be added to the converted values.
Note on K119: gepadmin: 1. If you choose "Full Conversion" then Column BA (AMOUNT) and Column BB (TAXES) BOTH values will be convert based on selected Currency in (Column L). 2. If you choose "Partial Conversion" then Column BA (AMOUNT) only will be converted based on selected currency (Column L) and Column BB (TAXES) value (INR) will be added to the converted values.
Note on K121: gepadmin: 1. If you choose "Full Conversion" then Column BA (AMOUNT) and Column BB (TAXES) BOTH values will be convert based on selected Currency in (Column L). 2. If you choose "Partial Conversion" then Column BA (AMOUNT) only will be converted based on selected currency (Column L) and Column BB (TAXES) value (INR) will be added to the converted values.
Note on K124: gepadmin: 1. If you choose "Full Conversion" then Column BA (AMOUNT) and Column BB (TAXES) BOTH values will be convert based on selected Currency in (Column L). 2. If you choose "Partial Conversion" then Column BA (AMOUNT) only will be converted based on selected currency (Column L) and Column BB (TAXES) value (INR) will be added to the converted values.
Note on K126: gepadmin: 1. If you choose "Full Conversion" then Column BA (AMOUNT) and Column BB (TAXES) BOTH values will be convert based on selected Currency in (Column L). 2. If you choose "Partial Conversion" then Column BA (AMOUNT) only will be converted based on selected currency (Column L) and Column BB (TAXES) value (INR) will be added to the converted values.
Note on K128: gepadmin: 1. If you choose "Full Conversion" then Column BA (AMOUNT) and Column BB (TAXES) BOTH values will be convert based on selected Currency in (Column L). 2. If you choose "Partial Conversion" then Column BA (AMOUNT) only will be converted based on selected currency (Column L) and Column BB (TAXES) value (INR) will be added to the converted values.
Note on K130: gepadmin: 1. If you choose "Full Conversion" then Column BA (AMOUNT) and Column BB (TAXES) BOTH values will be convert based on selected Currency in (Column L). 2. If you choose "Partial Conversion" then Column BA (AMOUNT) only will be converted based on selected currency (Column L) and Column BB (TAXES) value (INR) will be added to the converted values.
Note on K131: gepadmin: 1. If you choose "Full Conversion" then Column BA (AMOUNT) and Column BB (TAXES) BOTH values will be convert based on selected Currency in (Column L). 2. If you choose "Partial Conversion" then Column BA (AMOUNT) only will be converted based on selected currency (Column L) and Column BB (TAXES) value (INR) will be added to the converted values.
Note on K133: gepadmin: 1. If you choose "Full Conversion" then Column BA (AMOUNT) and Column BB (TAXES) BOTH values will be convert based on selected Currency in (Column L). 2. If you choose "Partial Conversion" then Column BA (AMOUNT) only will be converted based on selected currency (Column L) and Column BB (TAXES) value (INR) will be added to the converted values.
Note on K135: gepadmin: 1. If you choose "Full Conversion" then Column BA (AMOUNT) and Column BB (TAXES) BOTH values will be convert based on selected Currency in (Column L). 2. If you choose "Partial Conversion" then Column BA (AMOUNT) only will be converted based on selected currency (Column L) and Column BB (TAXES) value (INR) will be added to the converted values.
Note on K138: gepadmin: 1. If you choose "Full Conversion" then Column BA (AMOUNT) and Column BB (TAXES) BOTH values will be convert based on selected Currency in (Column L). 2. If you choose "Partial Conversion" then Column BA (AMOUNT) only will be converted based on selected currency (Column L) and Column BB (TAXES) value (INR) will be added to the converted values.
Note on K140: gepadmin: 1. If you choose "Full Conversion" then Column BA (AMOUNT) and Column BB (TAXES) BOTH values will be convert based on selected Currency in (Column L). 2. If you choose "Partial Conversion" then Column BA (AMOUNT) only will be converted based on selected currency (Column L) and Column BB (TAXES) value (INR) will be added to the converted values.
Note on K141: gepadmin: 1. If you choose "Full Conversion" then Column BA (AMOUNT) and Column BB (TAXES) BOTH values will be convert based on selected Currency in (Column L). 2. If you choose "Partial Conversion" then Column BA (AMOUNT) only will be converted based on selected currency (Column L) and Column BB (TAXES) value (INR) will be added to the converted values.
Note on K143: gepadmin: 1. If you choose "Full Conversion" then Column BA (AMOUNT) and Column BB (TAXES) BOTH values will be convert based on selected Currency in (Column L). 2. If you choose "Partial Conversion" then Column BA (AMOUNT) only will be converted based on selected currency (Column L) and Column BB (TAXES) value (INR) will be added to the converted values.
Note on K144: gepadmin: 1. If you choose "Full Conversion" then Column BA (AMOUNT) and Column BB (TAXES) BOTH values will be convert based on selected Currency in (Column L). 2. If you choose "Partial Conversion" then Column BA (AMOUNT) only will be converted based on selected currency (Column L) and Column BB (TAXES) value (INR) will be added to the converted values.
Note on K145: gepadmin: 1. If you choose "Full Conversion" then Column BA (AMOUNT) and Column BB (TAXES) BOTH values will be convert based on selected Currency in (Column L). 2. If you choose "Partial Conversion" then Column BA (AMOUNT) only will be converted based on selected currency (Column L) and Column BB (TAXES) value (INR) will be added to the converted values.
Note on K148: gepadmin: 1. If you choose "Full Conversion" then Column BA (AMOUNT) and Column BB (TAXES) BOTH values will be convert based on selected Currency in (Column L). 2. If you choose "Partial Conversion" then Column BA (AMOUNT) only will be converted based on selected currency (Column L) and Column BB (TAXES) value (INR) will be added to the converted values.
Note on K149: gepadmin: 1. If you choose "Full Conversion" then Column BA (AMOUNT) and Column BB (TAXES) BOTH values will be convert based on selected Currency in (Column L). 2. If you choose "Partial Conversion" then Column BA (AMOUNT) only will be converted based on selected currency (Column L) and Column BB (TAXES) value (INR) will be added to the converted values.
Note on K152: gepadmin: 1. If you choose "Full Conversion" then Column BA (AMOUNT) and Column BB (TAXES) BOTH values will be convert based on selected Currency in (Column L). 2. If you choose "Partial Conversion" then Column BA (AMOUNT) only will be converted based on selected currency (Column L) and Column BB (TAXES) value (INR) will be added to the converted values.
Note on K154: gepadmin: 1. If you choose "Full Conversion" then Column BA (AMOUNT) and Column BB (TAXES) BOTH values will be convert based on selected Currency in (Column L). 2. If you choose "Partial Conversion" then Column BA (AMOUNT) only will be converted based on selected currency (Column L) and Column BB (TAXES) value (INR) will be added to the converted values.
Note on K157: gepadmin: 1. If you choose "Full Conversion" then Column BA (AMOUNT) and Column BB (TAXES) BOTH values will be convert based on selected Currency in (Column L). 2. If you choose "Partial Conversion" then Column BA (AMOUNT) only will be converted based on selected currency (Column L) and Column BB (TAXES) value (INR) will be added to the converted values.
Note on K159: gepadmin: 1. If you choose "Full Conversion" then Column BA (AMOUNT) and Column BB (TAXES) BOTH values will be convert based on selected Currency in (Column L). 2. If you choose "Partial Conversion" then Column BA (AMOUNT) only will be converted based on selected currency (Column L) and Column BB (TAXES) value (INR) will be added to the converted values.
Note on K161: gepadmin: 1. If you choose "Full Conversion" then Column BA (AMOUNT) and Column BB (TAXES) BOTH values will be convert based on selected Currency in (Column L). 2. If you choose "Partial Conversion" then Column BA (AMOUNT) only will be converted based on selected currency (Column L) and Column BB (TAXES) value (INR) will be added to the converted values.
Note on K163: gepadmin: 1. If you choose "Full Conversion" then Column BA (AMOUNT) and Column BB (TAXES) BOTH values will be convert based on selected Currency in (Column L). 2. If you choose "Partial Conversion" then Column BA (AMOUNT) only will be converted based on selected currency (Column L) and Column BB (TAXES) value (INR) will be added to the converted values.
Note on K164: gepadmin: 1. If you choose "Full Conversion" then Column BA (AMOUNT) and Column BB (TAXES) BOTH values will be convert based on selected Currency in (Column L). 2. If you choose "Partial Conversion" then Column BA (AMOUNT) only will be converted based on selected currency (Column L) and Column BB (TAXES) value (INR) will be added to the converted values.
Note on K166: gepadmin: 1. If you choose "Full Conversion" then Column BA (AMOUNT) and Column BB (TAXES) BOTH values will be convert based on selected Currency in (Column L). 2. If you choose "Partial Conversion" then Column BA (AMOUNT) only will be converted based on selected currency (Column L) and Column BB (TAXES) value (INR) will be added to the converted values.
Note on K168: gepadmin: 1. If you choose "Full Conversion" then Column BA (AMOUNT) and Column BB (TAXES) BOTH values will be convert based on selected Currency in (Column L). 2. If you choose "Partial Conversion" then Column BA (AMOUNT) only will be converted based on selected currency (Column L) and Column BB (TAXES) value (INR) will be added to the converted values.
Note on K170: gepadmin: 1. If you choose "Full Conversion" then Column BA (AMOUNT) and Column BB (TAXES) BOTH values will be convert based on selected Currency in (Column L). 2. If you choose "Partial Conversion" then Column BA (AMOUNT) only will be converted based on selected currency (Column L) and Column BB (TAXES) value (INR) will be added to the converted values.
Note on K172: gepadmin: 1. If you choose "Full Conversion" then Column BA (AMOUNT) and Column BB (TAXES) BOTH values will be convert based on selected Currency in (Column L). 2. If you choose "Partial Conversion" then Column BA (AMOUNT) only will be converted based on selected currency (Column L) and Column BB (TAXES) value (INR) will be added to the converted values.
Note on K174: gepadmin: 1. If you choose "Full Conversion" then Column BA (AMOUNT) and Column BB (TAXES) BOTH values will be convert based on selected Currency in (Column L). 2. If you choose "Partial Conversion" then Column BA (AMOUNT) only will be converted based on selected currency (Column L) and Column BB (TAXES) value (INR) will be added to the converted values.
Note on K175: gepadmin: 1. If you choose "Full Conversion" then Column BA (AMOUNT) and Column BB (TAXES) BOTH values will be convert based on selected Currency in (Column L). 2. If you choose "Partial Conversion" then Column BA (AMOUNT) only will be converted based on selected currency (Column L) and Column BB (TAXES) value (INR) will be added to the converted values.
Note on K178: gepadmin: 1. If you choose "Full Conversion" then Column BA (AMOUNT) and Column BB (TAXES) BOTH values will be convert based on selected Currency in (Column L). 2. If you choose "Partial Conversion" then Column BA (AMOUNT) only will be converted based on selected currency (Column L) and Column BB (TAXES) value (INR) will be added to the converted values.
Note on K180: gepadmin: 1. If you choose "Full Conversion" then Column BA (AMOUNT) and Column BB (TAXES) BOTH values will be convert based on selected Currency in (Column L). 2. If you choose "Partial Conversion" then Column BA (AMOUNT) only will be converted based on selected currency (Column L) and Column BB (TAXES) value (INR) will be added to the converted values.
Note on K182: gepadmin: 1. If you choose "Full Conversion" then Column BA (AMOUNT) and Column BB (TAXES) BOTH values will be convert based on selected Currency in (Column L). 2. If you choose "Partial Conversion" then Column BA (AMOUNT) only will be converted based on selected currency (Column L) and Column BB (TAXES) value (INR) will be added to the converted values.
Note on K183: gepadmin: 1. If you choose "Full Conversion" then Column BA (AMOUNT) and Column BB (TAXES) BOTH values will be convert based on selected Currency in (Column L). 2. If you choose "Partial Conversion" then Column BA (AMOUNT) only will be converted based on selected currency (Column L) and Column BB (TAXES) value (INR) will be added to the converted values.
Note on K185: gepadmin: 1. If you choose "Full Conversion" then Column BA (AMOUNT) and Column BB (TAXES) BOTH values will be convert based on selected Currency in (Column L). 2. If you choose "Partial Conversion" then Column BA (AMOUNT) only will be converted based on selected currency (Column L) and Column BB (TAXES) value (INR) will be added to the converted values.
Note on K186: gepadmin: 1. If you choose "Full Conversion" then Column BA (AMOUNT) and Column BB (TAXES) BOTH values will be convert based on selected Currency in (Column L). 2. If you choose "Partial Conversion" then Column BA (AMOUNT) only will be converted based on selected currency (Column L) and Column BB (TAXES) value (INR) will be added to the converted values.
Note on K189: gepadmin: 1. If you choose "Full Conversion" then Column BA (AMOUNT) and Column BB (TAXES) BOTH values will be convert based on selected Currency in (Column L). 2. If you choose "Partial Conversion" then Column BA (AMOUNT) only will be converted based on selected currency (Column L) and Column BB (TAXES) value (INR) will be added to the converted values.
Note on K190: gepadmin: 1. If you choose "Full Conversion" then Column BA (AMOUNT) and Column BB (TAXES) BOTH values will be convert based on selected Currency in (Column L). 2. If you choose "Partial Conversion" then Column BA (AMOUNT) only will be converted based on selected currency (Column L) and Column BB (TAXES) value (INR) will be added to the converted values.
Note on K191: gepadmin: 1. If you choose "Full Conversion" then Column BA (AMOUNT) and Column BB (TAXES) BOTH values will be convert based on selected Currency in (Column L). 2. If you choose "Partial Conversion" then Column BA (AMOUNT) only will be converted based on selected currency (Column L) and Column BB (TAXES) value (INR) will be added to the converted values.
Note on K192: gepadmin: 1. If you choose "Full Conversion" then Column BA (AMOUNT) and Column BB (TAXES) BOTH values will be convert based on selected Currency in (Column L). 2. If you choose "Partial Conversion" then Column BA (AMOUNT) only will be converted based on selected currency (Column L) and Column BB (TAXES) value (INR) will be added to the converted values.
Note on K193: gepadmin: 1. If you choose "Full Conversion" then Column BA (AMOUNT) and Column BB (TAXES) BOTH values will be convert based on selected Currency in (Column L). 2. If you choose "Partial Conversion" then Column BA (AMOUNT) only will be converted based on selected currency (Column L) and Column BB (TAXES) value (INR) will be added to the converted values.
Note on K196: gepadmin: 1. If you choose "Full Conversion" then Column BA (AMOUNT) and Column BB (TAXES) BOTH values will be convert based on selected Currency in (Column L). 2. If you choose "Partial Conversion" then Column BA (AMOUNT) only will be converted based on selected currency (Column L) and Column BB (TAXES) value (INR) will be added to the converted values.
Note on K198: gepadmin: 1. If you choose "Full Conversion" then Column BA (AMOUNT) and Column BB (TAXES) BOTH values will be convert based on selected Currency in (Column L). 2. If you choose "Partial Conversion" then Column BA (AMOUNT) only will be converted based on selected currency (Column L) and Column BB (TAXES) value (INR) will be added to the converted values.
Note on K200: gepadmin: 1. If you choose "Full Conversion" then Column BA (AMOUNT) and Column BB (TAXES) BOTH values will be convert based on selected Currency in (Column L). 2. If you choose "Partial Conversion" then Column BA (AMOUNT) only will be converted based on selected currency (Column L) and Column BB (TAXES) value (INR) will be added to the converted values.
Note on K202: gepadmin: 1. If you choose "Full Conversion" then Column BA (AMOUNT) and Column BB (TAXES) BOTH values will be convert based on selected Currency in (Column L). 2. If you choose "Partial Conversion" then Column BA (AMOUNT) only will be converted based on selected currency (Column L) and Column BB (TAXES) value (INR) will be added to the converted values.
Note on K203: gepadmin: 1. If you choose "Full Conversion" then Column BA (AMOUNT) and Column BB (TAXES) BOTH values will be convert based on selected Currency in (Column L). 2. If you choose "Partial Conversion" then Column BA (AMOUNT) only will be converted based on selected currency (Column L) and Column BB (TAXES) value (INR) will be added to the converted values.
Note on K204: gepadmin: 1. If you choose "Full Conversion" then Column BA (AMOUNT) and Column BB (TAXES) BOTH values will be convert based on selected Currency in (Column L). 2. If you choose "Partial Conversion" then Column BA (AMOUNT) only will be converted based on selected currency (Column L) and Column BB (TAXES) value (INR) will be added to the converted values.
Note on K207: gepadmin: 1. If you choose "Full Conversion" then Column BA (AMOUNT) and Column BB (TAXES) BOTH values will be convert based on selected Currency in (Column L). 2. If you choose "Partial Conversion" then Column BA (AMOUNT) only will be converted based on selected currency (Column L) and Column BB (TAXES) value (INR) will be added to the converted values.
Note on K208: gepadmin: 1. If you choose "Full Conversion" then Column BA (AMOUNT) and Column BB (TAXES) BOTH values will be convert based on selected Currency in (Column L). 2. If you choose "Partial Conversion" then Column BA (AMOUNT) only will be converted based on selected currency (Column L) and Column BB (TAXES) value (INR) will be added to the converted values.
Note on K210: gepadmin: 1. If you choose "Full Conversion" then Column BA (AMOUNT) and Column BB (TAXES) BOTH values will be convert based on selected Currency in (Column L). 2. If you choose "Partial Conversion" then Column BA (AMOUNT) only will be converted based on selected currency (Column L) and Column BB (TAXES) value (INR) will be added to the converted values.
Note on K213: gepadmin: 1. If you choose "Full Conversion" then Column BA (AMOUNT) and Column BB (TAXES) BOTH values will be convert based on selected Currency in (Column L). 2. If you choose "Partial Conversion" then Column BA (AMOUNT) only will be converted based on selected currency (Column L) and Column BB (TAXES) value (INR) will be added to the converted values.
Note on K214: gepadmin: 1. If you choose "Full Conversion" then Column BA (AMOUNT) and Column BB (TAXES) BOTH values will be convert based on selected Currency in (Column L). 2. If you choose "Partial Conversion" then Column BA (AMOUNT) only will be converted based on selected currency (Column L) and Column BB (TAXES) value (INR) will be added to the converted values.
Note on K216: gepadmin: 1. If you choose "Full Conversion" then Column BA (AMOUNT) and Column BB (TAXES) BOTH values will be convert based on selected Currency in (Column L). 2. If you choose "Partial Conversion" then Column BA (AMOUNT) only will be converted based on selected currency (Column L) and Column BB (TAXES) value (INR) will be added to the converted values.
Note on K218: gepadmin: 1. If you choose "Full Conversion" then Column BA (AMOUNT) and Column BB (TAXES) BOTH values will be convert based on selected Currency in (Column L). 2. If you choose "Partial Conversion" then Column BA (AMOUNT) only will be converted based on selected currency (Column L) and Column BB (TAXES) value (INR) will be added to the converted values.
Note on K221: gepadmin: 1. If you choose "Full Conversion" then Column BA (AMOUNT) and Column BB (TAXES) BOTH values will be convert based on selected Currency in (Column L). 2. If you choose "Partial Conversion" then Column BA (AMOUNT) only will be converted based on selected currency (Column L) and Column BB (TAXES) value (INR) will be added to the converted values.
Note on K224: gepadmin: 1. If you choose "Full Conversion" then Column BA (AMOUNT) and Column BB (TAXES) BOTH values will be convert based on selected Currency in (Column L). 2. If you choose "Partial Conversion" then Column BA (AMOUNT) only will be converted based on selected currency (Column L) and Column BB (TAXES) value (INR) will be added to the converted values.
Note on K227: gepadmin: 1. If you choose "Full Conversion" then Column BA (AMOUNT) and Column BB (TAXES) BOTH values will be convert based on selected Currency in (Column L). 2. If you choose "Partial Conversion" then Column BA (AMOUNT) only will be converted based on selected currency (Column L) and Column BB (TAXES) value (INR) will be added to the converted values.
Note on K230: gepadmin: 1. If you choose "Full Conversion" then Column BA (AMOUNT) and Column BB (TAXES) BOTH values will be convert based on selected Currency in (Column L). 2. If you choose "Partial Conversion" then Column BA (AMOUNT) only will be converted based on selected currency (Column L) and Column BB (TAXES) value (INR) will be added to the converted values.
Note on K233: gepadmin: 1. If you choose "Full Conversion" then Column BA (AMOUNT) and Column BB (TAXES) BOTH values will be convert based on selected Currency in (Column L). 2. If you choose "Partial Conversion" then Column BA (AMOUNT) only will be converted based on selected currency (Column L) and Column BB (TAXES) value (INR) will be added to the converted values.
Note on K235: gepadmin: 1. If you choose "Full Conversion" then Column BA (AMOUNT) and Column BB (TAXES) BOTH values will be convert based on selected Currency in (Column L). 2. If you choose "Partial Conversion" then Column BA (AMOUNT) only will be converted based on selected currency (Column L) and Column BB (TAXES) value (INR) will be added to the converted values.
Note on K238: gepadmin: 1. If you choose "Full Conversion" then Column BA (AMOUNT) and Column BB (TAXES) BOTH values will be convert based on selected Currency in (Column L). 2. If you choose "Partial Conversion" then Column BA (AMOUNT) only will be converted based on selected currency (Column L) and Column BB (TAXES) value (INR) will be added to the converted values.
Note on K240: gepadmin: 1. If you choose "Full Conversion" then Column BA (AMOUNT) and Column BB (TAXES) BOTH values will be convert based on selected Currency in (Column L). 2. If you choose "Partial Conversion" then Column BA (AMOUNT) only will be converted based on selected currency (Column L) and Column BB (TAXES) value (INR) will be added to the converted values.
Note on K241: gepadmin: 1. If you choose "Full Conversion" then Column BA (AMOUNT) and Column BB (TAXES) BOTH values will be convert based on selected Currency in (Column L). 2. If you choose "Partial Conversion" then Column BA (AMOUNT) only will be converted based on selected currency (Column L) and Column BB (TAXES) value (INR) will be added to the converted values.
Note on K244: gepadmin: 1. If you choose "Full Conversion" then Column BA (AMOUNT) and Column BB (TAXES) BOTH values will be convert based on selected Currency in (Column L). 2. If you choose "Partial Conversion" then Column BA (AMOUNT) only will be converted based on selected currency (Column L) and Column BB (TAXES) value (INR) will be added to the converted values.
Note on K246: gepadmin: 1. If you choose "Full Conversion" then Column BA (AMOUNT) and Column BB (TAXES) BOTH values will be convert based on selected Currency in (Column L). 2. If you choose "Partial Conversion" then Column BA (AMOUNT) only will be converted based on selected currency (Column L) and Column BB (TAXES) value (INR) will be added to the converted values.
Note on K249: gepadmin: 1. If you choose "Full Conversion" then Column BA (AMOUNT) and Column BB (TAXES) BOTH values will be convert based on selected Currency in (Column L). 2. If you choose "Partial Conversion" then Column BA (AMOUNT) only will be converted based on selected currency (Column L) and Column BB (TAXES) value (INR) will be added to the converted values.
Note on K250: gepadmin: 1. If you choose "Full Conversion" then Column BA (AMOUNT) and Column BB (TAXES) BOTH values will be convert based on selected Currency in (Column L). 2. If you choose "Partial Conversion" then Column BA (AMOUNT) only will be converted based on selected currency (Column L) and Column BB (TAXES) value (INR) will be added to the converted values.
Note on K251: gepadmin: 1. If you choose "Full Conversion" then Column BA (AMOUNT) and Column BB (TAXES) BOTH values will be convert based on selected Currency in (Column L). 2. If you choose "Partial Conversion" then Column BA (AMOUNT) only will be converted based on selected currency (Column L) and Column BB (TAXES) value (INR) will be added to the converted values.
Note on K252: gepadmin: 1. If you choose "Full Conversion" then Column BA (AMOUNT) and Column BB (TAXES) BOTH values will be convert based on selected Currency in (Column L). 2. If you choose "Partial Conversion" then Column BA (AMOUNT) only will be converted based on selected currency (Column L) and Column BB (TAXES) value (INR) will be added to the converted values.
Note on K254: gepadmin: 1. If you choose "Full Conversion" then Column BA (AMOUNT) and Column BB (TAXES) BOTH values will be convert based on selected Currency in (Column L). 2. If you choose "Partial Conversion" then Column BA (AMOUNT) only will be converted based on selected currency (Column L) and Column BB (TAXES) value (INR) will be added to the converted values.
Note on K255: gepadmin: 1. If you choose "Full Conversion" then Column BA (AMOUNT) and Column BB (TAXES) BOTH values will be convert based on selected Currency in (Column L). 2. If you choose "Partial Conversion" then Column BA (AMOUNT) only will be converted based on selected currency (Column L) and Column BB (TAXES) value (INR) will be added to the converted values.
Note on K257: gepadmin: 1. If you choose "Full Conversion" then Column BA (AMOUNT) and Column BB (TAXES) BOTH values will be convert based on selected Currency in (Column L). 2. If you choose "Partial Conversion" then Column BA (AMOUNT) only will be converted based on selected currency (Column L) and Column BB (TAXES) value (INR) will be added to the converted values.
Note on K258: gepadmin: 1. If you choose "Full Conversion" then Column BA (AMOUNT) and Column BB (TAXES) BOTH values will be convert based on selected Currency in (Column L). 2. If you choose "Partial Conversion" then Column BA (AMOUNT) only will be converted based on selected currency (Column L) and Column BB (TAXES) value (INR) will be added to the converted values.
Note on K260: gepadmin: 1. If you choose "Full Conversion" then Column BA (AMOUNT) and Column BB (TAXES) BOTH values will be convert based on selected Currency in (Column L). 2. If you choose "Partial Conversion" then Column BA (AMOUNT) only will be converted based on selected currency (Column L) and Column BB (TAXES) value (INR) will be added to the converted values.
Note on K261: gepadmin: 1. If you choose "Full Conversion" then Column BA (AMOUNT) and Column BB (TAXES) BOTH values will be convert based on selected Currency in (Column L). 2. If you choose "Partial Conversion" then Column BA (AMOUNT) only will be converted based on selected currency (Column L) and Column BB (TAXES) value (INR) will be added to the converted values.
Note on K262: gepadmin: 1. If you choose "Full Conversion" then Column BA (AMOUNT) and Column BB (TAXES) BOTH values will be convert based on selected Currency in (Column L). 2. If you choose "Partial Conversion" then Column BA (AMOUNT) only will be converted based on selected currency (Column L) and Column BB (TAXES) value (INR) will be added to the converted values.
Note on K264: gepadmin: 1. If you choose "Full Conversion" then Column BA (AMOUNT) and Column BB (TAXES) BOTH values will be convert based on selected Currency in (Column L). 2. If you choose "Partial Conversion" then Column BA (AMOUNT) only will be converted based on selected currency (Column L) and Column BB (TAXES) value (INR) will be added to the converted values.
Note on K266: gepadmin: 1. If you choose "Full Conversion" then Column BA (AMOUNT) and Column BB (TAXES) BOTH values will be convert based on selected Currency in (Column L). 2. If you choose "Partial Conversion" then Column BA (AMOUNT) only will be converted based on selected currency (Column L) and Column BB (TAXES) value (INR) will be added to the converted values.
Note on K269: gepadmin: 1. If you choose "Full Conversion" then Column BA (AMOUNT) and Column BB (TAXES) BOTH values will be convert based on selected Currency in (Column L). 2. If you choose "Partial Conversion" then Column BA (AMOUNT) only will be converted based on selected currency (Column L) and Column BB (TAXES) value (INR) will be added to the converted values.
Note on K271: gepadmin: 1. If you choose "Full Conversion" then Column BA (AMOUNT) and Column BB (TAXES) BOTH values will be convert based on selected Currency in (Column L). 2. If you choose "Partial Conversion" then Column BA (AMOUNT) only will be converted based on selected currency (Column L) and Column BB (TAXES) value (INR) will be added to the converted values.
Note on K273: gepadmin: 1. If you choose "Full Conversion" then Column BA (AMOUNT) and Column BB (TAXES) BOTH values will be convert based on selected Currency in (Column L). 2. If you choose "Partial Conversion" then Column BA (AMOUNT) only will be converted based on selected currency (Column L) and Column BB (TAXES) value (INR) will be added to the converted values.
Note on K274: gepadmin: 1. If you choose "Full Conversion" then Column BA (AMOUNT) and Column BB (TAXES) BOTH values will be convert based on selected Currency in (Column L). 2. If you choose "Partial Conversion" then Column BA (AMOUNT) only will be converted based on selected currency (Column L) and Column BB (TAXES) value (INR) will be added to the converted values.
Note on K275: gepadmin: 1. If you choose "Full Conversion" then Column BA (AMOUNT) and Column BB (TAXES) BOTH values will be convert based on selected Currency in (Column L). 2. If you choose "Partial Conversion" then Column BA (AMOUNT) only will be converted based on selected currency (Column L) and Column BB (TAXES) value (INR) will be added to the converted values.
Note on K276: gepadmin: 1. If you choose "Full Conversion" then Column BA (AMOUNT) and Column BB (TAXES) BOTH values will be convert based on selected Currency in (Column L). 2. If you choose "Partial Conversion" then Column BA (AMOUNT) only will be converted based on selected currency (Column L) and Column BB (TAXES) value (INR) will be added to the converted values.
Note on K278: gepadmin: 1. If you choose "Full Conversion" then Column BA (AMOUNT) and Column BB (TAXES) BOTH values will be convert based on selected Currency in (Column L). 2. If you choose "Partial Conversion" then Column BA (AMOUNT) only will be converted based on selected currency (Column L) and Column BB (TAXES) value (INR) will be added to the converted values.
Note on K279: gepadmin: 1. If you choose "Full Conversion" then Column BA (AMOUNT) and Column BB (TAXES) BOTH values will be convert based on selected Currency in (Column L). 2. If you choose "Partial Conversion" then Column BA (AMOUNT) only will be converted based on selected currency (Column L) and Column BB (TAXES) value (INR) will be added to the converted values.
Note on K281: gepadmin: 1. If you choose "Full Conversion" then Column BA (AMOUNT) and Column BB (TAXES) BOTH values will be convert based on selected Currency in (Column L). 2. If you choose "Partial Conversion" then Column BA (AMOUNT) only will be converted based on selected currency (Column L) and Column BB (TAXES) value (INR) will be added to the converted values.
Note on K283: gepadmin: 1. If you choose "Full Conversion" then Column BA (AMOUNT) and Column BB (TAXES) BOTH values will be convert based on selected Currency in (Column L). 2. If you choose "Partial Conversion" then Column BA (AMOUNT) only will be converted based on selected currency (Column L) and Column BB (TAXES) value (INR) will be added to the converted values.
Note on K284: gepadmin: 1. If you choose "Full Conversion" then Column BA (AMOUNT) and Column BB (TAXES) BOTH values will be convert based on selected Currency in (Column L). 2. If you choose "Partial Conversion" then Column BA (AMOUNT) only will be converted based on selected currency (Column L) and Column BB (TAXES) value (INR) will be added to the converted values.
Note on K285: gepadmin: 1. If you choose "Full Conversion" then Column BA (AMOUNT) and Column BB (TAXES) BOTH values will be convert based on selected Currency in (Column L). 2. If you choose "Partial Conversion" then Column BA (AMOUNT) only will be converted based on selected currency (Column L) and Column BB (TAXES) value (INR) will be added to the converted values.
Note on K287: gepadmin: 1. If you choose "Full Conversion" then Column BA (AMOUNT) and Column BB (TAXES) BOTH values will be convert based on selected Currency in (Column L). 2. If you choose "Partial Conversion" then Column BA (AMOUNT) only will be converted based on selected currency (Column L) and Column BB (TAXES) value (INR) will be added to the converted values.
Note on K289: gepadmin: 1. If you choose "Full Conversion" then Column BA (AMOUNT) and Column BB (TAXES) BOTH values will be convert based on selected Currency in (Column L). 2. If you choose "Partial Conversion" then Column BA (AMOUNT) only will be converted based on selected currency (Column L) and Column BB (TAXES) value (INR) will be added to the converted values.
Note on K291: gepadmin: 1. If you choose "Full Conversion" then Column BA (AMOUNT) and Column BB (TAXES) BOTH values will be convert based on selected Currency in (Column L). 2. If you choose "Partial Conversion" then Column BA (AMOUNT) only will be converted based on selected currency (Column L) and Column BB (TAXES) value (INR) will be added to the converted values.
Note on K293: gepadmin: 1. If you choose "Full Conversion" then Column BA (AMOUNT) and Column BB (TAXES) BOTH values will be convert based on selected Currency in (Column L). 2. If you choose "Partial Conversion" then Column BA (AMOUNT) only will be converted based on selected currency (Column L) and Column BB (TAXES) value (INR) will be added to the converted values.
Note on K295: gepadmin: 1. If you choose "Full Conversion" then Column BA (AMOUNT) and Column BB (TAXES) BOTH values will be convert based on selected Currency in (Column L). 2. If you choose "Partial Conversion" then Column BA (AMOUNT) only will be converted based on selected currency (Column L) and Column BB (TAXES) value (INR) will be added to the converted values.
Note on K296: gepadmin: 1. If you choose "Full Conversion" then Column BA (AMOUNT) and Column BB (TAXES) BOTH values will be convert based on selected Currency in (Column L). 2. If you choose "Partial Conversion" then Column BA (AMOUNT) only will be converted based on selected currency (Column L) and Column BB (TAXES) value (INR) will be added to the converted values.
Note on K299: gepadmin: 1. If you choose "Full Conversion" then Column BA (AMOUNT) and Column BB (TAXES) BOTH values will be convert based on selected Currency in (Column L). 2. If you choose "Partial Conversion" then Column BA (AMOUNT) only will be converted based on selected currency (Column L) and Column BB (TAXES) value (INR) will be added to the converted values.
Note on K301: gepadmin: 1. If you choose "Full Conversion" then Column BA (AMOUNT) and Column BB (TAXES) BOTH values will be convert based on selected Currency in (Column L). 2. If you choose "Partial Conversion" then Column BA (AMOUNT) only will be converted based on selected currency (Column L) and Column BB (TAXES) value (INR) will be added to the converted values.
Note on K302: gepadmin: 1. If you choose "Full Conversion" then Column BA (AMOUNT) and Column BB (TAXES) BOTH values will be convert based on selected Currency in (Column L). 2. If you choose "Partial Conversion" then Column BA (AMOUNT) only will be converted based on selected currency (Column L) and Column BB (TAXES) value (INR) will be added to the converted values.
Note on K303: gepadmin: 1. If you choose "Full Conversion" then Column BA (AMOUNT) and Column BB (TAXES) BOTH values will be convert based on selected Currency in (Column L). 2. If you choose "Partial Conversion" then Column BA (AMOUNT) only will be converted based on selected currency (Column L) and Column BB (TAXES) value (INR) will be added to the converted values.
Note on K305: gepadmin: 1. If you choose "Full Conversion" then Column BA (AMOUNT) and Column BB (TAXES) BOTH values will be convert based on selected Currency in (Column L). 2. If you choose "Partial Conversion" then Column BA (AMOUNT) only will be converted based on selected currency (Column L) and Column BB (TAXES) value (INR) will be added to the converted values.
Note on K308: gepadmin: 1. If you choose "Full Conversion" then Column BA (AMOUNT) and Column BB (TAXES) BOTH values will be convert based on selected Currency in (Column L). 2. If you choose "Partial Conversion" then Column BA (AMOUNT) only will be converted based on selected currency (Column L) and Column BB (TAXES) value (INR) will be added to the converted values.
Note on K310: gepadmin: 1. If you choose "Full Conversion" then Column BA (AMOUNT) and Column BB (TAXES) BOTH values will be convert based on selected Currency in (Column L). 2. If you choose "Partial Conversion" then Column BA (AMOUNT) only will be converted based on selected currency (Column L) and Column BB (TAXES) value (INR) will be added to the converted values.
Note on K311: gepadmin: 1. If you choose "Full Conversion" then Column BA (AMOUNT) and Column BB (TAXES) BOTH values will be convert based on selected Currency in (Column L). 2. If you choose "Partial Conversion" then Column BA (AMOUNT) only will be converted based on selected currency (Column L) and Column BB (TAXES) value (INR) will be added to the converted values.
Note on K314: gepadmin: 1. If you choose "Full Conversion" then Column BA (AMOUNT) and Column BB (TAXES) BOTH values will be convert based on selected Currency in (Column L). 2. If you choose "Partial Conversion" then Column BA (AMOUNT) only will be converted based on selected currency (Column L) and Column BB (TAXES) value (INR) will be added to the converted values.
Note on K316: gepadmin: 1. If you choose "Full Conversion" then Column BA (AMOUNT) and Column BB (TAXES) BOTH values will be convert based on selected Currency in (Column L). 2. If you choose "Partial Conversion" then Column BA (AMOUNT) only will be converted based on selected currency (Column L) and Column BB (TAXES) value (INR) will be added to the converted values.
Note on K317: gepadmin: 1. If you choose "Full Conversion" then Column BA (AMOUNT) and Column BB (TAXES) BOTH values will be convert based on selected Currency in (Column L). 2. If you choose "Partial Conversion" then Column BA (AMOUNT) only will be converted based on selected currency (Column L) and Column BB (TAXES) value (INR) will be added to the converted values.
Note on K319: gepadmin: 1. If you choose "Full Conversion" then Column BA (AMOUNT) and Column BB (TAXES) BOTH values will be convert based on selected Currency in (Column L). 2. If you choose "Partial Conversion" then Column BA (AMOUNT) only will be converted based on selected currency (Column L) and Column BB (TAXES) value (INR) will be added to the converted values.
Note on K323: gepadmin: 1. If you choose "Full Conversion" then Column BA (AMOUNT) and Column BB (TAXES) BOTH values will be convert based on selected Currency in (Column L). 2. If you choose "Partial Conversion" then Column BA (AMOUNT) only will be converted based on selected currency (Column L) and Column BB (TAXES) value (INR) will be added to the converted values.
Note on K325: gepadmin: 1. If you choose "Full Conversion" then Column BA (AMOUNT) and Column BB (TAXES) BOTH values will be convert based on selected Currency in (Column L). 2. If you choose "Partial Conversion" then Column BA (AMOUNT) only will be converted based on selected currency (Column L) and Column BB (TAXES) value (INR) will be added to the converted values.
Note on K327: gepadmin: 1. If you choose "Full Conversion" then Column BA (AMOUNT) and Column BB (TAXES) BOTH values will be convert based on selected Currency in (Column L). 2. If you choose "Partial Conversion" then Column BA (AMOUNT) only will be converted based on selected currency (Column L) and Column BB (TAXES) value (INR) will be added to the converted values.
Note on K329: gepadmin: 1. If you choose "Full Conversion" then Column BA (AMOUNT) and Column BB (TAXES) BOTH values will be convert based on selected Currency in (Column L). 2. If you choose "Partial Conversion" then Column BA (AMOUNT) only will be converted based on selected currency (Column L) and Column BB (TAXES) value (INR) will be added to the converted values.
Note on K331: gepadmin: 1. If you choose "Full Conversion" then Column BA (AMOUNT) and Column BB (TAXES) BOTH values will be convert based on selected Currency in (Column L). 2. If you choose "Partial Conversion" then Column BA (AMOUNT) only will be converted based on selected currency (Column L) and Column BB (TAXES) value (INR) will be added to the converted values.
Note on K333: gepadmin: 1. If you choose "Full Conversion" then Column BA (AMOUNT) and Column BB (TAXES) BOTH values will be convert based on selected Currency in (Column L). 2. If you choose "Partial Conversion" then Column BA (AMOUNT) only will be converted based on selected currency (Column L) and Column BB (TAXES) value (INR) will be added to the converted values.
Note on K334: gepadmin: 1. If you choose "Full Conversion" then Column BA (AMOUNT) and Column BB (TAXES) BOTH values will be convert based on selected Currency in (Column L). 2. If you choose "Partial Conversion" then Column BA (AMOUNT) only will be converted based on selected currency (Column L) and Column BB (TAXES) value (INR) will be added to the converted values.
Note on K336: gepadmin: 1. If you choose "Full Conversion" then Column BA (AMOUNT) and Column BB (TAXES) BOTH values will be convert based on selected Currency in (Column L). 2. If you choose "Partial Conversion" then Column BA (AMOUNT) only will be converted based on selected currency (Column L) and Column BB (TAXES) value (INR) will be added to the converted values.
Note on K338: gepadmin: 1. If you choose "Full Conversion" then Column BA (AMOUNT) and Column BB (TAXES) BOTH values will be convert based on selected Currency in (Column L). 2. If you choose "Partial Conversion" then Column BA (AMOUNT) only will be converted based on selected currency (Column L) and Column BB (TAXES) value (INR) will be added to the converted values.
Note on K342: gepadmin: 1. If you choose "Full Conversion" then Column BA (AMOUNT) and Column BB (TAXES) BOTH values will be convert based on selected Currency in (Column L). 2. If you choose "Partial Conversion" then Column BA (AMOUNT) only will be converted based on selected currency (Column L) and Column BB (TAXES) value (INR) will be added to the converted values.
Note on K344: gepadmin: 1. If you choose "Full Conversion" then Column BA (AMOUNT) and Column BB (TAXES) BOTH values will be convert based on selected Currency in (Column L). 2. If you choose "Partial Conversion" then Column BA (AMOUNT) only will be converted based on selected currency (Column L) and Column BB (TAXES) value (INR) will be added to the converted values.
Note on K346: gepadmin: 1. If you choose "Full Conversion" then Column BA (AMOUNT) and Column BB (TAXES) BOTH values will be convert based on selected Currency in (Column L). 2. If you choose "Partial Conversion" then Column BA (AMOUNT) only will be converted based on selected currency (Column L) and Column BB (TAXES) value (INR) will be added to the converted values.
Note on K347: gepadmin: 1. If you choose "Full Conversion" then Column BA (AMOUNT) and Column BB (TAXES) BOTH values will be convert based on selected Currency in (Column L). 2. If you choose "Partial Conversion" then Column BA (AMOUNT) only will be converted based on selected currency (Column L) and Column BB (TAXES) value (INR) will be added to the converted values.
Note on K348: gepadmin: 1. If you choose "Full Conversion" then Column BA (AMOUNT) and Column BB (TAXES) BOTH values will be convert based on selected Currency in (Column L). 2. If you choose "Partial Conversion" then Column BA (AMOUNT) only will be converted based on selected currency (Column L) and Column BB (TAXES) value (INR) will be added to the converted values.
Note on K349: gepadmin: 1. If you choose "Full Conversion" then Column BA (AMOUNT) and Column BB (TAXES) BOTH values will be convert based on selected Currency in (Column L). 2. If you choose "Partial Conversion" then Column BA (AMOUNT) only will be converted based on selected currency (Column L) and Column BB (TAXES) value (INR) will be added to the converted values.
Note on K351: gepadmin: 1. If you choose "Full Conversion" then Column BA (AMOUNT) and Column BB (TAXES) BOTH values will be convert based on selected Currency in (Column L). 2. If you choose "Partial Conversion" then Column BA (AMOUNT) only will be converted based on selected currency (Column L) and Column BB (TAXES) value (INR) will be added to the converted values.
Note on K353: gepadmin: 1. If you choose "Full Conversion" then Column BA (AMOUNT) and Column BB (TAXES) BOTH values will be convert based on selected Currency in (Column L). 2. If you choose "Partial Conversion" then Column BA (AMOUNT) only will be converted based on selected currency (Column L) and Column BB (TAXES) value (INR) will be added to the converted values.
Note on K355: gepadmin: 1. If you choose "Full Conversion" then Column BA (AMOUNT) and Column BB (TAXES) BOTH values will be convert based on selected Currency in (Column L). 2. If you choose "Partial Conversion" then Column BA (AMOUNT) only will be converted based on selected currency (Column L) and Column BB (TAXES) value (INR) will be added to the converted values.
Note on K357: gepadmin: 1. If you choose "Full Conversion" then Column BA (AMOUNT) and Column BB (TAXES) BOTH values will be convert based on selected Currency in (Column L). 2. If you choose "Partial Conversion" then Column BA (AMOUNT) only will be converted based on selected currency (Column L) and Column BB (TAXES) value (INR) will be added to the converted values.
Note on K358: gepadmin: 1. If you choose "Full Conversion" then Column BA (AMOUNT) and Column BB (TAXES) BOTH values will be convert based on selected Currency in (Column L). 2. If you choose "Partial Conversion" then Column BA (AMOUNT) only will be converted based on selected currency (Column L) and Column BB (TAXES) value (INR) will be added to the converted values.
Note on K359: gepadmin: 1. If you choose "Full Conversion" then Column BA (AMOUNT) and Column BB (TAXES) BOTH values will be convert based on selected Currency in (Column L). 2. If you choose "Partial Conversion" then Column BA (AMOUNT) only will be converted based on selected currency (Column L) and Column BB (TAXES) value (INR) will be added to the converted values.
Note on K360: gepadmin: 1. If you choose "Full Conversion" then Column BA (AMOUNT) and Column BB (TAXES) BOTH values will be convert based on selected Currency in (Column L). 2. If you choose "Partial Conversion" then Column BA (AMOUNT) only will be converted based on selected currency (Column L) and Column BB (TAXES) value (INR) will be added to the converted values.
Note on K361: gepadmin: 1. If you choose "Full Conversion" then Column BA (AMOUNT) and Column BB (TAXES) BOTH values will be convert based on selected Currency in (Column L). 2. If you choose "Partial Conversion" then Column BA (AMOUNT) only will be converted based on selected currency (Column L) and Column BB (TAXES) value (INR) will be added to the converted values.
Note on K362: gepadmin: 1. If you choose "Full Conversion" then Column BA (AMOUNT) and Column BB (TAXES) BOTH values will be convert based on selected Currency in (Column L). 2. If you choose "Partial Conversion" then Column BA (AMOUNT) only will be converted based on selected currency (Column L) and Column BB (TAXES) value (INR) will be added to the converted values.
Note on K363: gepadmin: 1. If you choose "Full Conversion" then Column BA (AMOUNT) and Column BB (TAXES) BOTH values will be convert based on selected Currency in (Column L). 2. If you choose "Partial Conversion" then Column BA (AMOUNT) only will be converted based on selected currency (Column L) and Column BB (TAXES) value (INR) will be added to the converted values.
Note on K364: gepadmin: 1. If you choose "Full Conversion" then Column BA (AMOUNT) and Column BB (TAXES) BOTH values will be convert based on selected Currency in (Column L). 2. If you choose "Partial Conversion" then Column BA (AMOUNT) only will be converted based on selected currency (Column L) and Column BB (TAXES) value (INR) will be added to the converted values.
Note on K365: gepadmin: 1. If you choose "Full Conversion" then Column BA (AMOUNT) and Column BB (TAXES) BOTH values will be convert based on selected Currency in (Column L). 2. If you choose "Partial Conversion" then Column BA (AMOUNT) only will be converted based on selected currency (Column L) and Column BB (TAXES) value (INR) will be added to the converted values.
Note on K366: gepadmin: 1. If you choose "Full Conversion" then Column BA (AMOUNT) and Column BB (TAXES) BOTH values will be convert based on selected Currency in (Column L). 2. If you choose "Partial Conversion" then Column BA (AMOUNT) only will be converted based on selected currency (Column L) and Column BB (TAXES) value (INR) will be added to the converted values.
Note on K367: gepadmin: 1. If you choose "Full Conversion" then Column BA (AMOUNT) and Column BB (TAXES) BOTH values will be convert based on selected Currency in (Column L). 2. If you choose "Partial Conversion" then Column BA (AMOUNT) only will be converted based on selected currency (Column L) and Column BB (TAXES) value (INR) will be added to the converted values.
Note on K368: gepadmin: 1. If you choose "Full Conversion" then Column BA (AMOUNT) and Column BB (TAXES) BOTH values will be convert based on selected Currency in (Column L). 2. If you choose "Partial Conversion" then Column BA (AMOUNT) only will be converted based on selected currency (Column L) and Column BB (TAXES) value (INR) will be added to the converted values.
Note on K369: gepadmin: 1. If you choose "Full Conversion" then Column BA (AMOUNT) and Column BB (TAXES) BOTH values will be convert based on selected Currency in (Column L). 2. If you choose "Partial Conversion" then Column BA (AMOUNT) only will be converted based on selected currency (Column L) and Column BB (TAXES) value (INR) will be added to the converted values.
Note on K370: gepadmin: 1. If you choose "Full Conversion" then Column BA (AMOUNT) and Column BB (TAXES) BOTH values will be convert based on selected Currency in (Column L). 2. If you choose "Partial Conversion" then Column BA (AMOUNT) only will be converted based on selected currency (Column L) and Column BB (TAXES) value (INR) will be added to the converted values.
Validate
Print
Help

## Macros
Please Enable Macros to View BoQ information