## BoQ1 (hidden)
Percentage BoQ
BoQ_Ver3.1 | Percentage | Normal | INR Only | INR
Select, At Par, Excess (+), Less (-) |  | IOCL
Tender Inviting Authority: Superintending Engineer, IWD, IIT, Kanpur
Name of Work: Annual contract for minor works for all External Water Supply, Drainage and Sewage Disposal System in entire campus of IIT Kanpur.
Contract No: 23/Civil/D3/2025-26
Name of the Bidder/ Bidding Firm / Company :
PRICE SCHEDULE (This BOQ template must not be modified/replaced by the bidder and the same should be uploaded after filling the relevant columns, else the bidder is liable to be rejected for this tender. Bidders are allowed to enter the Bidder Name and Values only )
NUMBER # | TEXT # | TEXT # | NUMBER # | TEXT # | NUMBER | NUMBER | TEXT | TEXT # | NUMBER # | TEXT# | TEXT # | NUMBER # | NUMBER | NUMBER | NUMBER | NUMBER | TEXT | TEXT | NUMBER | NUMBER | NUMBER | NUMBER | TEXT | TEXT | NUMBER | NUMBER | NUMBER | NUMBER | TEXT | TEXT | NUMBER | NUMBER | NUMBER | NUMBER | TEXT | TEXT | NUMBER | NUMBER | NUMBER | NUMBER | TEXT | TEXT | NUMBER | NUMBER | NUMBER # | NUMBER # | TEXT | TEXT | NUMBER # | NUMBER # | DATE | NUMBER # | NUMBER # | TEXT #
Sl. No. | Item Description | Item Code / Make | Quantity | Units | Estimated Rate in Rs. P |  |  | Addition / Deduction | Addition / Deduction Values | Currency Convertion against each Item | Quoted Currency in INR / Other Currency | BASIC RATE In Figures To be entered by the Bidder Rs. P | Excise Duty | VAT | Freight Charges ( Unloading & Stacking) | Any Other Taxes/Duties/Levies |  |  | Other Taxes 2 | IIIrd Party i.e DGS&D / RITES etc Inspection Charges @0.34%+Service Tax | Less for Cenvat Credit,if any respect of Supplies Under full Excise Duty Category | [30 empty] | TOTAL AMOUNT Without Taxes in Rs. P | TOTAL AMOUNT With Taxes | TOTAL AMOUNT In Words
1 | 2 | 3 | 4 | 5 | 6 | 7 | 8 | 9 | 10 | 11 | 12 | 13 | 14 | 15 | 16 | 17 | 18 | 19 | 20 | 21 | 22 | 23 | 24 | 25 | 26 | 27 | 28 | 29 | 30 | 31 | 32 | 33 | 34 | 35 | 36 | 37 | 38 | 39 | 40 | 41 | 42 | 43 | 44 | 45 | 46 | 47 | 48 | 49 | 50 | 51 | 52 | 7 | 54 | 8
1.01 | Carriage of Materials | [53 empty] | 1.01 | Carriage of Materials
1.02 | By Mechanical Transport including loading,unloading and stacking | [53 empty] | 1.02 | By Mechanical Transport including loading,unloading and stacking
1.03 | Earth Lead - 2 |  | 50 | cum | 202.7 |  |  | Excess(+) | 1 | Full Conversion | INR | [40 empty] | #VALUE! | #VALUE! | #VALUE! | 1.03 | Earth Lead - 2 | 50 | cum
2.01 | EARTH WORK | [53 empty] | 2.01 | EARTH WORK
2.02 | Earth work in surface excavation not exceeding 30 cm in depth but exceeding 1.5 m in width as well as 10 sqm on plan including getting out and disposal of excavated earth upto 50 m and lif upto 1.5 m, as directed by Engineer-in- Charge: | [53 empty] | 2.02 | Earth work in surface excavation not exceeding 30 cm in depth but exceeding 1.5 m in width as well as 10 sqm on plan including getting out and disposal of excavated earth upto 50 m and lif upto 1.5 m, as directed by Engineer-in- Charge:
2.03 | All kinds of soil |  | 200 | sqm | 107.08 |  |  | Excess(+) | 1 | Full Conversion | INR | [40 empty] | #VALUE! | #VALUE! | #VALUE! | 2.03 | All kinds of soil | 200 | sqm
2.04 | Earth work in excavation by mechanical means (Hydraulic excavator) / manual means in foundation trenches or drains (not exceeding 1.5 m in width or 10 sqm on plan), including dressing of sides and ramming of bottoms, for all lift, including getting out the excavated soil and disposal of surplus excavated soil as directed, within a lead of 50 m. | [53 empty] | 2.04 | Earth work in excavation by mechanical means (Hydraulic excavator) / manual means in foundation trenches or drains (not exceeding 1.5 m in width or 10 sqm on plan), including dressing of sides and ramming of bottoms, for all lift, including getting out the excavated soil and disposal of surplus excavated soil as directed, within a lead of 50 m.
2.05 | All kinds of soil. |  | 100 | cum | 214.65 |  |  | Excess(+) | 1 | Full Conversion | INR | [40 empty] | #VALUE! | #VALUE! | #VALUE! | 2.05 | All kinds of soil. | 100 | cum
2.06 | Excavating trenches by mechinical / manual means of required width for pipes, cables, etc including excavation for sockets, and dressing of sides, ramming of bottoms, for all depth, including getting out the excavated soil, and then returning the soil as required, in layers not exceeding 20 cm in depth, including consolidating each deposited layer by ramming, watering, etc. and disposing of surplus excavated soil as directed, within a lead of 50 m: | [53 empty] | 2.06 | Excavating trenches by mechinical / manual means of required width for pipes, cables, etc including excavation for sockets, and dressing of sides, ramming of bottoms, for all depth, including getting out the excavated soil, and then returning the soil as required, in layers not exceeding 20 cm in depth, including consolidating each deposited layer by ramming, watering, etc. and disposing of surplus excavated soil as directed, within a lead of 50 m:
2.07 | All kinds of soil | [53 empty] | 2.07 | All kinds of soil
2.08 | Pipes, cables etc, not exceeding 80 mm dia. |  | 50 | metre | 177.79 |  |  | Excess(+) | 1 | Full Conversion | INR | [40 empty] | #VALUE! | #VALUE! | #VALUE! | 2.08 | Pipes, cables etc, not exceeding 80 mm dia. | 50 | metre
2.09 | Pipes, cables etc. exceeding 80 mm dia. but not exceeding 300 mm dia |  | 350 | metre | 290.39 |  |  | Excess(+) | 1 | Full Conversion | INR | [40 empty] | #VALUE! | #VALUE! | #VALUE! | 2.09 | Pipes, cables etc. exceeding 80 mm dia. but not exceeding 300 mm dia | 350 | metre
2.1 | Pipes, cables etc. exceeding 300 mm dia but not exceeding 600 mm |  | 30 | metre | 453.33 |  |  | Excess(+) | 1 | Full Conversion | INR | [40 empty] | #VALUE! | #VALUE! | #VALUE! | 2.1 | Pipes, cables etc. exceeding 300 mm dia but not exceeding 600 mm | 30 | metre
2.11 | Filling available excavated earth (excluding rock) in trenches, plinth, sides of foundations etc. in layers not exceeding 20cm in depth, consolidating each deposited layer by ramming and watering, lead up to 50 and for all lif. |  | 50 | cum | 161.62 |  |  | Excess(+) | 1 | Full Conversion | INR | [40 empty] | #VALUE! | #VALUE! | #VALUE! | 2.11 | Filling available excavated earth (excluding rock) in trenches, plinth, sides of foundations etc. in layers not exceeding 20cm in depth, consolidating each deposited layer by ramming and watering, lead up to 50 and for all lif. | 50 | cum
2.12 | Supplying and filling in plinth with sand under floors, including watering, ramming, consolidating and dressing complete. |  | 1 | cum | 1751.26 |  |  | Excess(+) | 1 | Full Conversion | INR | [40 empty] | #VALUE! | #VALUE! | #VALUE! | 2.12 | Supplying and filling in plinth with sand under floors, including watering, ramming, consolidating and dressing complete. | 1 | cum
2.13 | Surface dressing of the ground including removing vegetation and in- equalities not exceeding 15 cm deep and disposal of rubbish, lead up to 50 m and lift up to 1.5 m. | [53 empty] | 2.13 | Surface dressing of the ground including removing vegetation and in- equalities not exceeding 15 cm deep and disposal of rubbish, lead up to 50 m and lift up to 1.5 m.
2.14 | All kinds of soil |  | 250 | sqm | 28.16 |  |  | Excess(+) | 1 | Full Conversion | INR | [40 empty] | #VALUE! | #VALUE! | #VALUE! | 2.14 | All kinds of soil | 250 | sqm
2.15 | Excavating holes more than 0.10 cum & upto 0.5 cum including getting out the excavated soil, then returning the soil as required in layers not exceeding 20cm in depth, including consolidating each deposited layer by ramming, watering etc, disposing of surplus excavated soil, as directed within a lead of 50 m and lift upto 1.5 m. | [53 empty] | 2.15 | Excavating holes more than 0.10 cum & upto 0.5 cum including getting out the excavated soil, then returning the soil as required in layers not exceeding 20cm in depth, including consolidating each deposited layer by ramming, watering etc, disposing of surplus excavated soil, as directed within a lead of 50 m and lift upto 1.5 m.
2.16 | All kinds of soil |  | 60 | each | 67.99 |  |  | Excess(+) | 1 | Full Conversion | INR | [40 empty] | #VALUE! | #VALUE! | #VALUE! | 2.16 | All kinds of soil | 60 | each
2.17 | Clearing jungle including uprooting of rank vegetation, grass, brush wood, trees and saplings of girth up to 30 cm measured at a height of 1 m above ground level and removal of rubbish up to a distance of 50 m outside the periphery of the area cleared. |  | 400 | sqm | 14.51 |  |  | Excess(+) | 1 | Full Conversion | INR | [40 empty] | #VALUE! | #VALUE! | #VALUE! | 2.17 | Clearing jungle including uprooting of rank vegetation, grass, brush wood, trees and saplings of girth up to 30 cm measured at a height of 1 m above ground level and removal of rubbish up to a distance of 50 m outside the periphery of the area cleared. | 400 | sqm
2.18 | Extra for levelling & neatly dressing of disposed soil completely as directed by Engineer-in-charge. |  | 30 | cum | 76.73 |  |  | Excess(+) | 1 | Full Conversion | INR | [40 empty] | #VALUE! | #VALUE! | #VALUE! | 2.18 | Extra for levelling & neatly dressing of disposed soil completely as directed by Engineer-in-charge. | 30 | cum
3.01 | CEMENT CONCRETE (CAST IN SITU) | [53 empty] | 3.01 | CEMENT CONCRETE (CAST IN SITU)
3.02 | Providing and laying in position cement concrete of specified grade excluding the cost of centering and shuttering - All work up to plinth level : | [53 empty] | 3.02 | Providing and laying in position cement concrete of specified grade excluding the cost of centering and shuttering - All work up to plinth level :
3.03 | 1:2:4 (1 cement : 2 coarse sand (zone-Ill) derived from natural sources : 4 graded stone aggregate 20 mm nominal size derived from natural sources) |  | 3 | cum | 6496.66 |  |  | Excess(+) | 1 | Full Conversion | INR | [40 empty] | #VALUE! | #VALUE! | #VALUE! | 3.03 | 1:2:4 (1 cement : 2 coarse sand (zone-Ill) derived from natural sources : 4 graded stone aggregate 20 mm nominal size derived from natural sources) | 3 | cum
3.04 | 1:4:8 (1 Cement : 4 coarse sand (zone-Ill) derived from natural sources: 8 graded stone aggregate 40 mm nominal size derived from natural sources) |  | 3 | cum | 5617.22 |  |  | Excess(+) | 1 | Full Conversion | INR | [40 empty] | #VALUE! | #VALUE! | #VALUE! | 3.04 | 1:4:8 (1 Cement : 4 coarse sand (zone-Ill) derived from natural sources: 8 graded stone aggregate 40 mm nominal size derived from natural sources) | 3 | cum
3.05 | Making plinth protection 50 mm thick of cement concrete 1:3:6 (1 cement : 3 coarse sand (zone-Ill) derived from natural sources : 6 graded stone aggregate 20 mm nominal size derived from natural sources) over 75 mm thick bed of dry brick ballast 40 mm nominal size, well rammed and consolidated and grouted with fine sand, including necessary excavation, levelling & dressing & finishing the top smooth. |  | 10 | sqm | 617.88 |  |  | Excess(+) | 1 | Full Conversion | INR | [40 empty] | #VALUE! | #VALUE! | #VALUE! | 3.05 | Making plinth protection 50 mm thick of cement concrete 1:3:6 (1 cement : 3 coarse sand (zone-Ill) derived from natural sources : 6 graded stone aggregate 20 mm nominal size derived from natural sources) over 75 mm thick bed of dry brick ballast 40 mm nominal size, well rammed and consolidated and grouted with fine sand, including necessary excavation, levelling & dressing & finishing the top smooth. | 10 | sqm
4.01 | REINFORCED CEMENT CONCRETE | [53 empty] | 4.01 | REINFORCED CEMENT CONCRETE
4.02 | Providing and laying in position specified grade of reinforced cement concrete, excluding the cost of centering, shuttering, finishing and reinforcement - All work up to plinth level : | [53 empty] | 4.02 | Providing and laying in position specified grade of reinforced cement concrete, excluding the cost of centering, shuttering, finishing and reinforcement - All work up to plinth level :
4.03 | 1:2:4 (1 cement : 2 coarse sand (zone-Ill) derived from natural sources : 4 graded stone aggregate 20 mm nominal size derived from natural sources) |  | 3 | cum | 7077.93 |  |  | Excess(+) | 1 | Full Conversion | INR | [40 empty] | #VALUE! | #VALUE! | #VALUE! | 4.03 | 1:2:4 (1 cement : 2 coarse sand (zone-Ill) derived from natural sources : 4 graded stone aggregate 20 mm nominal size derived from natural sources) | 3 | cum
4.04 | Reinforced cement concrete work in beams, suspended floors, roofs having slope up to 15 degree landings, balconies, shelves, chajjas, lintels, bands, plain window sills, staircases and spiral stair cases above plinth level up to floor five level, excluding the cost of centering, shuttering, finishing and reinforcement with 1:1.5:3 (1 cement : 1.5 coarse sand (zone-III) derived from natural sources : 3 graded stone aggregate 20 mm nominal size derived from natural sources). |  | 1 | cum | 9487.51 |  |  | Excess(+) | 1 | Full Conversion | INR | [40 empty] | #VALUE! | #VALUE! | #VALUE! | 4.04 | Reinforced cement concrete work in beams, suspended floors, roofs having slope up to 15 degree landings, balconies, shelves, chajjas, lintels, bands, plain window sills, staircases and spiral stair cases above plinth level up to floor five level, excluding the cost of centering, shuttering, finishing and reinforcement with 1:1.5:3 (1 cement : 1.5 coarse sand (zone-III) derived from natural sources : 3 graded stone aggregate 20 mm nominal size derived from natural sources). | 1 | cum
4.05 | Centering and shuttering including strutting, propping etc. and removal of form for | [53 empty] | 4.05 | Centering and shuttering including strutting, propping etc. and removal of form for
4.06 | Foundations, footings, bases of columns, etc. for mass concrete |  | 15 | sqm | 323.37 |  |  | Excess(+) | 1 | Full Conversion | INR | [40 empty] | #VALUE! | #VALUE! | #VALUE! | 4.06 | Foundations, footings, bases of columns, etc. for mass concrete | 15 | sqm
4.07 | Suspended floors, roofs, landings, balconies and access platform |  | 5 | sqm | 764.62 |  |  | Excess(+) | 1 | Full Conversion | INR | [40 empty] | #VALUE! | #VALUE! | #VALUE! | 4.07 | Suspended floors, roofs, landings, balconies and access platform | 5 | sqm
4.08 | Providing, hoisting and fixing above plinth level up to floor five level precast reinforced cement concrete work in string courses, bands, copings, bed plates, anchor blocks, plain window sills and the like, including the cost of required centering, shuttering but excluding cost of reinforcement with 1:1.5:3 (1 cement : 1.5 coarse sand(zone-III) derived from natural sources : 3 graded stone aggregate 20 mm nominal size derived from natural sources). |  | 2 | cum | 8729.2 |  |  | Excess(+) | 1 | Full Conversion | INR | [40 empty] | #VALUE! | #VALUE! | #VALUE! | 4.08 | Providing, hoisting and fixing above plinth level up to floor five level precast reinforced cement concrete work in string courses, bands, copings, bed plates, anchor blocks, plain window sills and the like, including the cost of required centering, shuttering but excluding cost of reinforcement with 1:1.5:3 (1 cement : 1.5 coarse sand(zone-III) derived from natural sources : 3 graded stone aggregate 20 mm nominal size derived from natural sources). | 2 | cum
4.09 | Steel reinforcement for R.C.C. work including straightening, cutting, bending, placing in position and binding all complete upto plinth level. | [53 empty] | 4.09 | Steel reinforcement for R.C.C. work including straightening, cutting, bending, placing in position and binding all complete upto plinth level.
4.1 | Thermo-Mechanically Treated bars of grade Fe-500D or more. |  | 800 | kg | 88.93 |  |  | Excess(+) | 1 | Full Conversion | INR | [40 empty] | #VALUE! | #VALUE! | #VALUE! | 4.1 | Thermo-Mechanically Treated bars of grade Fe-500D or more. | 800 | kg
5.01 | MASONRY WORK | [53 empty] | 5.01 | MASONRY WORK
5.02 | Brick work with common burnt clay F.P.S. (non modular) bricks of class designation 7.5 in foundation and plinth in: | [53 empty] | 5.02 | Brick work with common burnt clay F.P.S. (non modular) bricks of class designation 7.5 in foundation and plinth in:
5.03 | Cement mortar 1:6(1 cement :6 coarse sand) |  | 5 | cum | 5881.3 |  |  | Excess(+) | 1 | Full Conversion | INR | [40 empty] | #VALUE! | #VALUE! | #VALUE! | 5.03 | Cement mortar 1:6(1 cement :6 coarse sand) | 5 | cum
5.04 | Brick work with common burnt clay F.P.S. (non modular) bricks of class designation 7.5 in superstructure above plinth level up to floor V level in all shapes and sizes in : | [53 empty] | 5.04 | Brick work with common burnt clay F.P.S. (non modular) bricks of class designation 7.5 in superstructure above plinth level up to floor V level in all shapes and sizes in :
5.05 | Cement mortar 1:6(1 cement : 6 coarse sand) |  | 3 | cum | 7508.82 |  |  | Excess(+) | 1 | Full Conversion | INR | [40 empty] | #VALUE! | #VALUE! | #VALUE! | 5.05 | Cement mortar 1:6(1 cement : 6 coarse sand) | 3 | cum
5.06 | Half brick masonry with common burnt clay F.P.S. (non modular) bricks of class designation 7.5 in foundations and plinth in : | [53 empty] | 5.06 | Half brick masonry with common burnt clay F.P.S. (non modular) bricks of class designation 7.5 in foundations and plinth in :
5.07 | cement mortar 1:4(1 cement :4 coarse sand) |  | 5 | sqm | 746.31 |  |  | Excess(+) | 1 | Full Conversion | INR | [40 empty] | #VALUE! | #VALUE! | #VALUE! | 5.07 | cement mortar 1:4(1 cement :4 coarse sand) | 5 | sqm
5.08 | Half brick masonry with common burnt clay F.P.S. (non modular) bricks of class designation 7.5 in superstructure above plinth level up to floor V level. | [53 empty] | 5.08 | Half brick masonry with common burnt clay F.P.S. (non modular) bricks of class designation 7.5 in superstructure above plinth level up to floor V level.
5.09 | Cement mortar 1:4(1 cement :4 coarse sand) |  | 3 | sqm | 926.69 |  |  | Excess(+) | 1 | Full Conversion | INR | [40 empty] | #VALUE! | #VALUE! | #VALUE! | 5.09 | Cement mortar 1:4(1 cement :4 coarse sand) | 3 | sqm
5.1 | Brick edging 7cm wide 11.4 cm deep to plinth protection with common burnt clay F.P.S. (non modular) bricks of class designation 7.5 including grouting with cement mortar 1:4 (1 cement : 4 fine sand). |  | 10 | metre | 50.18 |  |  | Excess(+) | 1 | Full Conversion | INR | [40 empty] | #VALUE! | #VALUE! | #VALUE! | 5.1 | Brick edging 7cm wide 11.4 cm deep to plinth protection with common burnt clay F.P.S. (non modular) bricks of class designation 7.5 including grouting with cement mortar 1:4 (1 cement : 4 fine sand). | 10 | metre
6.01 | CLADDING WORK | [53 empty] | 6.01 | CLADDING WORK
6.02 | Providing and fixing 1st quality ceramic glazed wall tiles conforming to IS: 15622 (thickness to be specified by the manufacturer), of approved make, in all colours, shades except burgundy, bottle green, black of any size as approved by Engineer-in-Charge, in skirting, risers of steps and dados, over 12 mm thick bed of cement mortar 1:3(1 cement : 3 coarse sand) and jointing with grey cement slurry @ 3.3kg per sqm, including pointing in white cement mixed with pigment of matching shade complete. |  | 40 | sqm | 1045.56 |  |  | Excess(+) | 1 | Full Conversion | INR | [40 empty] | #VALUE! | #VALUE! | #VALUE! | 6.02 | Providing and fixing 1st quality ceramic glazed wall tiles conforming to IS: 15622 (thickness to be specified by the manufacturer), of approved make, in all colours, shades except burgundy, bottle green, black of any size as approved by Engineer-in-Charge, in skirting, risers of steps and dados, over 12 mm thick bed of cement mortar 1:3(1 cement : 3 coarse sand) and jointing with grey cement slurry @ 3.3kg per sqm, including pointing in white cement mixed with pigment of matching shade complete. | 40 | sqm
7.01 | WOOD AND P. V. C. WORK | [53 empty] | 7.01 | WOOD AND P. V. C. WORK
7.02 | Providing and fixing M.S. grills of required pattern in frames of windows etc. with M.S. flats, square or round bars etc. including priming coat with approved steel primer all complete. | [53 empty] | 7.02 | Providing and fixing M.S. grills of required pattern in frames of windows etc. with M.S. flats, square or round bars etc. including priming coat with approved steel primer all complete.
7.03 | Fixed to steel windows by welding |  | 25 | kg | 180.67 |  |  | Excess(+) | 1 | Full Conversion | INR | [40 empty] | #VALUE! | #VALUE! | #VALUE! | 7.03 | Fixed to steel windows by welding | 25 | kg
7.04 | Providing and fixing ISI marked oxidised M.S. sliding door bolts with nuts and screws etc. complete (Copper oxidised as per IS 1378) | [53 empty] | 7.04 | Providing and fixing ISI marked oxidised M.S. sliding door bolts with nuts and screws etc. complete (Copper oxidised as per IS 1378)
7.05 | 300x16 mm |  | 2 | each | 178.57 |  |  | Excess(+) | 1 | Full Conversion | INR | [40 empty] | #VALUE! | #VALUE! | #VALUE! | 7.05 | 300x16 mm | 2 | each
7.06 | Providing and fixing ISI marked oxidised M.S. tower bolt black finish, (Barrel type) with necessary screws etc. complete (Copper oxidised as per IS 1378) | [53 empty] | 7.06 | Providing and fixing ISI marked oxidised M.S. tower bolt black finish, (Barrel type) with necessary screws etc. complete (Copper oxidised as per IS 1378)
7.07 | 200x10 mm |  | 2 | each | 57.23 |  |  | Excess(+) | 1 | Full Conversion | INR | [40 empty] | #VALUE! | #VALUE! | #VALUE! | 7.07 | 200x10 mm | 2 | each
7.08 | Providing and fixing ISI marked oxidised M.S. handles conforming to IS:4992 with necessary screws etc. complete (Copper oxidised as per IS 1378) | [53 empty] | 7.08 | Providing and fixing ISI marked oxidised M.S. handles conforming to IS:4992 with necessary screws etc. complete (Copper oxidised as per IS 1378)
7.09 | 125 mm |  | 2 | each | 32.94 |  |  | Excess(+) | 1 | Full Conversion | INR | [40 empty] | #VALUE! | #VALUE! | #VALUE! | 7.09 | 125 mm | 2 | each
7.1 | Providing and fixing oxidised M.S. casement stays (straight peg type) with necessary screws etc. complete (Copper oxidised as per IS 1378) | [53 empty] | 7.1 | Providing and fixing oxidised M.S. casement stays (straight peg type) with necessary screws etc. complete (Copper oxidised as per IS 1378)
7.11 | 300 mm weighing not less than 330 grams |  | 5 | each | 55.58 |  |  | Excess(+) | 1 | Full Conversion | INR | [40 empty] | #VALUE! | #VALUE! | #VALUE! | 7.11 | 300 mm weighing not less than 330 grams | 5 | each
8.01 | STEEL WORK | [53 empty] | 8.01 | STEEL WORK
8.02 | Structural steel work riveted, bolted or welded in built up sections, trusses and framed work, including cutting, hoisting, fixing in position and applying a priming coat of approved steel primer all complete. |  | 150 | kg | 110.25 |  |  | Excess(+) | 1 | Full Conversion | INR | [40 empty] | #VALUE! | #VALUE! | #VALUE! | 8.02 | Structural steel work riveted, bolted or welded in built up sections, trusses and framed work, including cutting, hoisting, fixing in position and applying a priming coat of approved steel primer all complete. | 150 | kg
8.03 | Providing and fixing 1 mm thick M.S. sheet door with frame of 40x40x6 mm angle iron and 3 mm M.S. gusset plates at the junctions and corners, all necessary fittings complete, including applying a priming coat of approved steel primer. | [53 empty] | 8.03 | Providing and fixing 1 mm thick M.S. sheet door with frame of 40x40x6 mm angle iron and 3 mm M.S. gusset plates at the junctions and corners, all necessary fittings complete, including applying a priming coat of approved steel primer.
8.04 | Using M.S. angels 40x40x6 mm for diagonal braces |  | 3 | sqm | 4786.3 |  |  | Excess(+) | 1 | Full Conversion | INR | [40 empty] | #VALUE! | #VALUE! | #VALUE! | 8.04 | Using M.S. angels 40x40x6 mm for diagonal braces | 3 | sqm
8.05 | Providing and fixing factory made ISI marked steel glazed doors, windows and ventilators, side /top /centre hung, with beading and all members such as F7D,F4B, K11 B and K12 B etc. complete of standard rolled steel sections, joints mitred and flash butt welded and sash bars tenoned and riveted, including providing and fixing of hinges, pivots, priming coat of approved steel primer, but excluding the cost of other fittings,glass panes complete all as per approved design, (sectional weight of only steel members shall be measured for payment). | [53 empty] | 8.05 | Providing and fixing factory made ISI marked steel glazed doors, windows and ventilators, side /top /centre hung, with beading and all members such as F7D,F4B, K11 B and K12 B etc. complete of standard rolled steel sections, joints mitred and flash butt welded and sash bars tenoned and riveted, including providing and fixing of hinges, pivots, priming coat of approved steel primer, but excluding the cost of other fittings,glass panes complete all as per approved design, (sectional weight of only steel members shall be measured for payment).
8.06 | Fixing with 15x3 mm lugs 10 cm long embedded in cement concrete block 15x10x10 cm of C.C. 1:3:6 (1 Cement : 3 coarse sand : 6 graded stone aggregate 20 mm nominal size) |  | 20 | kg | 108.06 |  |  | Excess(+) | 1 | Full Conversion | INR | [40 empty] | #VALUE! | #VALUE! | #VALUE! | 8.06 | Fixing with 15x3 mm lugs 10 cm long embedded in cement concrete block 15x10x10 cm of C.C. 1:3:6 (1 Cement : 3 coarse sand : 6 graded stone aggregate 20 mm nominal size) | 20 | kg
8.07 | Welding by gas or electric plant including transportation of plant at site etc. complete. |  | 200 | cm | 3.05 |  |  | Excess(+) | 1 | Full Conversion | INR | [40 empty] | #VALUE! | #VALUE! | #VALUE! | 8.07 | Welding by gas or electric plant including transportation of plant at site etc. complete. | 200 | cm
8.08 | Steel work welded in built up sections/ framed work, including cutting, hoisting, fixing in position and applying a priming coat of approved steel primer using structural steel etc. as required. | [53 empty] | 8.08 | Steel work welded in built up sections/ framed work, including cutting, hoisting, fixing in position and applying a priming coat of approved steel primer using structural steel etc. as required.
8.09 | In gratings, frames, guard bar, ladder, railings, brackets, gates and similar works |  | 130 | kg | 142.33 |  |  | Excess(+) | 1 | Full Conversion | INR | [40 empty] | #VALUE! | #VALUE! | #VALUE! | 8.09 | In gratings, frames, guard bar, ladder, railings, brackets, gates and similar works | 130 | kg
8.1 | Providing & fixing glass panes with putty and glazing clips in steel doors, windows, clerestory windows, all complete with: | [53 empty] | 8.1 | Providing & fixing glass panes with putty and glazing clips in steel doors, windows, clerestory windows, all complete with:
8.11 | 4.0 mm thick glass panes |  | 2 | sqm | 877.92 |  |  | Excess(+) | 1 | Full Conversion | INR | [40 empty] | #VALUE! | #VALUE! | #VALUE! | 8.11 | 4.0 mm thick glass panes | 2 | sqm
9.01 | FLOORING | [53 empty] | 9.01 | FLOORING
9.02 | Brick on edge flooring with bricks of class designation 7.5 on a bed of 12 mm cement mortar, including filling the joints with same mortar, with common burnt clay non modular bricks: | [53 empty] | 9.02 | Brick on edge flooring with bricks of class designation 7.5 on a bed of 12 mm cement mortar, including filling the joints with same mortar, with common burnt clay non modular bricks:
9.03 | 1:6 (1cement :6 coarse sand) |  | 12 | sqm | 796.2 |  |  | Excess(+) | 1 | Full Conversion | INR | [40 empty] | #VALUE! | #VALUE! | #VALUE! | 9.03 | 1:6 (1cement :6 coarse sand) | 12 | sqm
9.04 | Cement concrete flooring 1:2:4 (1 cement : 2 coarse sand : 4 graded stone aggregate) finished with a floating coat of neat cement, including cement slurry, but excluding the cost of nosing of steps etc. complete. | [53 empty] | 9.04 | Cement concrete flooring 1:2:4 (1 cement : 2 coarse sand : 4 graded stone aggregate) finished with a floating coat of neat cement, including cement slurry, but excluding the cost of nosing of steps etc. complete.
9.05 | 40 mm thick with 20 mm nominal size stone aggregate |  | 10 | sqm | 506.47 |  |  | Excess(+) | 1 | Full Conversion | INR | [40 empty] | #VALUE! | #VALUE! | #VALUE! | 9.05 | 40 mm thick with 20 mm nominal size stone aggregate | 10 | sqm
9.06 | Cement plaster skirting up to 30 cm height, with cement mortar 1:3 (1 cement: 3 coarse sand), finished with a floating coat of neat cement. | [53 empty] | 9.06 | Cement plaster skirting up to 30 cm height, with cement mortar 1:3 (1 cement: 3 coarse sand), finished with a floating coat of neat cement.
9.07 | 18 mm thick |  | 2 | sqm | 545.93 |  |  | Excess(+) | 1 | Full Conversion | INR | [40 empty] | #VALUE! | #VALUE! | #VALUE! | 9.07 | 18 mm thick | 2 | sqm
9.08 | Providing and fixing glass strips in joints of terrazo/ cement concrete floors. | [53 empty] | 9.08 | Providing and fixing glass strips in joints of terrazo/ cement concrete floors.
9.09 | 40 mm wide and 4 mm thick |  | 20 | metre | 75.66 |  |  | Excess(+) | 1 | Full Conversion | INR | [40 empty] | #VALUE! | #VALUE! | #VALUE! | 9.09 | 40 mm wide and 4 mm thick | 20 | metre
9.1 | Providing and laying Ceramic glazed floor tiles of size 300x300 mm (thickness to be specified by the manufacturer) of 1st quality conforming to IS : 15622 of approved make in colours such as White, Ivory, Grey, Fume Red Brown, laid on 20 mm thick cement mortar 1:4 (1 Cement :4 Coarse sand), Jointing with grey cement slurry @ 3.3 kg/sqm including pointing the joints with white cement and matching pigment etc., complete. |  | 10 | sqm | 904.22 |  |  | Excess(+) | 1 | Full Conversion | INR | [40 empty] | #VALUE! | #VALUE! | #VALUE! | 9.1 | Providing and laying Ceramic glazed floor tiles of size 300x300 mm (thickness to be specified by the manufacturer) of 1st quality conforming to IS : 15622 of approved make in colours such as White, Ivory, Grey, Fume Red Brown, laid on 20 mm thick cement mortar 1:4 (1 Cement :4 Coarse sand), Jointing with grey cement slurry @ 3.3 kg/sqm including pointing the joints with white cement and matching pigment etc., complete. | 10 | sqm
10.01 | ROOFING | [53 empty] | 10.01 | ROOFING
10.02 | Providing gola 75x75 mm in cement concrete 1:2:4(1 cement :2 coarse sand : 4 stone aggregate 10 mm and down gauge), including finishing with cement mortar 1:3 (1 cement: 3 fine sand) as per standard design : | [53 empty] | 10.02 | Providing gola 75x75 mm in cement concrete 1:2:4(1 cement :2 coarse sand : 4 stone aggregate 10 mm and down gauge), including finishing with cement mortar 1:3 (1 cement: 3 fine sand) as per standard design :
10.03 | In 75x75 mm deep chase |  | 5 | metre | 251.63 |  |  | Excess(+) | 1 | Full Conversion | INR | [40 empty] | #VALUE! | #VALUE! | #VALUE! | 10.03 | In 75x75 mm deep chase | 5 | metre
10.04 | Providing and fixing on wall face unplasticised Rigid PVC rain water pipes conforming to IS : 13592 Type A, including jointing with seal ring conforming to IS : 5382, leaving 10 mm gap for thermal expansion, (i) Single socketed pipes. | [53 empty] | 10.04 | Providing and fixing on wall face unplasticised Rigid PVC rain water pipes conforming to IS : 13592 Type A, including jointing with seal ring conforming to IS : 5382, leaving 10 mm gap for thermal expansion, (i) Single socketed pipes.
10.05 | 110 mm diameter |  | 10 | metre | 311.21 |  |  | Excess(+) | 1 | Full Conversion | INR | [40 empty] | #VALUE! | #VALUE! | #VALUE! | 10.05 | 110 mm diameter | 10 | metre
10.06 | Providing and fixing on wall face unplasticised - PVC moulded fittings/ accessories for unplasticised Rigid PVC rain water pipes conforming to IS : 13592 Type A, including jointing with seal ring conforming to IS :5382, leaving 10 mm gap for thermal expansion. | [53 empty] | 10.06 | Providing and fixing on wall face unplasticised - PVC moulded fittings/ accessories for unplasticised Rigid PVC rain water pipes conforming to IS : 13592 Type A, including jointing with seal ring conforming to IS :5382, leaving 10 mm gap for thermal expansion.
10.07 | Single tee with door | [53 empty] | 10.07 | Single tee with door
10.08 | 110x110x110 mm |  | 1 | each | 193.08 |  |  | Excess(+) | 1 | Full Conversion | INR | [40 empty] | #VALUE! | #VALUE! | #VALUE! | 10.08 | 110x110x110 mm | 1 | each
10.09 | Bend 87.5° | [53 empty] | 10.09 | Bend 87.5°
10.1 | 110 mm bend |  | 1 | each | 123.98 |  |  | Excess(+) | 1 | Full Conversion | INR | [40 empty] | #VALUE! | #VALUE! | #VALUE! | 10.1 | 110 mm bend | 1 | each
10.11 | Shoe (Plain) | [53 empty] | 10.11 | Shoe (Plain)
10.12 | 110 mm Shoe |  | 1 | each | 108.72 |  |  | Excess(+) | 1 | Full Conversion | INR | [40 empty] | #VALUE! | #VALUE! | #VALUE! | 10.12 | 110 mm Shoe | 1 | each
10.13 | Providing and fixing unplasticised -PVC pipe clips of approved design to unplasticised - PVC rain water pipes by means of 50x50x50 mm hard wood plugs, screwed with M.S. screws of required length, including cutting brick work and fixing in cement mortar 1:4 (1 cement : 4 coarse sand) and making good the wall etc. complete. | [53 empty] | 10.13 | Providing and fixing unplasticised -PVC pipe clips of approved design to unplasticised - PVC rain water pipes by means of 50x50x50 mm hard wood plugs, screwed with M.S. screws of required length, including cutting brick work and fixing in cement mortar 1:4 (1 cement : 4 coarse sand) and making good the wall etc. complete.
10.14 | 110 mm |  | 3 | each | 306.18 |  |  | Excess(+) | 1 | Full Conversion | INR | [40 empty] | #VALUE! | #VALUE! | #VALUE! | 10.14 | 110 mm | 3 | each
10.15 | Providing & fixing UV stabilised fiberglass reinforced plastic sheet roofing up to any pitch, including fixing with polymer coated 'S or 'L' hooks, bolts & nuts 8 mm dia. G.I plain/bitumen washers complete but excluding the cost of purlins, rafers, trusses etc. The sheets shall be manufactured out of 2400 TEX panel rovigs incorporating minimum 0.3% ultra-violet stabiliser in resin system under approximately 2400 psi and hot cured. They shall be of uniform pigmentation and thickness without air pockets and shall conform to IS 10192 and IS 12866.The sheets shall be opaque or translucent, clear or pigmented, textured or smooth as specified. | [53 empty] | 10.15 | Providing & fixing UV stabilised fiberglass reinforced plastic sheet roofing up to any pitch, including fixing with polymer coated 'S or 'L' hooks, bolts & nuts 8 mm dia. G.I plain/bitumen washers complete but excluding the cost of purlins, rafers, trusses etc. The sheets shall be manufactured out of 2400 TEX panel rovigs incorporating minimum 0.3% ultra-violet stabiliser in resin system under approximately 2400 psi and hot cured. They shall be of uniform pigmentation and thickness without air pockets and shall conform to IS 10192 and IS 12866.The sheets shall be opaque or translucent, clear or pigmented, textured or smooth as specified.
10.16 | 2 mm thick corrugated (2.5" 0r4.2" or 6") or step-down (2" or 3" or 6" ) as specified |  | 10 | sqm | 1155.56 |  |  | Excess(+) | 1 | Full Conversion | INR | [40 empty] | #VALUE! | #VALUE! | #VALUE! | 10.16 | 2 mm thick corrugated (2.5" 0r4.2" or 6") or step-down (2" or 3" or 6" ) as specified | 10 | sqm
11.01 | FINISHING | [53 empty] | 11.01 | FINISHING
11.02 | 12 mm cement plaster of mix: | [53 empty] | 11.02 | 12 mm cement plaster of mix:
11.03 | 1:6 (1 cement: 6 coarse sand) |  | 10 | sqm | 283.38 |  |  | Excess(+) | 1 | Full Conversion | INR | [40 empty] | #VALUE! | #VALUE! | #VALUE! | 11.03 | 1:6 (1 cement: 6 coarse sand) | 10 | sqm
11.04 | 15 mm cement plaster on rough side of single or half brick wall of mix: | [53 empty] | 11.04 | 15 mm cement plaster on rough side of single or half brick wall of mix:
11.05 | 1:6(1 cement: 6 coarse sand) |  | 10 | sqm | 326.01 |  |  | Excess(+) | 1 | Full Conversion | INR | [40 empty] | #VALUE! | #VALUE! | #VALUE! | 11.05 | 1:6(1 cement: 6 coarse sand) | 10 | sqm
11.06 | 12 mm cement plaster finished with a floating coat of neat cement of mix: | [53 empty] | 11.06 | 12 mm cement plaster finished with a floating coat of neat cement of mix:
11.07 | 1:4(1 cement: 4 fine sand) |  | 270 | sqm | 350.91 |  |  | Excess(+) | 1 | Full Conversion | INR | [40 empty] | #VALUE! | #VALUE! | #VALUE! | 11.07 | 1:4(1 cement: 4 fine sand) | 270 | sqm
11.08 | Pointing on brick work or brick flooring with cement mortar 1:3 (1 cement : 3 fine sand): | [53 empty] | 11.08 | Pointing on brick work or brick flooring with cement mortar 1:3 (1 cement : 3 fine sand):
11.09 | Flush / Ruled/ Struck or weathered pointing |  | 12 | sqm | 212.21 |  |  | Excess(+) | 1 | Full Conversion | INR | [40 empty] | #VALUE! | #VALUE! | #VALUE! | 11.09 | Flush / Ruled/ Struck or weathered pointing | 12 | sqm
11.1 | White washing with lime to give an even shade: | [53 empty] | 11.1 | White washing with lime to give an even shade:
11.11 | New work (three or more coats) |  | 20 | sqm | 32.2 |  |  | Excess(+) | 1 | Full Conversion | INR | [40 empty] | #VALUE! | #VALUE! | #VALUE! | 11.11 | New work (three or more coats) | 20 | sqm
11.12 | Finishing walls with Acrylic Smooth exterior paint of required shade: | [53 empty] | 11.12 | Finishing walls with Acrylic Smooth exterior paint of required shade:
11.13 | New work (Two or more coat applied @ 1.67 ltr/10 sqm over and including priming coat of exterior primer applied @ 0.90 litre/10 sqm) |  | 10 | sqm | 132.43 |  |  | Excess(+) | 1 | Full Conversion | INR | [40 empty] | #VALUE! | #VALUE! | #VALUE! | 11.13 | New work (Two or more coat applied @ 1.67 ltr/10 sqm over and including priming coat of exterior primer applied @ 0.90 litre/10 sqm) | 10 | sqm
11.14 | Painting with synthetic enamel paint of approved brand and manufacture to give an even shade : | [53 empty] | 11.14 | Painting with synthetic enamel paint of approved brand and manufacture to give an even shade :
11.15 | Two or more coats on new work |  | 50 | sqm | 128.56 |  |  | Excess(+) | 1 | Full Conversion | INR | [40 empty] | #VALUE! | #VALUE! | #VALUE! | 11.15 | Two or more coats on new work | 50 | sqm
11.16 | White washing with lime to give an even shade: | [53 empty] | 11.16 | White washing with lime to give an even shade:
11.17 | Old work (two or more coats) |  | 50 | sqm | 18.84 |  |  | Excess(+) | 1 | Full Conversion | INR | [40 empty] | #VALUE! | #VALUE! | #VALUE! | 11.17 | Old work (two or more coats) | 50 | sqm
11.18 | Removing white or colour wash by scrapping and sand papering and preparing the surface smooth including necessary repairs to scratches etc. complete |  | 20 | sqm | 16.29 |  |  | Excess(+) | 1 | Full Conversion | INR | [40 empty] | #VALUE! | #VALUE! | #VALUE! | 11.18 | Removing white or colour wash by scrapping and sand papering and preparing the surface smooth including necessary repairs to scratches etc. complete | 20 | sqm
11.19 | Painting with synthetic enamel paint of approved brand and manufacture of required colour to give an even shade: | [53 empty] | 11.19 | Painting with synthetic enamel paint of approved brand and manufacture of required colour to give an even shade:
11.2 | One or more coats on old work |  | 50 | sqm | 84.77 |  |  | Excess(+) | 1 | Full Conversion | INR | [40 empty] | #VALUE! | #VALUE! | #VALUE! | 11.2 | One or more coats on old work | 50 | sqm
11.21 | Finishing walls with Acrylic Smooth exterior paint of required shade: | [53 empty] | 11.21 | Finishing walls with Acrylic Smooth exterior paint of required shade:
11.22 | Old work (Two or more coat applied @ 1.67 Itr/ 10 sqm) on existing cement paint surface |  | 50 | sqm | 99.57 |  |  | Excess(+) | 1 | Full Conversion | INR | [40 empty] | #VALUE! | #VALUE! | #VALUE! | 11.22 | Old work (Two or more coat applied @ 1.67 Itr/ 10 sqm) on existing cement paint surface | 50 | sqm
12.01 | REPAIRS TO BUILDING | [53 empty] | 12.01 | REPAIRS TO BUILDING
12.02 | Repairs to plaster of thickness 12 mm to 20 mm in patches of area 2.5 sq.meters and under, including cutting the patch in proper shape, raking out joints and preparing and plastering the surface of the walls complete, including disposal of rubbish to the dumping ground, all complete as per direction of Engineer-in-Charge. | [53 empty] | 12.02 | Repairs to plaster of thickness 12 mm to 20 mm in patches of area 2.5 sq.meters and under, including cutting the patch in proper shape, raking out joints and preparing and plastering the surface of the walls complete, including disposal of rubbish to the dumping ground, all complete as per direction of Engineer-in-Charge.
12.03 | With cement mortar 1:4 (1 cement : 4 fine sand) |  | 5 | sqm | 451.39 |  |  | Excess(+) | 1 | Full Conversion | INR | [40 empty] | #VALUE! | #VALUE! | #VALUE! | 12.03 | With cement mortar 1:4 (1 cement : 4 fine sand) | 5 | sqm
12.04 | Cleaning of under ground sump, Over Head R.C.C. Tank ( independent staging) including disposal of slit and rubbish, all as per direction of Engineer-in-Charge. The cleaning shall consist following operations:- (i)Tank shall be emptied of water by pumping & bottom shall be cleaned of silt and other deposits. (ii) Entire surface area of the sump shall then scrubbed thoroughly with wire brush etc. and pressure washed with water. (iii) Chlorination of RCC internal surface by liquid chlorine. (iv) The treated surface shall be dried using air jetting and all loose particles shall be removal from the surface. (v) Finally the surface shall be treated with ultraviolet radiation etc. as per direction of Engineer-in-Charge. |  | 3700 | sqm | 69.97 |  |  | Excess(+) | 1 | Full Conversion | INR | [40 empty] | #VALUE! | #VALUE! | #VALUE! | 12.04 | Cleaning of under ground sump, Over Head R.C.C. Tank ( independent staging) including disposal of slit and rubbish, all as per direction of Engineer-in-Charge. The cleaning shall consist following operations:- (i)Tank shall be emptied of water by pumping & bottom shall be cleaned of silt and other deposits. (ii) Entire surface area of the sump shall then scrubbed thoroughly with wire brush etc. and pressure washed with water. (iii) Chlorination of RCC internal surface by liquid chlorine. (iv) The treated surface shall be dried using air jetting and all loose particles shall be removal from the surface. (v) Finally the surface shall be treated with ultraviolet radiation etc. as per direction of Engineer-in-Charge. | 3700 | sqm
13.01 | Dismantling and Demolishing | [53 empty] | 13.01 | Dismantling and Demolishing
13.02 | Demolishing cement concrete manually/ by mechanical means including disposal of material within 50 metres lead as per direction of Engineer - in - charge. | [53 empty] | 13.02 | Demolishing cement concrete manually/ by mechanical means including disposal of material within 50 metres lead as per direction of Engineer - in - charge.
13.03 | Nominal concrete 1:3:6 or richer mix (including equivalent design mix) |  | 3 | cum | 2007.3 |  |  | Excess(+) | 1 | Full Conversion | INR | [40 empty] | #VALUE! | #VALUE! | #VALUE! | 13.03 | Nominal concrete 1:3:6 or richer mix (including equivalent design mix) | 3 | cum
13.04 | Nominal concrete 1:4:8 or leaner mix (including equivalent design mix) |  | 3 | cum | 1239.88 |  |  | Excess(+) | 1 | Full Conversion | INR | [40 empty] | #VALUE! | #VALUE! | #VALUE! | 13.04 | Nominal concrete 1:4:8 or leaner mix (including equivalent design mix) | 3 | cum
13.05 | Demolishing R.C.C. work manually/ by mechanical means including stacking of steel bars and disposal of unserviceable material within 50 metres lead as per direction of Engineer - in- charge. |  | 1 | cum | 2928.38 |  |  | Excess(+) | 1 | Full Conversion | INR | [40 empty] | #VALUE! | #VALUE! | #VALUE! | 13.05 | Demolishing R.C.C. work manually/ by mechanical means including stacking of steel bars and disposal of unserviceable material within 50 metres lead as per direction of Engineer - in- charge. | 1 | cum
13.06 | Demolishing brick work manually/ by mechanical means including stacking of serviceable material and disposal of unserviceable material within 50 metres lead as per direction of Engineer-in-charge. | [53 empty] | 13.06 | Demolishing brick work manually/ by mechanical means including stacking of serviceable material and disposal of unserviceable material within 50 metres lead as per direction of Engineer-in-charge.
13.07 | In cement mortar |  | 5 | cum | 1698.85 |  |  | Excess(+) | 1 | Full Conversion | INR | [40 empty] | #VALUE! | #VALUE! | #VALUE! | 13.07 | In cement mortar | 5 | cum
13.08 | Dismantling doors, windows and clerestory windows (steel or wood) shutter including chowkhats, architrave, holdfasts etc. complete and stacking within 50 metres lead : | [53 empty] | 13.08 | Dismantling doors, windows and clerestory windows (steel or wood) shutter including chowkhats, architrave, holdfasts etc. complete and stacking within 50 metres lead :
13.09 | Of area 3 sq. metres and below |  | 3 | each | 302.8 |  |  | Excess(+) | 1 | Full Conversion | INR | [40 empty] | #VALUE! | #VALUE! | #VALUE! | 13.09 | Of area 3 sq. metres and below | 3 | each
13.1 | Dismantling steel work in built up sections in angles, tees, flats and channels including all gusset plates, bolts, nuts, cutting rivets, welding etc. including dismembering and stacking within 50 metres lead. |  | 50 | kg | 4.66 |  |  | Excess(+) | 1 | Full Conversion | INR | [40 empty] | #VALUE! | #VALUE! | #VALUE! | 13.1 | Dismantling steel work in built up sections in angles, tees, flats and channels including all gusset plates, bolts, nuts, cutting rivets, welding etc. including dismembering and stacking within 50 metres lead. | 50 | kg
13.11 | Dismantling and stacking within 50 metres lead, fencing posts or struts including all earth work and dismantling of concrete etc. in base of: | [53 empty] | 13.11 | Dismantling and stacking within 50 metres lead, fencing posts or struts including all earth work and dismantling of concrete etc. in base of:
13.12 | T’ or ‘L’ iron or pipe |  | 20 | each | 190.4 |  |  | Excess(+) | 1 | Full Conversion | INR | [40 empty] | #VALUE! | #VALUE! | #VALUE! | 13.12 | T’ or ‘L’ iron or pipe | 20 | each
13.13 | Dismantling barbed wire or flexible wire rope in fencing including making rolls and stacking within 50 metres lead. |  | 60 | kg | 30.35 |  |  | Excess(+) | 1 | Full Conversion | INR | [40 empty] | #VALUE! | #VALUE! | #VALUE! | 13.13 | Dismantling barbed wire or flexible wire rope in fencing including making rolls and stacking within 50 metres lead. | 60 | kg
13.14 | Dismantling manually/ by mechanical means including stacking of serviceable material and disposal of unserviceable material within 50 metres lead as per direction of Engineer-in-charge : | [53 empty] | 13.14 | Dismantling manually/ by mechanical means including stacking of serviceable material and disposal of unserviceable material within 50 metres lead as per direction of Engineer-in-charge :
13.15 | bituminous road |  | 10 | sqm | 353.34 |  |  | Excess(+) | 1 | Full Conversion | INR | [40 empty] | #VALUE! | #VALUE! | #VALUE! | 13.15 | bituminous road | 10 | sqm
13.16 | Dismantling C.I. pipes including excavation and refilling trenches after taking out the pipes, manually/ by mechanical means breaking lead caulked joints, melting of lead and making into blocks including stacking of pipes & lead at site within 50 metre lead as per direction of Engineer-in-charge: | [53 empty] | 13.16 | Dismantling C.I. pipes including excavation and refilling trenches after taking out the pipes, manually/ by mechanical means breaking lead caulked joints, melting of lead and making into blocks including stacking of pipes & lead at site within 50 metre lead as per direction of Engineer-in-charge:
13.17 | Up to 150 mm diameter |  | 25 | metre | 274.1 |  |  | Excess(+) | 1 | Full Conversion | INR | [40 empty] | #VALUE! | #VALUE! | #VALUE! | 13.17 | Up to 150 mm diameter | 25 | metre
13.18 | Dismantling old plaster or skirting raking out joints and cleaning the surface for plaster including disposal of rubbish to the dumping ground within 50 metres lead. |  | 20 | sqm | 45.06 |  |  | Excess(+) | 1 | Full Conversion | INR | [40 empty] | #VALUE! | #VALUE! | #VALUE! | 13.18 | Dismantling old plaster or skirting raking out joints and cleaning the surface for plaster including disposal of rubbish to the dumping ground within 50 metres lead. | 20 | sqm
13.19 | Disposal of building rubbish / malba / similar unserviceable, dismantled or waste materials by mechanical means, including loading, transporting, unloading to approved municipal dumping ground or as approved by Engineer-in-charge, beyond 50 m initial lead, for all leads including all lifts involved. |  | 50 | cum | 217.65 |  |  | Excess(+) | 1 | Full Conversion | INR | [40 empty] | #VALUE! | #VALUE! | #VALUE! | 13.19 | Disposal of building rubbish / malba / similar unserviceable, dismantled or waste materials by mechanical means, including loading, transporting, unloading to approved municipal dumping ground or as approved by Engineer-in-charge, beyond 50 m initial lead, for all leads including all lifts involved. | 50 | cum
14.01 | ROAD WORK | [53 empty] | 14.01 | ROAD WORK
14.02 | Fencing with angle iron post placed at required distance embedded in cement concrete blocks, every 15th post, last but one end post and corner post shall be strutted on both sides and end post on one side only and provided with horizontal lines and two diagonals interwoven with horizontal wires, of barbed wire weighing 9.38 kg per 100 m (minimum), between the two posts fitted and fixed with G.I. staples, turn buckles etc. complete. (Cost of posts, struts, earth work and concrete work to be paid for separately). Payment to be made per metre cost of total length of barbed wire used. | [53 empty] | 14.02 | Fencing with angle iron post placed at required distance embedded in cement concrete blocks, every 15th post, last but one end post and corner post shall be strutted on both sides and end post on one side only and provided with horizontal lines and two diagonals interwoven with horizontal wires, of barbed wire weighing 9.38 kg per 100 m (minimum), between the two posts fitted and fixed with G.I. staples, turn buckles etc. complete. (Cost of posts, struts, earth work and concrete work to be paid for separately). Payment to be made per metre cost of total length of barbed wire used.
14.03 | With G.I. barbed wire |  | 500 | metre | 18.24 |  |  | Excess(+) | 1 | Full Conversion | INR | [40 empty] | #VALUE! | #VALUE! | #VALUE! | 14.03 | With G.I. barbed wire | 500 | metre
14.04 | Supplying at site Angle iron post & strut of required size including bottom to be split and bent at right angle in opposite direction for 10 cm length and drilling holes upto 10 mm dia. etc. complete. |  | 80 | kg | 103.69 |  |  | Excess(+) | 1 | Full Conversion | INR | [40 empty] | #VALUE! | #VALUE! | #VALUE! | 14.04 | Supplying at site Angle iron post & strut of required size including bottom to be split and bent at right angle in opposite direction for 10 cm length and drilling holes upto 10 mm dia. etc. complete. | 80 | kg
15.001 | WATER SUPPLY | [53 empty] | 15.001 | WATER SUPPLY
15.002 | Providing and fixing Chlorinated Polyvinyl Chloride (CPVC) pipes, having thermal stability for hot & cold water supply and all CPVC plain & brass threaded fittings, including fixing the pipe with clamps at 1.00 m spacing. This includes jointing of pipes & fittings with one step CPVC solvent cement and testing of joints complete as per direction of Engineer in Charge. Internal work - Exposed on wall | [53 empty] | 15.002 | Providing and fixing Chlorinated Polyvinyl Chloride (CPVC) pipes, having thermal stability for hot & cold water supply and all CPVC plain & brass threaded fittings, including fixing the pipe with clamps at 1.00 m spacing. This includes jointing of pipes & fittings with one step CPVC solvent cement and testing of joints complete as per direction of Engineer in Charge. Internal work - Exposed on wall
15.003 | 50 mm nominal dia Pipes |  | 5 | metre | 770.31 |  |  | Excess(+) | 1 | Full Conversion | INR | [40 empty] | #VALUE! | #VALUE! | #VALUE! | 15.003 | 50 mm nominal dia Pipes | 5 | metre
15.004 | Providing and fixing Chlorinated Polyvinyl Chloride (CPVC) pipes, having thermal stability for hot & cold water supply including all CPVC plain & brass threaded fittings This includes jointing of pipes & fittings with one step CPVC solvent cement, trenching, refilling & testing of joints complete as per direction of Engineer in Charge. External work | [53 empty] | 15.004 | Providing and fixing Chlorinated Polyvinyl Chloride (CPVC) pipes, having thermal stability for hot & cold water supply including all CPVC plain & brass threaded fittings This includes jointing of pipes & fittings with one step CPVC solvent cement, trenching, refilling & testing of joints complete as per direction of Engineer in Charge. External work
15.005 | 50 mm nominal dia Pipes |  | 5 | metre | 654.94 |  |  | Excess(+) | 1 | Full Conversion | INR | [40 empty] | #VALUE! | #VALUE! | #VALUE! | 15.005 | 50 mm nominal dia Pipes | 5 | metre
15.006 | 65 mm nominal dia Pipes |  | 5 | metre | 1380.72 |  |  | Excess(+) | 1 | Full Conversion | INR | [40 empty] | #VALUE! | #VALUE! | #VALUE! | 15.006 | 65 mm nominal dia Pipes | 5 | metre
15.007 | 80 mm nominal dia Pipes |  | 12 | metre | 1786.39 |  |  | Excess(+) | 1 | Full Conversion | INR | [40 empty] | #VALUE! | #VALUE! | #VALUE! | 15.007 | 80 mm nominal dia Pipes | 12 | metre
15.008 | 100 mm nominal dia Pipes |  | 12 | metre | 2697.86 |  |  | Excess(+) | 1 | Full Conversion | INR | [40 empty] | #VALUE! | #VALUE! | #VALUE! | 15.008 | 100 mm nominal dia Pipes | 12 | metre
15.009 | Providing and fixing G.I. pipes complete with G.I. fittings and clamps, including cutting and making good the walls etc. Internal work - Exposed on wall | [53 empty] | 15.009 | Providing and fixing G.I. pipes complete with G.I. fittings and clamps, including cutting and making good the walls etc. Internal work - Exposed on wall
15.01 | 15 mm dia nominal bore |  | 10 | metre | 302.14 |  |  | Excess(+) | 1 | Full Conversion | INR | [40 empty] | #VALUE! | #VALUE! | #VALUE! | 15.01 | 15 mm dia nominal bore | 10 | metre
15.011 | 20 mm dia nominal bore |  | 15 | metre | 360.6 |  |  | Excess(+) | 1 | Full Conversion | INR | [40 empty] | #VALUE! | #VALUE! | #VALUE! | 15.011 | 20 mm dia nominal bore | 15 | metre
15.012 | 25 mm dia nominal bore |  | 10 | metre | 454.94 |  |  | Excess(+) | 1 | Full Conversion | INR | [40 empty] | #VALUE! | #VALUE! | #VALUE! | 15.012 | 25 mm dia nominal bore | 10 | metre
15.013 | Providing and fixing G.I. pipes complete with G.I. fittings including trenching and refilling etc. External work | [53 empty] | 15.013 | Providing and fixing G.I. pipes complete with G.I. fittings including trenching and refilling etc. External work
15.014 | 15 mm dia nominal bore |  | 20 | metre | 265.65 |  |  | Excess(+) | 1 | Full Conversion | INR | [40 empty] | #VALUE! | #VALUE! | #VALUE! | 15.014 | 15 mm dia nominal bore | 20 | metre
15.015 | 20 mm dia nominal bore |  | 90 | metre | 303.95 |  |  | Excess(+) | 1 | Full Conversion | INR | [40 empty] | #VALUE! | #VALUE! | #VALUE! | 15.015 | 20 mm dia nominal bore | 90 | metre
15.016 | 25 mm dia nominal bore |  | 60 | metre | 385.71 |  |  | Excess(+) | 1 | Full Conversion | INR | [40 empty] | #VALUE! | #VALUE! | #VALUE! | 15.016 | 25 mm dia nominal bore | 60 | metre
15.017 | 32 mm dia nominal bore |  | 50 | metre | 445.53 |  |  | Excess(+) | 1 | Full Conversion | INR | [40 empty] | #VALUE! | #VALUE! | #VALUE! | 15.017 | 32 mm dia nominal bore | 50 | metre
15.018 | 40 mm dia nominal bore |  | 100 | metre | 508.82 |  |  | Excess(+) | 1 | Full Conversion | INR | [40 empty] | #VALUE! | #VALUE! | #VALUE! | 15.018 | 40 mm dia nominal bore | 100 | metre
15.019 | 50 mm dia nominal bore |  | 100 | metre | 628.47 |  |  | Excess(+) | 1 | Full Conversion | INR | [40 empty] | #VALUE! | #VALUE! | #VALUE! | 15.019 | 50 mm dia nominal bore | 100 | metre
15.02 | 80 mm dia nominal bore |  | 20 | metre | 858.99 |  |  | Excess(+) | 1 | Full Conversion | INR | [40 empty] | #VALUE! | #VALUE! | #VALUE! | 15.02 | 80 mm dia nominal bore | 20 | metre
15.021 | Making connection of G.I. distribution branch with G.I. main of following sizes by providing and fixing tee, including cutting and threading the pipe etc. complete : | [53 empty] | 15.021 | Making connection of G.I. distribution branch with G.I. main of following sizes by providing and fixing tee, including cutting and threading the pipe etc. complete :
15.022 | 25 to 40 mm nominal bore |  | 6 | each | 751.96 |  |  | Excess(+) | 1 | Full Conversion | INR | [40 empty] | #VALUE! | #VALUE! | #VALUE! | 15.022 | 25 to 40 mm nominal bore | 6 | each
15.023 | 50 to 80 mm nominal bore |  | 3 | each | 1472.21 |  |  | Excess(+) | 1 | Full Conversion | INR | [40 empty] | #VALUE! | #VALUE! | #VALUE! | 15.023 | 50 to 80 mm nominal bore | 3 | each
15.024 | Providing and fixing brass bib cock of approved quality : | [53 empty] | 15.024 | Providing and fixing brass bib cock of approved quality :
15.025 | 15 mm nominal bore |  | 5 | each | 291.29 |  |  | Excess(+) | 1 | Full Conversion | INR | [40 empty] | #VALUE! | #VALUE! | #VALUE! | 15.025 | 15 mm nominal bore | 5 | each
15.026 | Providing and fixing gun metal gate valve with C.I. wheel of approved quality (screwed end) : | [53 empty] | 15.026 | Providing and fixing gun metal gate valve with C.I. wheel of approved quality (screwed end) :
15.027 | 25 mm nominal bore |  | 10 | each | 513.23 |  |  | Excess(+) | 1 | Full Conversion | INR | [40 empty] | #VALUE! | #VALUE! | #VALUE! | 15.027 | 25 mm nominal bore | 10 | each
15.028 | 20 mm nominal bore |  | 15 | each | 445.25 |  |  | Excess(+) | 1 | Full Conversion | INR | [40 empty] | #VALUE! | #VALUE! | #VALUE! | 15.028 | 20 mm nominal bore | 15 | each
15.029 | 32 mm nominal bore. |  | 3 | each | 568.65 |  |  | Excess(+) | 1 | Full Conversion | INR | [40 empty] | #VALUE! | #VALUE! | #VALUE! | 15.029 | 32 mm nominal bore. | 3 | each
15.03 | 40 mm nominal bore |  | 3 | each | 681.21 |  |  | Excess(+) | 1 | Full Conversion | INR | [40 empty] | #VALUE! | #VALUE! | #VALUE! | 15.03 | 40 mm nominal bore | 3 | each
15.031 | 50 mm nominal bore |  | 6 | each | 846.58 |  |  | Excess(+) | 1 | Full Conversion | INR | [40 empty] | #VALUE! | #VALUE! | #VALUE! | 15.031 | 50 mm nominal bore | 6 | each
15.032 | 65 mm nominal bore |  | 2 | each | 1436.59 |  |  | Excess(+) | 1 | Full Conversion | INR | [40 empty] | #VALUE! | #VALUE! | #VALUE! | 15.032 | 65 mm nominal bore | 2 | each
15.033 | 80 mm nominal bore |  | 1 | each | 2147.73 |  |  | Excess(+) | 1 | Full Conversion | INR | [40 empty] | #VALUE! | #VALUE! | #VALUE! | 15.033 | 80 mm nominal bore | 1 | each
15.034 | Providing and fixing brass ferrule with C.I. mouth cover including boring and tapping the main : | [53 empty] | 15.034 | Providing and fixing brass ferrule with C.I. mouth cover including boring and tapping the main :
15.035 | 20 mm nominal bore |  | 15 | each | 313.35 |  |  | Excess(+) | 1 | Full Conversion | INR | [40 empty] | #VALUE! | #VALUE! | #VALUE! | 15.035 | 20 mm nominal bore | 15 | each
15.036 | 25 mm nominal bore |  | 2 | each | 401.42 |  |  | Excess(+) | 1 | Full Conversion | INR | [40 empty] | #VALUE! | #VALUE! | #VALUE! | 15.036 | 25 mm nominal bore | 2 | each
15.037 | Providing and laying S&S C.I. standard specials such as tees, bends, collars, tapers, caps etc. (Heavy class): | [53 empty] | 15.037 | Providing and laying S&S C.I. standard specials such as tees, bends, collars, tapers, caps etc. (Heavy class):
15.038 | Up to 300 mm dia |  | 2 | quintal | 5238.23 |  |  | Excess(+) | 1 | Full Conversion | INR | [40 empty] | #VALUE! | #VALUE! | #VALUE! | 15.038 | Up to 300 mm dia | 2 | quintal
15.039 | Providing and laying flanged C.I. standard specials such as tees, bends, collars, tapers, caps etc., suitable for flanged jointing as per IS : 1538 : | [53 empty] | 15.039 | Providing and laying flanged C.I. standard specials such as tees, bends, collars, tapers, caps etc., suitable for flanged jointing as per IS : 1538 :
15.04 | Up to 300 mm dia |  | 2 | quintal | 7349.84 |  |  | Excess(+) | 1 | Full Conversion | INR | [40 empty] | #VALUE! | #VALUE! | #VALUE! | 15.04 | Up to 300 mm dia | 2 | quintal
15.041 | Providing and laying S&S centrifugally cast (spun) iron pipes (Class LA) conforming to IS :1536 : | [53 empty] | 15.041 | Providing and laying S&S centrifugally cast (spun) iron pipes (Class LA) conforming to IS :1536 :
15.042 | 100 mm dia pipe |  | 20 | metre | 1173.5 |  |  | Excess(+) | 1 | Full Conversion | INR | [40 empty] | #VALUE! | #VALUE! | #VALUE! | 15.042 | 100 mm dia pipe | 20 | metre
15.043 | 150 mm dia pipe |  | 15 | metre | 1679.72 |  |  | Excess(+) | 1 | Full Conversion | INR | [40 empty] | #VALUE! | #VALUE! | #VALUE! | 15.043 | 150 mm dia pipe | 15 | metre
15.044 | 200 mm dia pipe |  | 5 | metre | 2809.31 |  |  | Excess(+) | 1 | Full Conversion | INR | [40 empty] | #VALUE! | #VALUE! | #VALUE! | 15.044 | 200 mm dia pipe | 5 | metre
15.045 | 250 mm dia pipe |  | 5 | metre | 3826.01 |  |  | Excess(+) | 1 | Full Conversion | INR | [40 empty] | #VALUE! | #VALUE! | #VALUE! | 15.045 | 250 mm dia pipe | 5 | metre
15.046 | 300 mm dia pipe |  | 3 | metre | 5053.72 |  |  | Excess(+) | 1 | Full Conversion | INR | [40 empty] | #VALUE! | #VALUE! | #VALUE! | 15.046 | 300 mm dia pipe | 3 | metre
15.047 | Providing lead caulked joints to spun iron or C.I. pipes and specials, including testing of joints but excluding the cost of pig lead : | [53 empty] | 15.047 | Providing lead caulked joints to spun iron or C.I. pipes and specials, including testing of joints but excluding the cost of pig lead :
15.048 | 100 mm diameter pipe |  | 15 | each | 409.33 |  |  | Excess(+) | 1 | Full Conversion | INR | [40 empty] | #VALUE! | #VALUE! | #VALUE! | 15.048 | 100 mm diameter pipe | 15 | each
15.049 | 150 mm diameter pipe |  | 10 | each | 614.21 |  |  | Excess(+) | 1 | Full Conversion | INR | [40 empty] | #VALUE! | #VALUE! | #VALUE! | 15.049 | 150 mm diameter pipe | 10 | each
15.05 | 200 mm diameter pipe |  | 1 | each | 816.53 |  |  | Excess(+) | 1 | Full Conversion | INR | [40 empty] | #VALUE! | #VALUE! | #VALUE! | 15.05 | 200 mm diameter pipe | 1 | each
15.051 | 250 mm diameter pipe |  | 1 | each | 1020.7 |  |  | Excess(+) | 1 | Full Conversion | INR | [40 empty] | #VALUE! | #VALUE! | #VALUE! | 15.051 | 250 mm diameter pipe | 1 | each
15.052 | 300 mm diameter pipe |  | 1 | each | 1227.67 |  |  | Excess(+) | 1 | Full Conversion | INR | [40 empty] | #VALUE! | #VALUE! | #VALUE! | 15.052 | 300 mm diameter pipe | 1 | each
15.053 | Supplying pig lead at site of work. |  | 1 | quintal | 24635.44 |  |  | Excess(+) | 1 | Full Conversion | INR | [40 empty] | #VALUE! | #VALUE! | #VALUE! | 15.053 | Supplying pig lead at site of work. | 1 | quintal
15.054 | Providing flanged joints to double flanged C.I./ D.I. pipes and specials, including testing of joints : | [53 empty] | 15.054 | Providing flanged joints to double flanged C.I./ D.I. pipes and specials, including testing of joints :
15.055 | 80 mm diameter pipe |  | 3 | each | 177.37 |  |  | Excess(+) | 1 | Full Conversion | INR | [40 empty] | #VALUE! | #VALUE! | #VALUE! | 15.055 | 80 mm diameter pipe | 3 | each
15.056 | 100 mm diameter pipe |  | 10 | each | 273.77 |  |  | Excess(+) | 1 | Full Conversion | INR | [40 empty] | #VALUE! | #VALUE! | #VALUE! | 15.056 | 100 mm diameter pipe | 10 | each
15.057 | 150 mm diameter pipe |  | 5 | each | 319.45 |  |  | Excess(+) | 1 | Full Conversion | INR | [40 empty] | #VALUE! | #VALUE! | #VALUE! | 15.057 | 150 mm diameter pipe | 5 | each
15.058 | 250 mm diameter pipe |  | 1 | each | 492 |  |  | Excess(+) | 1 | Full Conversion | INR | [40 empty] | #VALUE! | #VALUE! | #VALUE! | 15.058 | 250 mm diameter pipe | 1 | each
15.059 | 300 mm diameter pipe |  | 1 | each | 494.35 |  |  | Excess(+) | 1 | Full Conversion | INR | [40 empty] | #VALUE! | #VALUE! | #VALUE! | 15.059 | 300 mm diameter pipe | 1 | each
15.06 | Providing and fixing C.I. sluice valves (with cap) complete with bolts, nuts, rubber insertions etc. (the tail pieces if required will be paid separately) : | [53 empty] | 15.06 | Providing and fixing C.I. sluice valves (with cap) complete with bolts, nuts, rubber insertions etc. (the tail pieces if required will be paid separately) :
15.061 | 100 mm diameter | [53 empty] | 15.061 | 100 mm diameter
15.062 | Class II |  | 5 | each | 4111.36 |  |  | Excess(+) | 1 | Full Conversion | INR | [40 empty] | #VALUE! | #VALUE! | #VALUE! | 15.062 | Class II | 5 | each
15.063 | 150 mm diameter | [53 empty] | 15.063 | 150 mm diameter
15.064 | Class II |  | 5 | each | 6029.85 |  |  | Excess(+) | 1 | Full Conversion | INR | [40 empty] | #VALUE! | #VALUE! | #VALUE! | 15.064 | Class II | 5 | each
15.065 | 200 mm diameter | [53 empty] | 15.065 | 200 mm diameter
15.066 | Class II |  | 2 | each | 12058.18 |  |  | Excess(+) | 1 | Full Conversion | INR | [40 empty] | #VALUE! | #VALUE! | #VALUE! | 15.066 | Class II | 2 | each
15.067 | 250 mm diameter | [53 empty] | 15.067 | 250 mm diameter
15.068 | Class II |  | 1 | each | 20304.69 |  |  | Excess(+) | 1 | Full Conversion | INR | [40 empty] | #VALUE! | #VALUE! | #VALUE! | 15.068 | Class II | 1 | each
15.069 | 300 mm diameter | [53 empty] | 15.069 | 300 mm diameter
15.07 | Class II |  | 1 | each | 24905.58 |  |  | Excess(+) | 1 | Full Conversion | INR | [40 empty] | #VALUE! | #VALUE! | #VALUE! | 15.07 | Class II | 1 | each
15.071 | Constructing masonry Chamber 30x30x50 cm inside, in brick work in cement mortar 1:4 (1 cement :4 coarse sand) for stop cock, with C. I. surface box 100x100 x75 mm (inside) with hinged cover fixed in reinforced cement concrete slab 1:1.5:3 mix (1 cement : 1.5 coarse sand : 3 graded stone aggregate 20 mm nominal size), including necessary excavation, foundation concrete 1:5:10 ( 1 cement : 5 fine sand : 10 graded stone aggregate 40 mm nominal size ) and inside plastering with cement mortar 1:3 (1 cement : 3 coarse sand) 12 mm thick, finished with a floating coat of neat cement complete as per standard design : | [53 empty] | 15.071 | Constructing masonry Chamber 30x30x50 cm inside, in brick work in cement mortar 1:4 (1 cement :4 coarse sand) for stop cock, with C. I. surface box 100x100 x75 mm (inside) with hinged cover fixed in reinforced cement concrete slab 1:1.5:3 mix (1 cement : 1.5 coarse sand : 3 graded stone aggregate 20 mm nominal size), including necessary excavation, foundation concrete 1:5:10 ( 1 cement : 5 fine sand : 10 graded stone aggregate 40 mm nominal size ) and inside plastering with cement mortar 1:3 (1 cement : 3 coarse sand) 12 mm thick, finished with a floating coat of neat cement complete as per standard design :
15.072 | With common burnt clay F.P.S.(non modular) bricks of class designation 7.5 |  | 5 | each | 1643.11 |  |  | Excess(+) | 1 | Full Conversion | INR | [40 empty] | #VALUE! | #VALUE! | #VALUE! | 15.072 | With common burnt clay F.P.S.(non modular) bricks of class designation 7.5 | 5 | each
15.073 | Constructing masonry Chamber 90x90x100 cm inside, in brick work in cement mortar 1:4 (1 cement : 4 coarse sand) for sluice valve, with C.I. surface box 100 mm top diameter, 160 mm bottom diameter and 180 mm deep (inside) with chained lid and RCC top slab 1:1.5:3 mix (1 cement : 1.5 coarse sand : 3 graded stone aggregate 20 mm nominal size), including necessary excavation, foundation concrete 1:5:10 (1 cement : 5 fine sand : 10 graded stone aggregate 40 mm nominal size ) and inside plastering with cement mortar 1:3 (1 cement : 3 coarse sand) 12 mm thick, finished with a floating coat of neat cement complete as per standard design : | [53 empty] | 15.073 | Constructing masonry Chamber 90x90x100 cm inside, in brick work in cement mortar 1:4 (1 cement : 4 coarse sand) for sluice valve, with C.I. surface box 100 mm top diameter, 160 mm bottom diameter and 180 mm deep (inside) with chained lid and RCC top slab 1:1.5:3 mix (1 cement : 1.5 coarse sand : 3 graded stone aggregate 20 mm nominal size), including necessary excavation, foundation concrete 1:5:10 (1 cement : 5 fine sand : 10 graded stone aggregate 40 mm nominal size ) and inside plastering with cement mortar 1:3 (1 cement : 3 coarse sand) 12 mm thick, finished with a floating coat of neat cement complete as per standard design :
15.074 | With common burnt clay F.P.S.(non modular) bricks of class designation 7.5 |  | 5 | each | 15582.34 |  |  | Excess(+) | 1 | Full Conversion | INR | [40 empty] | #VALUE! | #VALUE! | #VALUE! | 15.074 | With common burnt clay F.P.S.(non modular) bricks of class designation 7.5 | 5 | each
15.075 | Constructing masonry Chamber 120x120x100 cm inside, in brick work in cement mortar 1:4 (1 cement : 4 coarse sand) for sluice valve, with C.I. surface box 100 mm top diameter, 160 mm bottom diameter and 180 mm deep ( inside) with chained lid and RCC top slab 1:1.5:3 mix (1 cement : 1.5 coarse sand : 3 graded stone aggregate 20 mm nominal size), including necessary excavation, foundation concrete 1:5:10 (1 cement : 5 fine sand : 10 graded stone aggregate 40 mm nominal size) and inside plastering with cement mortar 1:3 (1 cement : 3 coarse sand) 12 mm thick, finished with a floating coat of neat cement complete as per standard design : | [53 empty] | 15.075 | Constructing masonry Chamber 120x120x100 cm inside, in brick work in cement mortar 1:4 (1 cement : 4 coarse sand) for sluice valve, with C.I. surface box 100 mm top diameter, 160 mm bottom diameter and 180 mm deep ( inside) with chained lid and RCC top slab 1:1.5:3 mix (1 cement : 1.5 coarse sand : 3 graded stone aggregate 20 mm nominal size), including necessary excavation, foundation concrete 1:5:10 (1 cement : 5 fine sand : 10 graded stone aggregate 40 mm nominal size) and inside plastering with cement mortar 1:3 (1 cement : 3 coarse sand) 12 mm thick, finished with a floating coat of neat cement complete as per standard design :
15.076 | With common burnt clay F.P.S.(non modular) bricks of class designation 7.5 |  | 2 | each | 21574.5 |  |  | Excess(+) | 1 | Full Conversion | INR | [40 empty] | #VALUE! | #VALUE! | #VALUE! | 15.076 | With common burnt clay F.P.S.(non modular) bricks of class designation 7.5 | 2 | each
15.077 | Painting G.I. pipes and fittings with synthetic enamel white paint with two coats over a ready mixed priming coat, both of approved quality for new work : | [53 empty] | 15.077 | Painting G.I. pipes and fittings with synthetic enamel white paint with two coats over a ready mixed priming coat, both of approved quality for new work :
15.078 | 15 mm diameter pipe |  | 10 | metre | 16 |  |  | Excess(+) | 1 | Full Conversion | INR | [40 empty] | #VALUE! | #VALUE! | #VALUE! | 15.078 | 15 mm diameter pipe | 10 | metre
15.079 | 20 mm diameter pipe |  | 15 | metre | 19.17 |  |  | Excess(+) | 1 | Full Conversion | INR | [40 empty] | #VALUE! | #VALUE! | #VALUE! | 15.079 | 20 mm diameter pipe | 15 | metre
15.08 | 25 mm diameter pipe |  | 10 | metre | 24.94 |  |  | Excess(+) | 1 | Full Conversion | INR | [40 empty] | #VALUE! | #VALUE! | #VALUE! | 15.08 | 25 mm diameter pipe | 10 | metre
15.081 | Painting G.I. pipes and fittings with two coats of anti-corrosive bitumastic paint of approved quality : | [53 empty] | 15.081 | Painting G.I. pipes and fittings with two coats of anti-corrosive bitumastic paint of approved quality :
15.082 | 15 mm diameter pipe |  | 20 | metre | 9.94 |  |  | Excess(+) | 1 | Full Conversion | INR | [40 empty] | #VALUE! | #VALUE! | #VALUE! | 15.082 | 15 mm diameter pipe | 20 | metre
15.083 | 20 mm diameter pipe |  | 90 | metre | 11.92 |  |  | Excess(+) | 1 | Full Conversion | INR | [40 empty] | #VALUE! | #VALUE! | #VALUE! | 15.083 | 20 mm diameter pipe | 90 | metre
15.084 | 25 mm diameter pipe |  | 60 | metre | 15.13 |  |  | Excess(+) | 1 | Full Conversion | INR | [40 empty] | #VALUE! | #VALUE! | #VALUE! | 15.084 | 25 mm diameter pipe | 60 | metre
15.085 | 32 mm diameter pipe |  | 50 | metre | 18.31 |  |  | Excess(+) | 1 | Full Conversion | INR | [40 empty] | #VALUE! | #VALUE! | #VALUE! | 15.085 | 32 mm diameter pipe | 50 | metre
15.086 | 40 mm diameter pipe |  | 100 | metre | 20.82 |  |  | Excess(+) | 1 | Full Conversion | INR | [40 empty] | #VALUE! | #VALUE! | #VALUE! | 15.086 | 40 mm diameter pipe | 100 | metre
15.087 | 50 mm diameter pipe |  | 100 | metre | 25.15 |  |  | Excess(+) | 1 | Full Conversion | INR | [40 empty] | #VALUE! | #VALUE! | #VALUE! | 15.087 | 50 mm diameter pipe | 100 | metre
15.088 | 80 mm diameter pipe |  | 20 | metre | 36.28 |  |  | Excess(+) | 1 | Full Conversion | INR | [40 empty] | #VALUE! | #VALUE! | #VALUE! | 15.088 | 80 mm diameter pipe | 20 | metre
15.089 | Providing and filling sand of grading zone V or coarser grade, allround the G.I. pipes in external work : | [53 empty] | 15.089 | Providing and filling sand of grading zone V or coarser grade, allround the G.I. pipes in external work :
15.09 | 15 mm diameter pipe |  | 20 | metre | 127.36 |  |  | Excess(+) | 1 | Full Conversion | INR | [40 empty] | #VALUE! | #VALUE! | #VALUE! | 15.09 | 15 mm diameter pipe | 20 | metre
15.091 | 20 mm diameter pipe |  | 90 | metre | 129.09 |  |  | Excess(+) | 1 | Full Conversion | INR | [40 empty] | #VALUE! | #VALUE! | #VALUE! | 15.091 | 20 mm diameter pipe | 90 | metre
15.092 | 25 mm diameter pipe |  | 60 | metre | 132.51 |  |  | Excess(+) | 1 | Full Conversion | INR | [40 empty] | #VALUE! | #VALUE! | #VALUE! | 15.092 | 25 mm diameter pipe | 60 | metre
15.093 | 32 mm diameter pipe |  | 50 | metre | 135.98 |  |  | Excess(+) | 1 | Full Conversion | INR | [40 empty] | #VALUE! | #VALUE! | #VALUE! | 15.093 | 32 mm diameter pipe | 50 | metre
15.094 | 40 mm diameter pipe |  | 100 | metre | 137.71 |  |  | Excess(+) | 1 | Full Conversion | INR | [40 empty] | #VALUE! | #VALUE! | #VALUE! | 15.094 | 40 mm diameter pipe | 100 | metre
15.095 | 50 mm diameter pipe |  | 100 | metre | 142.86 |  |  | Excess(+) | 1 | Full Conversion | INR | [40 empty] | #VALUE! | #VALUE! | #VALUE! | 15.095 | 50 mm diameter pipe | 100 | metre
15.096 | 80 mm diameter pipe |  | 20 | metre | 232.37 |  |  | Excess(+) | 1 | Full Conversion | INR | [40 empty] | #VALUE! | #VALUE! | #VALUE! | 15.096 | 80 mm diameter pipe | 20 | metre
15.097 | Providing and fixing G.I. Union in G.I. pipe including cutting and threading the pipe and making long screws etc. complete (New work) : | [53 empty] | 15.097 | Providing and fixing G.I. Union in G.I. pipe including cutting and threading the pipe and making long screws etc. complete (New work) :
15.098 | 15 mm nominal bore |  | 3 | each | 262.51 |  |  | Excess(+) | 1 | Full Conversion | INR | [40 empty] | #VALUE! | #VALUE! | #VALUE! | 15.098 | 15 mm nominal bore | 3 | each
15.099 | 20 mm nominal bore |  | 5 | each | 285.97 |  |  | Excess(+) | 1 | Full Conversion | INR | [40 empty] | #VALUE! | #VALUE! | #VALUE! | 15.099 | 20 mm nominal bore | 5 | each
15.1 | 25 mm nominal bore |  | 5 | each | 362.21 |  |  | Excess(+) | 1 | Full Conversion | INR | [40 empty] | #VALUE! | #VALUE! | #VALUE! | 15.1 | 25 mm nominal bore | 5 | each
15.101 | 32 mm nominal bore |  | 1 | each | 403.27 |  |  | Excess(+) | 1 | Full Conversion | INR | [40 empty] | #VALUE! | #VALUE! | #VALUE! | 15.101 | 32 mm nominal bore | 1 | each
15.102 | 40 mm nominal bore |  | 2 | each | 520.57 |  |  | Excess(+) | 1 | Full Conversion | INR | [40 empty] | #VALUE! | #VALUE! | #VALUE! | 15.102 | 40 mm nominal bore | 2 | each
15.103 | 50 mm nominal bore |  | 5 | each | 679.31 |  |  | Excess(+) | 1 | Full Conversion | INR | [40 empty] | #VALUE! | #VALUE! | #VALUE! | 15.103 | 50 mm nominal bore | 5 | each
15.104 | Providing and fixing G.I. Union in existing G.I. pipe line, cutting and threading the pipe and making long screws, including excavation, refilling the earth or cutting of wall and making good the same complete wherever required : | [53 empty] | 15.104 | Providing and fixing G.I. Union in existing G.I. pipe line, cutting and threading the pipe and making long screws, including excavation, refilling the earth or cutting of wall and making good the same complete wherever required :
15.105 | 15 mm nominal bore |  | 1 | each | 683.97 |  |  | Excess(+) | 1 | Full Conversion | INR | [40 empty] | #VALUE! | #VALUE! | #VALUE! | 15.105 | 15 mm nominal bore | 1 | each
15.106 | 20 mm nominal bore |  | 1 | each | 707.39 |  |  | Excess(+) | 1 | Full Conversion | INR | [40 empty] | #VALUE! | #VALUE! | #VALUE! | 15.106 | 20 mm nominal bore | 1 | each
15.107 | 25 mm nominal bore |  | 1 | each | 783.66 |  |  | Excess(+) | 1 | Full Conversion | INR | [40 empty] | #VALUE! | #VALUE! | #VALUE! | 15.107 | 25 mm nominal bore | 1 | each
15.108 | 32 mm nominal bore |  | 1 | each | 824.73 |  |  | Excess(+) | 1 | Full Conversion | INR | [40 empty] | #VALUE! | #VALUE! | #VALUE! | 15.108 | 32 mm nominal bore | 1 | each
15.109 | 40 mm nominal bore |  | 1 | each | 942.03 |  |  | Excess(+) | 1 | Full Conversion | INR | [40 empty] | #VALUE! | #VALUE! | #VALUE! | 15.109 | 40 mm nominal bore | 1 | each
15.11 | 50 mm nominal bore |  | 1 | each | 1254.06 |  |  | Excess(+) | 1 | Full Conversion | INR | [40 empty] | #VALUE! | #VALUE! | #VALUE! | 15.11 | 50 mm nominal bore | 1 | each
15.111 | Providing and fixing enclosed type water meter (bulk type) conforming to IS : 2373 and tested by Municipal Board complete with bolts, nuts, rubber insertions etc. (The tail pieces if required will be paid separately) : | [53 empty] | 15.111 | Providing and fixing enclosed type water meter (bulk type) conforming to IS : 2373 and tested by Municipal Board complete with bolts, nuts, rubber insertions etc. (The tail pieces if required will be paid separately) :
15.112 | 150 mm dia nominal bore |  | 1 | each | 6933.95 |  |  | Excess(+) | 1 | Full Conversion | INR | [40 empty] | #VALUE! | #VALUE! | #VALUE! | 15.112 | 150 mm dia nominal bore | 1 | each
15.113 | Providing and laying D.I. specials of class K-12 suitable for push-on jointing as per IS : 9523 : | [53 empty] | 15.113 | Providing and laying D.I. specials of class K-12 suitable for push-on jointing as per IS : 9523 :
15.114 | Up to 600 mm dia |  | 2 | quintal | 16500.12 |  |  | Excess(+) | 1 | Full Conversion | INR | [40 empty] | #VALUE! | #VALUE! | #VALUE! | 15.114 | Up to 600 mm dia | 2 | quintal
15.115 | Providing and laying D.I. Specials of Class K - 12 suitable for mechanical jointing as per IS : 9523 : | [53 empty] | 15.115 | Providing and laying D.I. Specials of Class K - 12 suitable for mechanical jointing as per IS : 9523 :
15.116 | Up to 600 mm dia |  | 2 | quintal | 17555.95 |  |  | Excess(+) | 1 | Full Conversion | INR | [40 empty] | #VALUE! | #VALUE! | #VALUE! | 15.116 | Up to 600 mm dia | 2 | quintal
15.117 | Providing push-on-joints to Centrifugally (Spun) Cast Iron Pipes or Ductile Iron Pipes including testing of joints and the cost of rubber gasket : | [53 empty] | 15.117 | Providing push-on-joints to Centrifugally (Spun) Cast Iron Pipes or Ductile Iron Pipes including testing of joints and the cost of rubber gasket :
15.118 | 100 mm dia pipes |  | 10 | joint | 98.5 |  |  | Excess(+) | 1 | Full Conversion | INR | [40 empty] | #VALUE! | #VALUE! | #VALUE! | 15.118 | 100 mm dia pipes | 10 | joint
15.119 | 150 mm dia pipes |  | 5 | joint | 159.03 |  |  | Excess(+) | 1 | Full Conversion | INR | [40 empty] | #VALUE! | #VALUE! | #VALUE! | 15.119 | 150 mm dia pipes | 5 | joint
15.12 | 200 mm dia pipes |  | 2 | joint | 231.59 |  |  | Excess(+) | 1 | Full Conversion | INR | [40 empty] | #VALUE! | #VALUE! | #VALUE! | 15.12 | 200 mm dia pipes | 2 | joint
15.121 | 250 mm dia pipes |  | 2 | joint | 280.65 |  |  | Excess(+) | 1 | Full Conversion | INR | [40 empty] | #VALUE! | #VALUE! | #VALUE! | 15.121 | 250 mm dia pipes | 2 | joint
15.122 | Providing and laying S&S Centrifugally Cast (Spun) / Ductile Iron Pipes conforming to IS : 8329 : | [53 empty] | 15.122 | Providing and laying S&S Centrifugally Cast (Spun) / Ductile Iron Pipes conforming to IS : 8329 :
15.123 | 100 mm dia Ductile Iron Class K-7 pipes |  | 60 | metre | 1037.19 |  |  | Excess(+) | 1 | Full Conversion | INR | [40 empty] | #VALUE! | #VALUE! | #VALUE! | 15.123 | 100 mm dia Ductile Iron Class K-7 pipes | 60 | metre
15.124 | 150 mm dia Ductile Iron Class K-7 pipes |  | 30 | metre | 1475.72 |  |  | Excess(+) | 1 | Full Conversion | INR | [40 empty] | #VALUE! | #VALUE! | #VALUE! | 15.124 | 150 mm dia Ductile Iron Class K-7 pipes | 30 | metre
15.125 | Cutting holes up to 30x30 cm in walls including making good the same: | [53 empty] | 15.125 | Cutting holes up to 30x30 cm in walls including making good the same:
15.126 | With common burnt clay F.P.S. (non modular) bricks |  | 2 | each | 343.7 |  |  | Excess(+) | 1 | Full Conversion | INR | [40 empty] | #VALUE! | #VALUE! | #VALUE! | 15.126 | With common burnt clay F.P.S. (non modular) bricks | 2 | each
16.01 | DRAINAGE | [53 empty] | 16.01 | DRAINAGE
16.02 | Providing, laying and jointing glazed stoneware pipes class SP-1 with stiff mixture of cement mortar in the proportion of 1:1 (1 cement : 1 fine sand) including testing of joints etc. complete : | [53 empty] | 16.02 | Providing, laying and jointing glazed stoneware pipes class SP-1 with stiff mixture of cement mortar in the proportion of 1:1 (1 cement : 1 fine sand) including testing of joints etc. complete :
16.03 | 100 mm diameter |  | 10 | metre | 365.8 |  |  | Excess(+) | 1 | Full Conversion | INR | [40 empty] | #VALUE! | #VALUE! | #VALUE! | 16.03 | 100 mm diameter | 10 | metre
16.04 | 150 mm diameter |  | 40 | metre | 573.76 |  |  | Excess(+) | 1 | Full Conversion | INR | [40 empty] | #VALUE! | #VALUE! | #VALUE! | 16.04 | 150 mm diameter | 40 | metre
16.05 | 200 mm diameter |  | 10 | metre | 800.16 |  |  | Excess(+) | 1 | Full Conversion | INR | [40 empty] | #VALUE! | #VALUE! | #VALUE! | 16.05 | 200 mm diameter | 10 | metre
16.06 | 250 mm diameter |  | 20 | metre | 1241.53 |  |  | Excess(+) | 1 | Full Conversion | INR | [40 empty] | #VALUE! | #VALUE! | #VALUE! | 16.06 | 250 mm diameter | 20 | metre
16.07 | 300 mm diameter |  | 20 | metre | 1702.11 |  |  | Excess(+) | 1 | Full Conversion | INR | [40 empty] | #VALUE! | #VALUE! | #VALUE! | 16.07 | 300 mm diameter | 20 | metre
16.08 | Providing and laying cement concrete 1:5:10 (1 cement : 5 coarse sand : 10 graded stone aggregate 40 mm nominal size) all-round S.W. pipes including bed concrete as per standard design : | [53 empty] | 16.08 | Providing and laying cement concrete 1:5:10 (1 cement : 5 coarse sand : 10 graded stone aggregate 40 mm nominal size) all-round S.W. pipes including bed concrete as per standard design :
16.09 | 100 mm diameter S.W. pipe |  | 10 | metre | 795.54 |  |  | Excess(+) | 1 | Full Conversion | INR | [40 empty] | #VALUE! | #VALUE! | #VALUE! | 16.09 | 100 mm diameter S.W. pipe | 10 | metre
16.1 | 150 mm diameter S.W. pipe |  | 40 | metre | 972.91 |  |  | Excess(+) | 1 | Full Conversion | INR | [40 empty] | #VALUE! | #VALUE! | #VALUE! | 16.1 | 150 mm diameter S.W. pipe | 40 | metre
16.11 | 200 mm diameter S.W. pipe |  | 10 | metre | 1134.2 |  |  | Excess(+) | 1 | Full Conversion | INR | [40 empty] | #VALUE! | #VALUE! | #VALUE! | 16.11 | 200 mm diameter S.W. pipe | 10 | metre
16.12 | 250 mm diameter S.W. pipe |  | 20 | metre | 1311.58 |  |  | Excess(+) | 1 | Full Conversion | INR | [40 empty] | #VALUE! | #VALUE! | #VALUE! | 16.12 | 250 mm diameter S.W. pipe | 20 | metre
16.13 | Providing and laying cement concrete 1:5:10 (1 cement : 5 coarse sand : 10 graded stone aggregate 40 mm nominal size) up to haunches of S.W. pipes including bed concrete as per standard design : | [53 empty] | 16.13 | Providing and laying cement concrete 1:5:10 (1 cement : 5 coarse sand : 10 graded stone aggregate 40 mm nominal size) up to haunches of S.W. pipes including bed concrete as per standard design :
16.14 | 300 mm diameter S.W. pipe |  | 20 | metre | 967.55 |  |  | Excess(+) | 1 | Full Conversion | INR | [40 empty] | #VALUE! | #VALUE! | #VALUE! | 16.14 | 300 mm diameter S.W. pipe | 20 | metre
16.15 | Providing and laying non-pressure NP2 class (light duty) R.C.C. pipes with collars jointed with stiff mixture of cement mortar in the proportion of 1:2 (1 cement : 2 fine sand) including testing of joints etc. complete : | [53 empty] | 16.15 | Providing and laying non-pressure NP2 class (light duty) R.C.C. pipes with collars jointed with stiff mixture of cement mortar in the proportion of 1:2 (1 cement : 2 fine sand) including testing of joints etc. complete :
16.16 | 150 mm dia. R.C.C. pipe |  | 50 | metre | 458.85 |  |  | Excess(+) | 1 | Full Conversion | INR | [40 empty] | #VALUE! | #VALUE! | #VALUE! | 16.16 | 150 mm dia. R.C.C. pipe | 50 | metre
16.17 | 250 mm dia. R.C.C. pipe |  | 40 | metre | 741.98 |  |  | Excess(+) | 1 | Full Conversion | INR | [40 empty] | #VALUE! | #VALUE! | #VALUE! | 16.17 | 250 mm dia. R.C.C. pipe | 40 | metre
16.18 | 300 mm dia. R.C.C. pipe |  | 50 | metre | 819.91 |  |  | Excess(+) | 1 | Full Conversion | INR | [40 empty] | #VALUE! | #VALUE! | #VALUE! | 16.18 | 300 mm dia. R.C.C. pipe | 50 | metre
16.19 | 450 mm dia. R.C.C. pipe |  | 10 | metre | 1336.65 |  |  | Excess(+) | 1 | Full Conversion | INR | [40 empty] | #VALUE! | #VALUE! | #VALUE! | 16.19 | 450 mm dia. R.C.C. pipe | 10 | metre
16.2 | 600 mm dia. R.C.C. pipe |  | 5 | metre | 1849.92 |  |  | Excess(+) | 1 | Full Conversion | INR | [40 empty] | #VALUE! | #VALUE! | #VALUE! | 16.2 | 600 mm dia. R.C.C. pipe | 5 | metre
16.21 | Constructing brick masonry manhole in cement mortar 1:4 ( 1 cement : 4 coarse sand ) with R.C.C. top slab with 1:1.5:3 mix (1 cement : 1.5 coarse sand (zone-III) : 3 graded stone aggregate 20 mm nominal size), foundation concrete 1:4:8 mix (1 cement : 4 coarse sand (zone-III) : 8 graded stone aggregate 40 mm nominal size), inside plastering 12 mm thick with cement mortar 1:3 (1 cement : 3 coarse sand) finished with floating coat of neat cement and making channels in cement concrete 1:2:4 (1 cement : 2 coarse sand : 4 graded stone aggregate 20 mm nominal size) finished with a floating coat of neat cement complete as per standard design : | [53 empty] | 16.21 | Constructing brick masonry manhole in cement mortar 1:4 ( 1 cement : 4 coarse sand ) with R.C.C. top slab with 1:1.5:3 mix (1 cement : 1.5 coarse sand (zone-III) : 3 graded stone aggregate 20 mm nominal size), foundation concrete 1:4:8 mix (1 cement : 4 coarse sand (zone-III) : 8 graded stone aggregate 40 mm nominal size), inside plastering 12 mm thick with cement mortar 1:3 (1 cement : 3 coarse sand) finished with floating coat of neat cement and making channels in cement concrete 1:2:4 (1 cement : 2 coarse sand : 4 graded stone aggregate 20 mm nominal size) finished with a floating coat of neat cement complete as per standard design :
16.22 | Inside size 90x80 cm and 45 cm deep including C.I. cover with frame (light duty) 455x610 mm internal dimensions, total weight of cover and frame to be not less than 38 kg (weight of cover 23 kg and weight of frame 15 kg) : | [53 empty] | 16.22 | Inside size 90x80 cm and 45 cm deep including C.I. cover with frame (light duty) 455x610 mm internal dimensions, total weight of cover and frame to be not less than 38 kg (weight of cover 23 kg and weight of frame 15 kg) :
16.23 | With common burnt clay F.P.S. (non modular) bricks of class designation 7.5 |  | 10 | each | 10530.68 |  |  | Excess(+) | 1 | Full Conversion | INR | [40 empty] | #VALUE! | #VALUE! | #VALUE! | 16.23 | With common burnt clay F.P.S. (non modular) bricks of class designation 7.5 | 10 | each
16.24 | Inside size 120x90 cm and 90 cm deep including C.I. cover with frame (medium duty) 500 mm internal diameter, total weight of cover and frame to be not less than 116 kg (weight of cover 58 kg and weight of frame 58 kg) : | [53 empty] | 16.24 | Inside size 120x90 cm and 90 cm deep including C.I. cover with frame (medium duty) 500 mm internal diameter, total weight of cover and frame to be not less than 116 kg (weight of cover 58 kg and weight of frame 58 kg) :
16.25 | With common burnt clay F.P.S. (non modular) bricks of class designation 7.5 |  | 5 | each | 21774.14 |  |  | Excess(+) | 1 | Full Conversion | INR | [40 empty] | #VALUE! | #VALUE! | #VALUE! | 16.25 | With common burnt clay F.P.S. (non modular) bricks of class designation 7.5 | 5 | each
16.26 | Extra for depth for manholes : | [53 empty] | 16.26 | Extra for depth for manholes :
16.27 | Size 90x80 cm | [53 empty] | 16.27 | Size 90x80 cm
16.28 | With common burnt clay F.P.S. (non modular) bricks of class designation 7.5 |  | 3 | metre | 7277.48 |  |  | Excess(+) | 1 | Full Conversion | INR | [40 empty] | #VALUE! | #VALUE! | #VALUE! | 16.28 | With common burnt clay F.P.S. (non modular) bricks of class designation 7.5 | 3 | metre
16.29 | Size 120x90 cm | [53 empty] | 16.29 | Size 120x90 cm
16.3 | With common burnt clay F.P.S. (non modular) bricks of class designation 7.5 |  | 2 | metre | 8728.87 |  |  | Excess(+) | 1 | Full Conversion | INR | [40 empty] | #VALUE! | #VALUE! | #VALUE! | 16.3 | With common burnt clay F.P.S. (non modular) bricks of class designation 7.5 | 2 | metre
16.31 | Providing orange colour safety foot rest of minimum 6 mm thick plastic encapsulated as per IS : 10910, on 12 mm dia steel bar conforming to IS: 1786, having minimum cross section as 23 mmx25 mm and over all minimum length 263 mm and width as 165 mm with minimum 112 mm space between protruded legs having 2 mm tread on top surface by ribbing or chequering besides necessary and adequate anchoring projections on tail length on 138 mm as per standard drawing and suitable to with stand the bend test and chemical resistance test as per specifications and having manufacture’s permanent identification mark to be visible even after fixing, including fixing in manholes with 30x20x15 cm cement concrete block 1:3:6 (1 cement : 3 coarse sand : 6 graded stone aggregate 20 mm nominal size) complete as per design. |  | 10 | each | 456.58 |  |  | Excess(+) | 1 | Full Conversion | INR | [40 empty] | #VALUE! | #VALUE! | #VALUE! | 16.31 | Providing orange colour safety foot rest of minimum 6 mm thick plastic encapsulated as per IS : 10910, on 12 mm dia steel bar conforming to IS: 1786, having minimum cross section as 23 mmx25 mm and over all minimum length 263 mm and width as 165 mm with minimum 112 mm space between protruded legs having 2 mm tread on top surface by ribbing or chequering besides necessary and adequate anchoring projections on tail length on 138 mm as per standard drawing and suitable to with stand the bend test and chemical resistance test as per specifications and having manufacture’s permanent identification mark to be visible even after fixing, including fixing in manholes with 30x20x15 cm cement concrete block 1:3:6 (1 cement : 3 coarse sand : 6 graded stone aggregate 20 mm nominal size) complete as per design. | 10 | each
16.32 | Providing and fixing in position pre-cast R.C.C. manhole cover and frame of required shape and approved quality | [53 empty] | 16.32 | Providing and fixing in position pre-cast R.C.C. manhole cover and frame of required shape and approved quality
16.33 | M D - 10 | [53 empty] | 16.33 | M D - 10
16.34 | Circular shape 500 mm internal diameter |  | 60 | each | 966.93 |  |  | Excess(+) | 1 | Full Conversion | INR | [40 empty] | #VALUE! | #VALUE! | #VALUE! | 16.34 | Circular shape 500 mm internal diameter | 60 | each
16.35 | H D - 20 | [53 empty] | 16.35 | H D - 20
16.36 | Circular shape 560 mm internal diameter |  | 50 | each | 1381.79 |  |  | Excess(+) | 1 | Full Conversion | INR | [40 empty] | #VALUE! | #VALUE! | #VALUE! | 16.36 | Circular shape 560 mm internal diameter | 50 | each
16.37 | EHD - 35 | [53 empty] | 16.37 | EHD - 35
16.38 | Circular shape 560 mm internal dia |  | 10 | each | 1751.3 |  |  | Excess(+) | 1 | Full Conversion | INR | [40 empty] | #VALUE! | #VALUE! | #VALUE! | 16.38 | Circular shape 560 mm internal dia | 10 | each
16.39 | Making connection of drain or sewer line with existing manhole including breaking into and making good the walls, floors with cement concrete 1:2:4 mix (1 cement : 2 coarse sand : 4 graded stone aggregate 20 mm nominal size) cement plastered on both sides with cement mortar 1:3 (1 cement : 3 coarse sand), finished with a floating coat of neat cement and making necessary channels for the drain etc. complete : | [53 empty] | 16.39 | Making connection of drain or sewer line with existing manhole including breaking into and making good the walls, floors with cement concrete 1:2:4 mix (1 cement : 2 coarse sand : 4 graded stone aggregate 20 mm nominal size) cement plastered on both sides with cement mortar 1:3 (1 cement : 3 coarse sand), finished with a floating coat of neat cement and making necessary channels for the drain etc. complete :
16.4 | For pipes 100 to 250 mm diameter |  | 10 | each | 668.3 |  |  | Excess(+) | 1 | Full Conversion | INR | [40 empty] | #VALUE! | #VALUE! | #VALUE! | 16.4 | For pipes 100 to 250 mm diameter | 10 | each
16.41 | For pipes 250 to 300 mm diameter |  | 5 | each | 760.62 |  |  | Excess(+) | 1 | Full Conversion | INR | [40 empty] | #VALUE! | #VALUE! | #VALUE! | 16.41 | For pipes 250 to 300 mm diameter | 5 | each
16.42 | For pipes 350 to 450 mm diameter |  | 2 | each | 1095.45 |  |  | Excess(+) | 1 | Full Conversion | INR | [40 empty] | #VALUE! | #VALUE! | #VALUE! | 16.42 | For pipes 350 to 450 mm diameter | 2 | each
16.43 | Dismantling of manhole including R.C.C. top slab, C.I. cover with frame, including stacking of useful materials near the site and disposal of unserviceable materials within 50 m lead as per direction of Engineer-in- charge: | [53 empty] | 16.43 | Dismantling of manhole including R.C.C. top slab, C.I. cover with frame, including stacking of useful materials near the site and disposal of unserviceable materials within 50 m lead as per direction of Engineer-in- charge:
16.44 | Rectangular manhole 90x80 cm and 45 cm deep |  | 2 | each | 2095.2 |  |  | Excess(+) | 1 | Full Conversion | INR | [40 empty] | #VALUE! | #VALUE! | #VALUE! | 16.44 | Rectangular manhole 90x80 cm and 45 cm deep | 2 | each
16.45 | Rectangular manhole 120x90 cm and 90 cm deep |  | 2 | each | 3690.53 |  |  | Excess(+) | 1 | Full Conversion | INR | [40 empty] | #VALUE! | #VALUE! | #VALUE! | 16.45 | Rectangular manhole 120x90 cm and 90 cm deep | 2 | each
16.46 | Raising manhole cover and frame slab to required level including dismantling existing slab and making good the damage as required (Raising depth of manhole to be paid separately) : | [53 empty] | 16.46 | Raising manhole cover and frame slab to required level including dismantling existing slab and making good the damage as required (Raising depth of manhole to be paid separately) :
16.47 | Rectangular manhole 90x80 cm with rectangular cover 600 x 450 mm of grade LD - 2.5 |  | 60 | each | 2165 |  |  | Excess(+) | 1 | Full Conversion | INR | [40 empty] | #VALUE! | #VALUE! | #VALUE! | 16.47 | Rectangular manhole 90x80 cm with rectangular cover 600 x 450 mm of grade LD - 2.5 | 60 | each
16.48 | Rectangular manhole 120x90 cm with circular cover 500 mm dia of grade MD - 10 |  | 40 | each | 3437 |  |  | Excess(+) | 1 | Full Conversion | INR | [40 empty] | #VALUE! | #VALUE! | #VALUE! | 16.48 | Rectangular manhole 120x90 cm with circular cover 500 mm dia of grade MD - 10 | 40 | each
16.49 | Rectangular manhole 120x90 cm with circular cover 560 mm dia of grade HD - 20 |  | 10 | each | 3200.71 |  |  | Excess(+) | 1 | Full Conversion | INR | [40 empty] | #VALUE! | #VALUE! | #VALUE! | 16.49 | Rectangular manhole 120x90 cm with circular cover 560 mm dia of grade HD - 20 | 10 | each
16.5 | Constructing brick masonry road gully chamber 50x45x60 cm with bricks in cement mortar 1:4 (1 cement : 4 coarse sand) including 500x450 mm pre-cast R.C.C. horizontal grating with frame complete as per standard design : | [53 empty] | 16.5 | Constructing brick masonry road gully chamber 50x45x60 cm with bricks in cement mortar 1:4 (1 cement : 4 coarse sand) including 500x450 mm pre-cast R.C.C. horizontal grating with frame complete as per standard design :
16.51 | With common burnt clay F.P.S. (non modular) bricks of class designation 7.5 |  | 4 | each | 4912.92 |  |  | Excess(+) | 1 | Full Conversion | INR | [40 empty] | #VALUE! | #VALUE! | #VALUE! | 16.51 | With common burnt clay F.P.S. (non modular) bricks of class designation 7.5 | 4 | each
16.52 | Providing and laying Non Pressure NP-3 class (Medium duty) R.C.C. pipes including collars/spigot jointed with stiff mixture of cement mortar in the proportion of 1:2 (1 cement : 2 fine sand) including testing of joints etc. complete | [53 empty] | 16.52 | Providing and laying Non Pressure NP-3 class (Medium duty) R.C.C. pipes including collars/spigot jointed with stiff mixture of cement mortar in the proportion of 1:2 (1 cement : 2 fine sand) including testing of joints etc. complete
16.53 | 450 mm dia RCC pipes. |  | 10 | metre | 2207.1 |  |  | Excess(+) | 1 | Full Conversion | INR | [40 empty] | #VALUE! | #VALUE! | #VALUE! | 16.53 | 450 mm dia RCC pipes. | 10 | metre
16.54 | 600 mm dia RCC pipes. |  | 3 | metre | 2804.69 |  |  | Excess(+) | 1 | Full Conversion | INR | [40 empty] | #VALUE! | #VALUE! | #VALUE! | 16.54 | 600 mm dia RCC pipes. | 3 | metre
17.01 | MINOR CIVIL MAINTENANCE WORK: | [53 empty] | 17.01 | MINOR CIVIL MAINTENANCE WORK:
17.02 | "Providing and laying in position cement concrete of specified grade excluding the cost of centering and shuttering - All work up to plinth level : 1:5:10 (1 cement : 5 coarse sand (zone-III) derived from natural sources: 10 graded brick aggregate 40 mm nominal size derived from natural sources) |  | 7 | Cum | 5113.51 |  |  | Excess(+) | 1 | Full Conversion | INR | [40 empty] | #VALUE! | #VALUE! | #VALUE! | 17.02 | "Providing and laying in position cement concrete of specified grade excluding the cost of centering and shuttering - All work up to plinth level : 1:5:10 (1 cement : 5 coarse sand (zone-III) derived from natural sources: 10 graded brick aggregate 40 mm nominal size derived from natural sources) | 7 | Cum
17.03 | P/F Stainless steel flanged Landing valve 80x63 mm suitable for connecting fire hose reel of standard size with all nuts,bolts, rubber packing and washers etc. complete. |  | 2 | Each | 5982.52 |  |  | Excess(+) | 1 | Full Conversion | INR | [40 empty] | #VALUE! | #VALUE! | #VALUE! | 17.03 | P/F Stainless steel flanged Landing valve 80x63 mm suitable for connecting fire hose reel of standard size with all nuts,bolts, rubber packing and washers etc. complete. | 2 | Each
17.04 | P/F gun metal ball valve of 15 mm nominal bore of approved quality with necessary arrangements etc. complete |  | 5 | Each | 583.82 |  |  | Excess(+) | 1 | Full Conversion | INR | [40 empty] | #VALUE! | #VALUE! | #VALUE! | 17.04 | P/F gun metal ball valve of 15 mm nominal bore of approved quality with necessary arrangements etc. complete | 5 | Each
17.05 | P/F gun metal ball valve of 20 mm nominal bore of approved quality with necessary arrangements etc. complete |  | 10 | Each | 763.59 |  |  | Excess(+) | 1 | Full Conversion | INR | [40 empty] | #VALUE! | #VALUE! | #VALUE! | 17.05 | P/F gun metal ball valve of 20 mm nominal bore of approved quality with necessary arrangements etc. complete | 10 | Each
17.06 | P/F gun metal ball valve of 25 mm nominal bore of approved quality with necessary arrangements etc. complete |  | 10 | Each | 1141.26 |  |  | Excess(+) | 1 | Full Conversion | INR | [40 empty] | #VALUE! | #VALUE! | #VALUE! | 17.06 | P/F gun metal ball valve of 25 mm nominal bore of approved quality with necessary arrangements etc. complete | 10 | Each
17.07 | P/F gun metal ball valve of 32 mm nominal bore of approved quality with necessary arrangements etc. complete |  | 5 | Each | 1829.8 |  |  | Excess(+) | 1 | Full Conversion | INR | [40 empty] | #VALUE! | #VALUE! | #VALUE! | 17.07 | P/F gun metal ball valve of 32 mm nominal bore of approved quality with necessary arrangements etc. complete | 5 | Each
17.08 | P/F gun metal ball valve of 40 mm nominal bore of approved quality with necessary arrangements etc. complete |  | 3 | Each | 2668.43 |  |  | Excess(+) | 1 | Full Conversion | INR | [40 empty] | #VALUE! | #VALUE! | #VALUE! | 17.08 | P/F gun metal ball valve of 40 mm nominal bore of approved quality with necessary arrangements etc. complete | 3 | Each
17.09 | P/F gun metal ball valve of 50 mm nominal bore of approved quality with necessary arrangements etc. complete |  | 3 | Each | 3753.61 |  |  | Excess(+) | 1 | Full Conversion | INR | [40 empty] | #VALUE! | #VALUE! | #VALUE! | 17.09 | P/F gun metal ball valve of 50 mm nominal bore of approved quality with necessary arrangements etc. complete | 3 | Each
17.1 | P/F C.I. D joints to C.I. pipes i/c cutting the C.I. pipe, rubber gasket etc. with necessary arrangements etc. complete, 80 mm dia. |  | 10 | Each | 1114.87 |  |  | Excess(+) | 1 | Full Conversion | INR | [40 empty] | #VALUE! | #VALUE! | #VALUE! | 17.1 | P/F C.I. D joints to C.I. pipes i/c cutting the C.I. pipe, rubber gasket etc. with necessary arrangements etc. complete, 80 mm dia. | 10 | Each
17.11 | P/F C.I. D joints to C.I. pipes i/c cutting the C.I. pipe, rubber gasket etc. with necessary arrangements etc. complete, 100 mm dia. |  | 10 | Each | 1220.42 |  |  | Excess(+) | 1 | Full Conversion | INR | [40 empty] | #VALUE! | #VALUE! | #VALUE! | 17.11 | P/F C.I. D joints to C.I. pipes i/c cutting the C.I. pipe, rubber gasket etc. with necessary arrangements etc. complete, 100 mm dia. | 10 | Each
17.12 | P/F C.I. D joints to C.I. pipes i/c cutting the C.I. pipe, rubber gasket etc. with necessary arrangements etc. complete, 150 mm dia. |  | 5 | Each | 1782.8 |  |  | Excess(+) | 1 | Full Conversion | INR | [40 empty] | #VALUE! | #VALUE! | #VALUE! | 17.12 | P/F C.I. D joints to C.I. pipes i/c cutting the C.I. pipe, rubber gasket etc. with necessary arrangements etc. complete, 150 mm dia. | 5 | Each
17.13 | P/F C.I. D joints to C.I. pipes i/c cutting the C.I. pipe, rubber gasket etc. with necessary arrangements etc. complete, 200 mm dia. |  | 2 | Each | 2404.55 |  |  | Excess(+) | 1 | Full Conversion | INR | [40 empty] | #VALUE! | #VALUE! | #VALUE! | 17.13 | P/F C.I. D joints to C.I. pipes i/c cutting the C.I. pipe, rubber gasket etc. with necessary arrangements etc. complete, 200 mm dia. | 2 | Each
17.14 | P/F C.I. D joints to C.I. pipes i/c cutting the C.I. pipe, rubber gasket etc. with necessary arrangements etc. complete, 250 mm dia. |  | 2 | Each | 3085.68 |  |  | Excess(+) | 1 | Full Conversion | INR | [40 empty] | #VALUE! | #VALUE! | #VALUE! | 17.14 | P/F C.I. D joints to C.I. pipes i/c cutting the C.I. pipe, rubber gasket etc. with necessary arrangements etc. complete, 250 mm dia. | 2 | Each
17.15 | Providing and fixing cast iron butterfly valves with bolts, nuts, etc. complete, 80 mm diameter of ZOLOTO or approved equivalent make. |  | 2 | Each | 2346 |  |  | Excess(+) | 1 | Full Conversion | INR | [40 empty] | #VALUE! | #VALUE! | #VALUE! | 17.15 | Providing and fixing cast iron butterfly valves with bolts, nuts, etc. complete, 80 mm diameter of ZOLOTO or approved equivalent make. | 2 | Each
17.16 | Providing and fixing cast iron butterfly valves with bolts, nuts, etc. complete, 100 mm diameter of ZOLOTO or approved equivalent make. |  | 1 | Each | 3108.77 |  |  | Excess(+) | 1 | Full Conversion | INR | [40 empty] | #VALUE! | #VALUE! | #VALUE! | 17.16 | Providing and fixing cast iron butterfly valves with bolts, nuts, etc. complete, 100 mm diameter of ZOLOTO or approved equivalent make. | 1 | Each
17.17 | Providing and fixing cast iron butterfly valves with bolts, nuts, etc. complete, 150 mm diameter of ZOLOTO or approved equivalent make |  | 1 | Each | 4105.71 |  |  | Excess(+) | 1 | Full Conversion | INR | [40 empty] | #VALUE! | #VALUE! | #VALUE! | 17.17 | Providing and fixing cast iron butterfly valves with bolts, nuts, etc. complete, 150 mm diameter of ZOLOTO or approved equivalent make | 1 | Each
17.18 | Providing and fixing cast iron double flanged horizontal type non return valve including 2 nos. matching flanges, nuts, bolts, 3.0 mm thick compressed gasket complete. 150 mm diameter |  | 1 | Each | 11730.85 |  |  | Excess(+) | 1 | Full Conversion | INR | [40 empty] | #VALUE! | #VALUE! | #VALUE! | 17.18 | Providing and fixing cast iron double flanged horizontal type non return valve including 2 nos. matching flanges, nuts, bolts, 3.0 mm thick compressed gasket complete. 150 mm diameter | 1 | Each
17.19 | P/F motorized valve in tank filling line near the tanks i/c required fitting etc. complete in all respect. 50 mm dia |  | 3 | Each | 22594.21 |  |  | Excess(+) | 1 | Full Conversion | INR | [40 empty] | #VALUE! | #VALUE! | #VALUE! | 17.19 | P/F motorized valve in tank filling line near the tanks i/c required fitting etc. complete in all respect. 50 mm dia | 3 | Each
17.2 | P/F motorized valve in tank filling line near the tanks i/c required fitting etc. complete in all respect. 40 mm dia |  | 3 | Each | 19732 |  |  | Excess(+) | 1 | Full Conversion | INR | [40 empty] | #VALUE! | #VALUE! | #VALUE! | 17.2 | P/F motorized valve in tank filling line near the tanks i/c required fitting etc. complete in all respect. 40 mm dia | 3 | Each
17.21 | P/F motorized valve in tank filling line near the tanks i/c required fitting etc. complete in all respect. 25 mm dia |  | 3 | Each | 17303.54 |  |  | Excess(+) | 1 | Full Conversion | INR | [40 empty] | #VALUE! | #VALUE! | #VALUE! | 17.21 | P/F motorized valve in tank filling line near the tanks i/c required fitting etc. complete in all respect. 25 mm dia | 3 | Each
17.22 | P/F controllers with low voltage releys, float type with PVC shroud, wiring from tank top to probes of required length ( No. of probs as required for function of each controller): To open solenoid valve on low water level in the over head water tank and to close when high water level in the OH tank. |  | 20 | Each | 3930.07 |  |  | Excess(+) | 1 | Full Conversion | INR | [40 empty] | #VALUE! | #VALUE! | #VALUE! | 17.22 | P/F controllers with low voltage releys, float type with PVC shroud, wiring from tank top to probes of required length ( No. of probs as required for function of each controller): To open solenoid valve on low water level in the over head water tank and to close when high water level in the OH tank. | 20 | Each
17.23 | Dismantling of old RCC pipes i/c breaking of joints and bed concrete stacking of useful material and disposal of unserviceable material within 50 m lead. |  | 20 | Mtr | 283.66 |  |  | Excess(+) | 1 | Full Conversion | INR | [40 empty] | #VALUE! | #VALUE! | #VALUE! | 17.23 | Dismantling of old RCC pipes i/c breaking of joints and bed concrete stacking of useful material and disposal of unserviceable material within 50 m lead. | 20 | Mtr
17.24 | Repairing of collar joints of NP2 Class RCC pipes 300 mm dia i/c breaking and cleaning of joints and providing new joint with existing collar with stiff mixture of cement mortar in the proportion of 1:2 (1 cement : 2 fine sand) including testing of joints etc. complete. |  | 12 | Each | 286.14 |  |  | Excess(+) | 1 | Full Conversion | INR | [40 empty] | #VALUE! | #VALUE! | #VALUE! | 17.24 | Repairing of collar joints of NP2 Class RCC pipes 300 mm dia i/c breaking and cleaning of joints and providing new joint with existing collar with stiff mixture of cement mortar in the proportion of 1:2 (1 cement : 2 fine sand) including testing of joints etc. complete. | 12 | Each
17.25 | P/F C.I. ball valve of 20 mm nominal bore of approved quality with necessary arrangements etc. complete |  | 50 | Each | 574.75 |  |  | Excess(+) | 1 | Full Conversion | INR | [40 empty] | #VALUE! | #VALUE! | #VALUE! | 17.25 | P/F C.I. ball valve of 20 mm nominal bore of approved quality with necessary arrangements etc. complete | 50 | Each
17.26 | P/F C.I. ball valve of 25 mm nominal bore of approved quality with necessary arrangements etc. complete |  | 30 | Each | 657.21 |  |  | Excess(+) | 1 | Full Conversion | INR | [40 empty] | #VALUE! | #VALUE! | #VALUE! | 17.26 | P/F C.I. ball valve of 25 mm nominal bore of approved quality with necessary arrangements etc. complete | 30 | Each
17.27 | Providing and fixing pressure switch suitable till 7 kg/ cm2 pressure with pressure difference settings of Danfoss or approved equivalent make. |  | 2 | Each | 3812.98 |  |  | Excess(+) | 1 | Full Conversion | INR | [40 empty] | #VALUE! | #VALUE! | #VALUE! | 17.27 | Providing and fixing pressure switch suitable till 7 kg/ cm2 pressure with pressure difference settings of Danfoss or approved equivalent make. | 2 | Each
17.28 | Providing and fixing pressure gauge with pressure range 0-7 kg/ cm2 approved make. |  | 2 | Each | 1067.87 |  |  | Excess(+) | 1 | Full Conversion | INR | [40 empty] | #VALUE! | #VALUE! | #VALUE! | 17.28 | Providing and fixing pressure gauge with pressure range 0-7 kg/ cm2 approved make. | 2 | Each
17.29 | P/F 3 mm thick acrylic plates of size 9"x 8" with screen printing writing and necessary screws etc. complete in all respect |  | 30 | Each | 305.1 |  |  | Excess(+) | 1 | Full Conversion | INR | [40 empty] | #VALUE! | #VALUE! | #VALUE! | 17.29 | P/F 3 mm thick acrylic plates of size 9"x 8" with screen printing writing and necessary screws etc. complete in all respect | 30 | Each
17.3 | Providing and fixing of RCC cover with frame in required slope for road gully chamber i/c cutting the road in required size and finishing etc. complete. |  | 10 | Each | 3022.18 |  |  | Excess(+) | 1 | Full Conversion | INR | [40 empty] | #VALUE! | #VALUE! | #VALUE! | 17.3 | Providing and fixing of RCC cover with frame in required slope for road gully chamber i/c cutting the road in required size and finishing etc. complete. | 10 | Each
17.31 | P/F water jet Valve of 1"Autonomous mechanical jetvalves: Bore dia: 1" (Approx. 25mm) inflow rate range: 9,000 to 24,500 Lit/Hour, spring loaded, No jerk, operating pressue range: 0.5 to 8 Bar, operating temprature range: 1 to 50 Deg Celcius, material used: PP, float (PP) with ABS, S.S. spring & materials of similar grade, IP 68. To be used in water tanks, Sumps & OHTS approved quality with necessary arrangements etc. complete |  | 5 | Each | 1993.9 |  |  | Excess(+) | 1 | Full Conversion | INR | [40 empty] | #VALUE! | #VALUE! | #VALUE! | 17.31 | P/F water jet Valve of 1"Autonomous mechanical jetvalves: Bore dia: 1" (Approx. 25mm) inflow rate range: 9,000 to 24,500 Lit/Hour, spring loaded, No jerk, operating pressue range: 0.5 to 8 Bar, operating temprature range: 1 to 50 Deg Celcius, material used: PP, float (PP) with ABS, S.S. spring & materials of similar grade, IP 68. To be used in water tanks, Sumps & OHTS approved quality with necessary arrangements etc. complete | 5 | Each
17.32 | P/F water jet Valve of 1.5"Autonomous mechanical jetvalves: Bore dia: 1.5" (Approx. 39mm) inflow rate range: 9,000 to 24,500 Lit/Hour, spring loaded, No jerk, operating pressue range: 0.5 to 8 Bar, operating temprature range: 1 to 50 Deg Celcius, material used: PP, float (PP) with ABS, S.S. spring & materials of similar grade, IP 68. To be used in water tanks, Sumps & OHTS approved quality with necessary arrangements etc. complete |  | 3 | Each | 4369.59 |  |  | Excess(+) | 1 | Full Conversion | INR | [40 empty] | #VALUE! | #VALUE! | #VALUE! | 17.32 | P/F water jet Valve of 1.5"Autonomous mechanical jetvalves: Bore dia: 1.5" (Approx. 39mm) inflow rate range: 9,000 to 24,500 Lit/Hour, spring loaded, No jerk, operating pressue range: 0.5 to 8 Bar, operating temprature range: 1 to 50 Deg Celcius, material used: PP, float (PP) with ABS, S.S. spring & materials of similar grade, IP 68. To be used in water tanks, Sumps & OHTS approved quality with necessary arrangements etc. complete | 3 | Each
17.33 | P/F water jet Valve of 2"Autonomous mechanical jetvalves: Bore dia: 2" (Approx. 50mm) inflow rate range: 9,000 to 24,500 Lit/Hour, spring loaded, No jerk, operating pressue range: 0.5 to 8 Bar, operating temprature range: 1 to 50 Deg Celcius, material used: PP, float (PP) with ABS, S.S. spring & materials of similar grade, IP 68. To be used in water tanks, Sumps & OHTS approved quality with necessary arrangements etc. complete |  | 3 | Each | 5454.77 |  |  | Excess(+) | 1 | Full Conversion | INR | [40 empty] | #VALUE! | #VALUE! | #VALUE! | 17.33 | P/F water jet Valve of 2"Autonomous mechanical jetvalves: Bore dia: 2" (Approx. 50mm) inflow rate range: 9,000 to 24,500 Lit/Hour, spring loaded, No jerk, operating pressue range: 0.5 to 8 Bar, operating temprature range: 1 to 50 Deg Celcius, material used: PP, float (PP) with ABS, S.S. spring & materials of similar grade, IP 68. To be used in water tanks, Sumps & OHTS approved quality with necessary arrangements etc. complete | 3 | Each
17.34 | Providing and fixing C.I. sluice valves (with cap) complete with bolts, nuts, rubber insertions etc. (the tail pieces if required will be paid separately) : 80 mm dia |  | 5 | Each | 6257.11 |  |  | Excess(+) | 1 | Full Conversion | INR | [40 empty] | #VALUE! | #VALUE! | #VALUE! | 17.34 | Providing and fixing C.I. sluice valves (with cap) complete with bolts, nuts, rubber insertions etc. (the tail pieces if required will be paid separately) : 80 mm dia | 5 | Each
17.35 | Replacement of CPVC MABT socket with Brass Threadings 20 mm of Schedule 80 i/c removing damaged pipe/fittings, P/F new fittings with one step CPVC solvent etc complete in all respect. |  | 5 | Each | 513.73 |  |  | Excess(+) | 1 | Full Conversion | INR | [40 empty] | #VALUE! | #VALUE! | #VALUE! | 17.35 | Replacement of CPVC MABT socket with Brass Threadings 20 mm of Schedule 80 i/c removing damaged pipe/fittings, P/F new fittings with one step CPVC solvent etc complete in all respect. | 5 | Each
17.36 | Replacement of CPVC MABT socket with Brass Threadings 25 mm of Schedule 80 i/c removing damaged pipe/fittings, P/F new fittings with one step CPVC solvent etc complete in all respect. |  | 5 | Each | 727.3 |  |  | Excess(+) | 1 | Full Conversion | INR | [40 empty] | #VALUE! | #VALUE! | #VALUE! | 17.36 | Replacement of CPVC MABT socket with Brass Threadings 25 mm of Schedule 80 i/c removing damaged pipe/fittings, P/F new fittings with one step CPVC solvent etc complete in all respect. | 5 | Each
17.37 | Replacement of CPVC MABT socket with Brass Threadings 32 mm of Schedule 80 i/c removing damaged pipe/fittings, P/F new fittings with one step CPVC solvent etc complete in all respect. |  | 3 | Each | 1317.72 |  |  | Excess(+) | 1 | Full Conversion | INR | [40 empty] | #VALUE! | #VALUE! | #VALUE! | 17.37 | Replacement of CPVC MABT socket with Brass Threadings 32 mm of Schedule 80 i/c removing damaged pipe/fittings, P/F new fittings with one step CPVC solvent etc complete in all respect. | 3 | Each
17.38 | Replacement of CPVC MABT socket with Brass Threadings 40 mm of Schedule 80 i/c removing damaged pipe/fittings, P/F new fittings with one step CPVC solvent etc complete in all respect. |  | 2 | Each | 1589.84 |  |  | Excess(+) | 1 | Full Conversion | INR | [40 empty] | #VALUE! | #VALUE! | #VALUE! | 17.38 | Replacement of CPVC MABT socket with Brass Threadings 40 mm of Schedule 80 i/c removing damaged pipe/fittings, P/F new fittings with one step CPVC solvent etc complete in all respect. | 2 | Each
17.39 | Replacement of CPVC MABT socket with Brass Threadings 50 mm of Schedule 80 i/c removing damaged pipe/fittings, P/F new fittings with one step CPVC solvent etc complete in all respect. |  | 2 | Each | 2809.43 |  |  | Excess(+) | 1 | Full Conversion | INR | [40 empty] | #VALUE! | #VALUE! | #VALUE! | 17.39 | Replacement of CPVC MABT socket with Brass Threadings 50 mm of Schedule 80 i/c removing damaged pipe/fittings, P/F new fittings with one step CPVC solvent etc complete in all respect. | 2 | Each
17.4 | Replacement of CPVC FABT socket with Brass Threadings 20 mm of Schedule 80 i/c removing damaged pipe/fittings, P/F new fittings with one step CPVC solvent etc complete in all respect. |  | 5 | Each | 518.68 |  |  | Excess(+) | 1 | Full Conversion | INR | [40 empty] | #VALUE! | #VALUE! | #VALUE! | 17.4 | Replacement of CPVC FABT socket with Brass Threadings 20 mm of Schedule 80 i/c removing damaged pipe/fittings, P/F new fittings with one step CPVC solvent etc complete in all respect. | 5 | Each
17.41 | Replacement of CPVC FABT socket with Brass Threadings 25 mm of Schedule 80 i/c removing damaged pipe/fittings, P/F new fittings with one step CPVC solvent etc complete in all respect. |  | 5 | Each | 744.62 |  |  | Excess(+) | 1 | Full Conversion | INR | [40 empty] | #VALUE! | #VALUE! | #VALUE! | 17.41 | Replacement of CPVC FABT socket with Brass Threadings 25 mm of Schedule 80 i/c removing damaged pipe/fittings, P/F new fittings with one step CPVC solvent etc complete in all respect. | 5 | Each
17.42 | Replacement of CPVC FABT socket with Brass Threadings 32 mm of Schedule 80 i/c removing damaged pipe/fittings, P/F new fittings with one step CPVC solvent etc complete in all respect. |  | 3 | Each | 1372.14 |  |  | Excess(+) | 1 | Full Conversion | INR | [40 empty] | #VALUE! | #VALUE! | #VALUE! | 17.42 | Replacement of CPVC FABT socket with Brass Threadings 32 mm of Schedule 80 i/c removing damaged pipe/fittings, P/F new fittings with one step CPVC solvent etc complete in all respect. | 3 | Each
17.43 | Replacement of CPVC FABT socket with Brass Threadings 40 mm of Schedule 80 i/c removing damaged pipe/fittings, P/F new fittings with one step CPVC solvent etc complete in all respect. |  | 2 | Each | 1506.56 |  |  | Excess(+) | 1 | Full Conversion | INR | [40 empty] | #VALUE! | #VALUE! | #VALUE! | 17.43 | Replacement of CPVC FABT socket with Brass Threadings 40 mm of Schedule 80 i/c removing damaged pipe/fittings, P/F new fittings with one step CPVC solvent etc complete in all respect. | 2 | Each
17.44 | Replacement of CPVC FABT socket with Brass Threadings 50 mm of Schedule 80 i/c removing damaged pipe/fittings, P/F new fittings with one step CPVC solvent etc complete in all respect. |  | 2 | Each | 2557.1 |  |  | Excess(+) | 1 | Full Conversion | INR | [40 empty] | #VALUE! | #VALUE! | #VALUE! | 17.44 | Replacement of CPVC FABT socket with Brass Threadings 50 mm of Schedule 80 i/c removing damaged pipe/fittings, P/F new fittings with one step CPVC solvent etc complete in all respect. | 2 | Each
Total in Figures | [51 empty] | #VALUE! | #VALUE! | #VALUE!
Quoted Rate in Figures |  |  |  | Select | [47 empty] | 0 | 0 | #VALUE!
Quoted Rate in Words |  | #VALUE!
Note on K15: gepadmin: 1. If you choose "Full Conversion" then Column BA (AMOUNT) and Column BB (TAXES) BOTH values will be convert based on selected Currency in (Column L). 2. If you choose "Partial Conversion" then Column BA (AMOUNT) only will be converted based on selected currency (Column L) and Column BB (TAXES) value (INR) will be added to the converted values.
Note on K18: gepadmin: 1. If you choose "Full Conversion" then Column BA (AMOUNT) and Column BB (TAXES) BOTH values will be convert based on selected Currency in (Column L). 2. If you choose "Partial Conversion" then Column BA (AMOUNT) only will be converted based on selected currency (Column L) and Column BB (TAXES) value (INR) will be added to the converted values.
Note on K20: gepadmin: 1. If you choose "Full Conversion" then Column BA (AMOUNT) and Column BB (TAXES) BOTH values will be convert based on selected Currency in (Column L). 2. If you choose "Partial Conversion" then Column BA (AMOUNT) only will be converted based on selected currency (Column L) and Column BB (TAXES) value (INR) will be added to the converted values.
Note on K23: gepadmin: 1. If you choose "Full Conversion" then Column BA (AMOUNT) and Column BB (TAXES) BOTH values will be convert based on selected Currency in (Column L). 2. If you choose "Partial Conversion" then Column BA (AMOUNT) only will be converted based on selected currency (Column L) and Column BB (TAXES) value (INR) will be added to the converted values.
Note on K24: gepadmin: 1. If you choose "Full Conversion" then Column BA (AMOUNT) and Column BB (TAXES) BOTH values will be convert based on selected Currency in (Column L). 2. If you choose "Partial Conversion" then Column BA (AMOUNT) only will be converted based on selected currency (Column L) and Column BB (TAXES) value (INR) will be added to the converted values.
Note on K25: gepadmin: 1. If you choose "Full Conversion" then Column BA (AMOUNT) and Column BB (TAXES) BOTH values will be convert based on selected Currency in (Column L). 2. If you choose "Partial Conversion" then Column BA (AMOUNT) only will be converted based on selected currency (Column L) and Column BB (TAXES) value (INR) will be added to the converted values.
Note on K26: gepadmin: 1. If you choose "Full Conversion" then Column BA (AMOUNT) and Column BB (TAXES) BOTH values will be convert based on selected Currency in (Column L). 2. If you choose "Partial Conversion" then Column BA (AMOUNT) only will be converted based on selected currency (Column L) and Column BB (TAXES) value (INR) will be added to the converted values.
Note on K27: gepadmin: 1. If you choose "Full Conversion" then Column BA (AMOUNT) and Column BB (TAXES) BOTH values will be convert based on selected Currency in (Column L). 2. If you choose "Partial Conversion" then Column BA (AMOUNT) only will be converted based on selected currency (Column L) and Column BB (TAXES) value (INR) will be added to the converted values.
Note on K29: gepadmin: 1. If you choose "Full Conversion" then Column BA (AMOUNT) and Column BB (TAXES) BOTH values will be convert based on selected Currency in (Column L). 2. If you choose "Partial Conversion" then Column BA (AMOUNT) only will be converted based on selected currency (Column L) and Column BB (TAXES) value (INR) will be added to the converted values.
Note on K31: gepadmin: 1. If you choose "Full Conversion" then Column BA (AMOUNT) and Column BB (TAXES) BOTH values will be convert based on selected Currency in (Column L). 2. If you choose "Partial Conversion" then Column BA (AMOUNT) only will be converted based on selected currency (Column L) and Column BB (TAXES) value (INR) will be added to the converted values.
Note on K32: gepadmin: 1. If you choose "Full Conversion" then Column BA (AMOUNT) and Column BB (TAXES) BOTH values will be convert based on selected Currency in (Column L). 2. If you choose "Partial Conversion" then Column BA (AMOUNT) only will be converted based on selected currency (Column L) and Column BB (TAXES) value (INR) will be added to the converted values.
Note on K33: gepadmin: 1. If you choose "Full Conversion" then Column BA (AMOUNT) and Column BB (TAXES) BOTH values will be convert based on selected Currency in (Column L). 2. If you choose "Partial Conversion" then Column BA (AMOUNT) only will be converted based on selected currency (Column L) and Column BB (TAXES) value (INR) will be added to the converted values.
Note on K36: gepadmin: 1. If you choose "Full Conversion" then Column BA (AMOUNT) and Column BB (TAXES) BOTH values will be convert based on selected Currency in (Column L). 2. If you choose "Partial Conversion" then Column BA (AMOUNT) only will be converted based on selected currency (Column L) and Column BB (TAXES) value (INR) will be added to the converted values.
Note on K37: gepadmin: 1. If you choose "Full Conversion" then Column BA (AMOUNT) and Column BB (TAXES) BOTH values will be convert based on selected Currency in (Column L). 2. If you choose "Partial Conversion" then Column BA (AMOUNT) only will be converted based on selected currency (Column L) and Column BB (TAXES) value (INR) will be added to the converted values.
Note on K38: gepadmin: 1. If you choose "Full Conversion" then Column BA (AMOUNT) and Column BB (TAXES) BOTH values will be convert based on selected Currency in (Column L). 2. If you choose "Partial Conversion" then Column BA (AMOUNT) only will be converted based on selected currency (Column L) and Column BB (TAXES) value (INR) will be added to the converted values.
Note on K41: gepadmin: 1. If you choose "Full Conversion" then Column BA (AMOUNT) and Column BB (TAXES) BOTH values will be convert based on selected Currency in (Column L). 2. If you choose "Partial Conversion" then Column BA (AMOUNT) only will be converted based on selected currency (Column L) and Column BB (TAXES) value (INR) will be added to the converted values.
Note on K42: gepadmin: 1. If you choose "Full Conversion" then Column BA (AMOUNT) and Column BB (TAXES) BOTH values will be convert based on selected Currency in (Column L). 2. If you choose "Partial Conversion" then Column BA (AMOUNT) only will be converted based on selected currency (Column L) and Column BB (TAXES) value (INR) will be added to the converted values.
Note on K44: gepadmin: 1. If you choose "Full Conversion" then Column BA (AMOUNT) and Column BB (TAXES) BOTH values will be convert based on selected Currency in (Column L). 2. If you choose "Partial Conversion" then Column BA (AMOUNT) only will be converted based on selected currency (Column L) and Column BB (TAXES) value (INR) will be added to the converted values.
Note on K45: gepadmin: 1. If you choose "Full Conversion" then Column BA (AMOUNT) and Column BB (TAXES) BOTH values will be convert based on selected Currency in (Column L). 2. If you choose "Partial Conversion" then Column BA (AMOUNT) only will be converted based on selected currency (Column L) and Column BB (TAXES) value (INR) will be added to the converted values.
Note on K46: gepadmin: 1. If you choose "Full Conversion" then Column BA (AMOUNT) and Column BB (TAXES) BOTH values will be convert based on selected Currency in (Column L). 2. If you choose "Partial Conversion" then Column BA (AMOUNT) only will be converted based on selected currency (Column L) and Column BB (TAXES) value (INR) will be added to the converted values.
Note on K48: gepadmin: 1. If you choose "Full Conversion" then Column BA (AMOUNT) and Column BB (TAXES) BOTH values will be convert based on selected Currency in (Column L). 2. If you choose "Partial Conversion" then Column BA (AMOUNT) only will be converted based on selected currency (Column L) and Column BB (TAXES) value (INR) will be added to the converted values.
Note on K51: gepadmin: 1. If you choose "Full Conversion" then Column BA (AMOUNT) and Column BB (TAXES) BOTH values will be convert based on selected Currency in (Column L). 2. If you choose "Partial Conversion" then Column BA (AMOUNT) only will be converted based on selected currency (Column L) and Column BB (TAXES) value (INR) will be added to the converted values.
Note on K53: gepadmin: 1. If you choose "Full Conversion" then Column BA (AMOUNT) and Column BB (TAXES) BOTH values will be convert based on selected Currency in (Column L). 2. If you choose "Partial Conversion" then Column BA (AMOUNT) only will be converted based on selected currency (Column L) and Column BB (TAXES) value (INR) will be added to the converted values.
Note on K55: gepadmin: 1. If you choose "Full Conversion" then Column BA (AMOUNT) and Column BB (TAXES) BOTH values will be convert based on selected Currency in (Column L). 2. If you choose "Partial Conversion" then Column BA (AMOUNT) only will be converted based on selected currency (Column L) and Column BB (TAXES) value (INR) will be added to the converted values.
Note on K57: gepadmin: 1. If you choose "Full Conversion" then Column BA (AMOUNT) and Column BB (TAXES) BOTH values will be convert based on selected Currency in (Column L). 2. If you choose "Partial Conversion" then Column BA (AMOUNT) only will be converted based on selected currency (Column L) and Column BB (TAXES) value (INR) will be added to the converted values.
Note on K58: gepadmin: 1. If you choose "Full Conversion" then Column BA (AMOUNT) and Column BB (TAXES) BOTH values will be convert based on selected Currency in (Column L). 2. If you choose "Partial Conversion" then Column BA (AMOUNT) only will be converted based on selected currency (Column L) and Column BB (TAXES) value (INR) will be added to the converted values.
Note on K60: gepadmin: 1. If you choose "Full Conversion" then Column BA (AMOUNT) and Column BB (TAXES) BOTH values will be convert based on selected Currency in (Column L). 2. If you choose "Partial Conversion" then Column BA (AMOUNT) only will be converted based on selected currency (Column L) and Column BB (TAXES) value (INR) will be added to the converted values.
Note on K63: gepadmin: 1. If you choose "Full Conversion" then Column BA (AMOUNT) and Column BB (TAXES) BOTH values will be convert based on selected Currency in (Column L). 2. If you choose "Partial Conversion" then Column BA (AMOUNT) only will be converted based on selected currency (Column L) and Column BB (TAXES) value (INR) will be added to the converted values.
Note on K65: gepadmin: 1. If you choose "Full Conversion" then Column BA (AMOUNT) and Column BB (TAXES) BOTH values will be convert based on selected Currency in (Column L). 2. If you choose "Partial Conversion" then Column BA (AMOUNT) only will be converted based on selected currency (Column L) and Column BB (TAXES) value (INR) will be added to the converted values.
Note on K67: gepadmin: 1. If you choose "Full Conversion" then Column BA (AMOUNT) and Column BB (TAXES) BOTH values will be convert based on selected Currency in (Column L). 2. If you choose "Partial Conversion" then Column BA (AMOUNT) only will be converted based on selected currency (Column L) and Column BB (TAXES) value (INR) will be added to the converted values.
Note on K69: gepadmin: 1. If you choose "Full Conversion" then Column BA (AMOUNT) and Column BB (TAXES) BOTH values will be convert based on selected Currency in (Column L). 2. If you choose "Partial Conversion" then Column BA (AMOUNT) only will be converted based on selected currency (Column L) and Column BB (TAXES) value (INR) will be added to the converted values.
Note on K71: gepadmin: 1. If you choose "Full Conversion" then Column BA (AMOUNT) and Column BB (TAXES) BOTH values will be convert based on selected Currency in (Column L). 2. If you choose "Partial Conversion" then Column BA (AMOUNT) only will be converted based on selected currency (Column L) and Column BB (TAXES) value (INR) will be added to the converted values.
Note on K73: gepadmin: 1. If you choose "Full Conversion" then Column BA (AMOUNT) and Column BB (TAXES) BOTH values will be convert based on selected Currency in (Column L). 2. If you choose "Partial Conversion" then Column BA (AMOUNT) only will be converted based on selected currency (Column L) and Column BB (TAXES) value (INR) will be added to the converted values.
Note on K75: gepadmin: 1. If you choose "Full Conversion" then Column BA (AMOUNT) and Column BB (TAXES) BOTH values will be convert based on selected Currency in (Column L). 2. If you choose "Partial Conversion" then Column BA (AMOUNT) only will be converted based on selected currency (Column L) and Column BB (TAXES) value (INR) will be added to the converted values.
Note on K77: gepadmin: 1. If you choose "Full Conversion" then Column BA (AMOUNT) and Column BB (TAXES) BOTH values will be convert based on selected Currency in (Column L). 2. If you choose "Partial Conversion" then Column BA (AMOUNT) only will be converted based on selected currency (Column L) and Column BB (TAXES) value (INR) will be added to the converted values.
Note on K78: gepadmin: 1. If you choose "Full Conversion" then Column BA (AMOUNT) and Column BB (TAXES) BOTH values will be convert based on selected Currency in (Column L). 2. If you choose "Partial Conversion" then Column BA (AMOUNT) only will be converted based on selected currency (Column L) and Column BB (TAXES) value (INR) will be added to the converted values.
Note on K80: gepadmin: 1. If you choose "Full Conversion" then Column BA (AMOUNT) and Column BB (TAXES) BOTH values will be convert based on selected Currency in (Column L). 2. If you choose "Partial Conversion" then Column BA (AMOUNT) only will be converted based on selected currency (Column L) and Column BB (TAXES) value (INR) will be added to the converted values.
Note on K82: gepadmin: 1. If you choose "Full Conversion" then Column BA (AMOUNT) and Column BB (TAXES) BOTH values will be convert based on selected Currency in (Column L). 2. If you choose "Partial Conversion" then Column BA (AMOUNT) only will be converted based on selected currency (Column L) and Column BB (TAXES) value (INR) will be added to the converted values.
Note on K85: gepadmin: 1. If you choose "Full Conversion" then Column BA (AMOUNT) and Column BB (TAXES) BOTH values will be convert based on selected Currency in (Column L). 2. If you choose "Partial Conversion" then Column BA (AMOUNT) only will be converted based on selected currency (Column L) and Column BB (TAXES) value (INR) will be added to the converted values.
Note on K87: gepadmin: 1. If you choose "Full Conversion" then Column BA (AMOUNT) and Column BB (TAXES) BOTH values will be convert based on selected Currency in (Column L). 2. If you choose "Partial Conversion" then Column BA (AMOUNT) only will be converted based on selected currency (Column L) and Column BB (TAXES) value (INR) will be added to the converted values.
Note on K89: gepadmin: 1. If you choose "Full Conversion" then Column BA (AMOUNT) and Column BB (TAXES) BOTH values will be convert based on selected Currency in (Column L). 2. If you choose "Partial Conversion" then Column BA (AMOUNT) only will be converted based on selected currency (Column L) and Column BB (TAXES) value (INR) will be added to the converted values.
Note on K91: gepadmin: 1. If you choose "Full Conversion" then Column BA (AMOUNT) and Column BB (TAXES) BOTH values will be convert based on selected Currency in (Column L). 2. If you choose "Partial Conversion" then Column BA (AMOUNT) only will be converted based on selected currency (Column L) and Column BB (TAXES) value (INR) will be added to the converted values.
Note on K92: gepadmin: 1. If you choose "Full Conversion" then Column BA (AMOUNT) and Column BB (TAXES) BOTH values will be convert based on selected Currency in (Column L). 2. If you choose "Partial Conversion" then Column BA (AMOUNT) only will be converted based on selected currency (Column L) and Column BB (TAXES) value (INR) will be added to the converted values.
Note on K95: gepadmin: 1. If you choose "Full Conversion" then Column BA (AMOUNT) and Column BB (TAXES) BOTH values will be convert based on selected Currency in (Column L). 2. If you choose "Partial Conversion" then Column BA (AMOUNT) only will be converted based on selected currency (Column L) and Column BB (TAXES) value (INR) will be added to the converted values.
Note on K97: gepadmin: 1. If you choose "Full Conversion" then Column BA (AMOUNT) and Column BB (TAXES) BOTH values will be convert based on selected Currency in (Column L). 2. If you choose "Partial Conversion" then Column BA (AMOUNT) only will be converted based on selected currency (Column L) and Column BB (TAXES) value (INR) will be added to the converted values.
Note on K100: gepadmin: 1. If you choose "Full Conversion" then Column BA (AMOUNT) and Column BB (TAXES) BOTH values will be convert based on selected Currency in (Column L). 2. If you choose "Partial Conversion" then Column BA (AMOUNT) only will be converted based on selected currency (Column L) and Column BB (TAXES) value (INR) will be added to the converted values.
Note on K102: gepadmin: 1. If you choose "Full Conversion" then Column BA (AMOUNT) and Column BB (TAXES) BOTH values will be convert based on selected Currency in (Column L). 2. If you choose "Partial Conversion" then Column BA (AMOUNT) only will be converted based on selected currency (Column L) and Column BB (TAXES) value (INR) will be added to the converted values.
Note on K104: gepadmin: 1. If you choose "Full Conversion" then Column BA (AMOUNT) and Column BB (TAXES) BOTH values will be convert based on selected Currency in (Column L). 2. If you choose "Partial Conversion" then Column BA (AMOUNT) only will be converted based on selected currency (Column L) and Column BB (TAXES) value (INR) will be added to the converted values.
Note on K106: gepadmin: 1. If you choose "Full Conversion" then Column BA (AMOUNT) and Column BB (TAXES) BOTH values will be convert based on selected Currency in (Column L). 2. If you choose "Partial Conversion" then Column BA (AMOUNT) only will be converted based on selected currency (Column L) and Column BB (TAXES) value (INR) will be added to the converted values.
Note on K108: gepadmin: 1. If you choose "Full Conversion" then Column BA (AMOUNT) and Column BB (TAXES) BOTH values will be convert based on selected Currency in (Column L). 2. If you choose "Partial Conversion" then Column BA (AMOUNT) only will be converted based on selected currency (Column L) and Column BB (TAXES) value (INR) will be added to the converted values.
Note on K111: gepadmin: 1. If you choose "Full Conversion" then Column BA (AMOUNT) and Column BB (TAXES) BOTH values will be convert based on selected Currency in (Column L). 2. If you choose "Partial Conversion" then Column BA (AMOUNT) only will be converted based on selected currency (Column L) and Column BB (TAXES) value (INR) will be added to the converted values.
Note on K113: gepadmin: 1. If you choose "Full Conversion" then Column BA (AMOUNT) and Column BB (TAXES) BOTH values will be convert based on selected Currency in (Column L). 2. If you choose "Partial Conversion" then Column BA (AMOUNT) only will be converted based on selected currency (Column L) and Column BB (TAXES) value (INR) will be added to the converted values.
Note on K115: gepadmin: 1. If you choose "Full Conversion" then Column BA (AMOUNT) and Column BB (TAXES) BOTH values will be convert based on selected Currency in (Column L). 2. If you choose "Partial Conversion" then Column BA (AMOUNT) only will be converted based on selected currency (Column L) and Column BB (TAXES) value (INR) will be added to the converted values.
Note on K117: gepadmin: 1. If you choose "Full Conversion" then Column BA (AMOUNT) and Column BB (TAXES) BOTH values will be convert based on selected Currency in (Column L). 2. If you choose "Partial Conversion" then Column BA (AMOUNT) only will be converted based on selected currency (Column L) and Column BB (TAXES) value (INR) will be added to the converted values.
Note on K119: gepadmin: 1. If you choose "Full Conversion" then Column BA (AMOUNT) and Column BB (TAXES) BOTH values will be convert based on selected Currency in (Column L). 2. If you choose "Partial Conversion" then Column BA (AMOUNT) only will be converted based on selected currency (Column L) and Column BB (TAXES) value (INR) will be added to the converted values.
Note on K121: gepadmin: 1. If you choose "Full Conversion" then Column BA (AMOUNT) and Column BB (TAXES) BOTH values will be convert based on selected Currency in (Column L). 2. If you choose "Partial Conversion" then Column BA (AMOUNT) only will be converted based on selected currency (Column L) and Column BB (TAXES) value (INR) will be added to the converted values.
Note on K123: gepadmin: 1. If you choose "Full Conversion" then Column BA (AMOUNT) and Column BB (TAXES) BOTH values will be convert based on selected Currency in (Column L). 2. If you choose "Partial Conversion" then Column BA (AMOUNT) only will be converted based on selected currency (Column L) and Column BB (TAXES) value (INR) will be added to the converted values.
Note on K125: gepadmin: 1. If you choose "Full Conversion" then Column BA (AMOUNT) and Column BB (TAXES) BOTH values will be convert based on selected Currency in (Column L). 2. If you choose "Partial Conversion" then Column BA (AMOUNT) only will be converted based on selected currency (Column L) and Column BB (TAXES) value (INR) will be added to the converted values.
Note on K126: gepadmin: 1. If you choose "Full Conversion" then Column BA (AMOUNT) and Column BB (TAXES) BOTH values will be convert based on selected Currency in (Column L). 2. If you choose "Partial Conversion" then Column BA (AMOUNT) only will be converted based on selected currency (Column L) and Column BB (TAXES) value (INR) will be added to the converted values.
Note on K128: gepadmin: 1. If you choose "Full Conversion" then Column BA (AMOUNT) and Column BB (TAXES) BOTH values will be convert based on selected Currency in (Column L). 2. If you choose "Partial Conversion" then Column BA (AMOUNT) only will be converted based on selected currency (Column L) and Column BB (TAXES) value (INR) will be added to the converted values.
Note on K130: gepadmin: 1. If you choose "Full Conversion" then Column BA (AMOUNT) and Column BB (TAXES) BOTH values will be convert based on selected Currency in (Column L). 2. If you choose "Partial Conversion" then Column BA (AMOUNT) only will be converted based on selected currency (Column L) and Column BB (TAXES) value (INR) will be added to the converted values.
Note on K133: gepadmin: 1. If you choose "Full Conversion" then Column BA (AMOUNT) and Column BB (TAXES) BOTH values will be convert based on selected Currency in (Column L). 2. If you choose "Partial Conversion" then Column BA (AMOUNT) only will be converted based on selected currency (Column L) and Column BB (TAXES) value (INR) will be added to the converted values.
Note on K134: gepadmin: 1. If you choose "Full Conversion" then Column BA (AMOUNT) and Column BB (TAXES) BOTH values will be convert based on selected Currency in (Column L). 2. If you choose "Partial Conversion" then Column BA (AMOUNT) only will be converted based on selected currency (Column L) and Column BB (TAXES) value (INR) will be added to the converted values.
Note on K137: gepadmin: 1. If you choose "Full Conversion" then Column BA (AMOUNT) and Column BB (TAXES) BOTH values will be convert based on selected Currency in (Column L). 2. If you choose "Partial Conversion" then Column BA (AMOUNT) only will be converted based on selected currency (Column L) and Column BB (TAXES) value (INR) will be added to the converted values.
Note on K138: gepadmin: 1. If you choose "Full Conversion" then Column BA (AMOUNT) and Column BB (TAXES) BOTH values will be convert based on selected Currency in (Column L). 2. If you choose "Partial Conversion" then Column BA (AMOUNT) only will be converted based on selected currency (Column L) and Column BB (TAXES) value (INR) will be added to the converted values.
Note on K139: gepadmin: 1. If you choose "Full Conversion" then Column BA (AMOUNT) and Column BB (TAXES) BOTH values will be convert based on selected Currency in (Column L). 2. If you choose "Partial Conversion" then Column BA (AMOUNT) only will be converted based on selected currency (Column L) and Column BB (TAXES) value (INR) will be added to the converted values.
Note on K141: gepadmin: 1. If you choose "Full Conversion" then Column BA (AMOUNT) and Column BB (TAXES) BOTH values will be convert based on selected Currency in (Column L). 2. If you choose "Partial Conversion" then Column BA (AMOUNT) only will be converted based on selected currency (Column L) and Column BB (TAXES) value (INR) will be added to the converted values.
Note on K143: gepadmin: 1. If you choose "Full Conversion" then Column BA (AMOUNT) and Column BB (TAXES) BOTH values will be convert based on selected Currency in (Column L). 2. If you choose "Partial Conversion" then Column BA (AMOUNT) only will be converted based on selected currency (Column L) and Column BB (TAXES) value (INR) will be added to the converted values.
Note on K144: gepadmin: 1. If you choose "Full Conversion" then Column BA (AMOUNT) and Column BB (TAXES) BOTH values will be convert based on selected Currency in (Column L). 2. If you choose "Partial Conversion" then Column BA (AMOUNT) only will be converted based on selected currency (Column L) and Column BB (TAXES) value (INR) will be added to the converted values.
Note on K146: gepadmin: 1. If you choose "Full Conversion" then Column BA (AMOUNT) and Column BB (TAXES) BOTH values will be convert based on selected Currency in (Column L). 2. If you choose "Partial Conversion" then Column BA (AMOUNT) only will be converted based on selected currency (Column L) and Column BB (TAXES) value (INR) will be added to the converted values.
Note on K147: gepadmin: 1. If you choose "Full Conversion" then Column BA (AMOUNT) and Column BB (TAXES) BOTH values will be convert based on selected Currency in (Column L). 2. If you choose "Partial Conversion" then Column BA (AMOUNT) only will be converted based on selected currency (Column L) and Column BB (TAXES) value (INR) will be added to the converted values.
Note on K149: gepadmin: 1. If you choose "Full Conversion" then Column BA (AMOUNT) and Column BB (TAXES) BOTH values will be convert based on selected Currency in (Column L). 2. If you choose "Partial Conversion" then Column BA (AMOUNT) only will be converted based on selected currency (Column L) and Column BB (TAXES) value (INR) will be added to the converted values.
Note on K151: gepadmin: 1. If you choose "Full Conversion" then Column BA (AMOUNT) and Column BB (TAXES) BOTH values will be convert based on selected Currency in (Column L). 2. If you choose "Partial Conversion" then Column BA (AMOUNT) only will be converted based on selected currency (Column L) and Column BB (TAXES) value (INR) will be added to the converted values.
Note on K152: gepadmin: 1. If you choose "Full Conversion" then Column BA (AMOUNT) and Column BB (TAXES) BOTH values will be convert based on selected Currency in (Column L). 2. If you choose "Partial Conversion" then Column BA (AMOUNT) only will be converted based on selected currency (Column L) and Column BB (TAXES) value (INR) will be added to the converted values.
Note on K153: gepadmin: 1. If you choose "Full Conversion" then Column BA (AMOUNT) and Column BB (TAXES) BOTH values will be convert based on selected Currency in (Column L). 2. If you choose "Partial Conversion" then Column BA (AMOUNT) only will be converted based on selected currency (Column L) and Column BB (TAXES) value (INR) will be added to the converted values.
Note on K156: gepadmin: 1. If you choose "Full Conversion" then Column BA (AMOUNT) and Column BB (TAXES) BOTH values will be convert based on selected Currency in (Column L). 2. If you choose "Partial Conversion" then Column BA (AMOUNT) only will be converted based on selected currency (Column L) and Column BB (TAXES) value (INR) will be added to the converted values.
Note on K157: gepadmin: 1. If you choose "Full Conversion" then Column BA (AMOUNT) and Column BB (TAXES) BOTH values will be convert based on selected Currency in (Column L). 2. If you choose "Partial Conversion" then Column BA (AMOUNT) only will be converted based on selected currency (Column L) and Column BB (TAXES) value (INR) will be added to the converted values.
Note on K160: gepadmin: 1. If you choose "Full Conversion" then Column BA (AMOUNT) and Column BB (TAXES) BOTH values will be convert based on selected Currency in (Column L). 2. If you choose "Partial Conversion" then Column BA (AMOUNT) only will be converted based on selected currency (Column L) and Column BB (TAXES) value (INR) will be added to the converted values.
Note on K162: gepadmin: 1. If you choose "Full Conversion" then Column BA (AMOUNT) and Column BB (TAXES) BOTH values will be convert based on selected Currency in (Column L). 2. If you choose "Partial Conversion" then Column BA (AMOUNT) only will be converted based on selected currency (Column L) and Column BB (TAXES) value (INR) will be added to the converted values.
Note on K163: gepadmin: 1. If you choose "Full Conversion" then Column BA (AMOUNT) and Column BB (TAXES) BOTH values will be convert based on selected Currency in (Column L). 2. If you choose "Partial Conversion" then Column BA (AMOUNT) only will be converted based on selected currency (Column L) and Column BB (TAXES) value (INR) will be added to the converted values.
Note on K164: gepadmin: 1. If you choose "Full Conversion" then Column BA (AMOUNT) and Column BB (TAXES) BOTH values will be convert based on selected Currency in (Column L). 2. If you choose "Partial Conversion" then Column BA (AMOUNT) only will be converted based on selected currency (Column L) and Column BB (TAXES) value (INR) will be added to the converted values.
Note on K165: gepadmin: 1. If you choose "Full Conversion" then Column BA (AMOUNT) and Column BB (TAXES) BOTH values will be convert based on selected Currency in (Column L). 2. If you choose "Partial Conversion" then Column BA (AMOUNT) only will be converted based on selected currency (Column L) and Column BB (TAXES) value (INR) will be added to the converted values.
Note on K167: gepadmin: 1. If you choose "Full Conversion" then Column BA (AMOUNT) and Column BB (TAXES) BOTH values will be convert based on selected Currency in (Column L). 2. If you choose "Partial Conversion" then Column BA (AMOUNT) only will be converted based on selected currency (Column L) and Column BB (TAXES) value (INR) will be added to the converted values.
Note on K168: gepadmin: 1. If you choose "Full Conversion" then Column BA (AMOUNT) and Column BB (TAXES) BOTH values will be convert based on selected Currency in (Column L). 2. If you choose "Partial Conversion" then Column BA (AMOUNT) only will be converted based on selected currency (Column L) and Column BB (TAXES) value (INR) will be added to the converted values.
Note on K169: gepadmin: 1. If you choose "Full Conversion" then Column BA (AMOUNT) and Column BB (TAXES) BOTH values will be convert based on selected Currency in (Column L). 2. If you choose "Partial Conversion" then Column BA (AMOUNT) only will be converted based on selected currency (Column L) and Column BB (TAXES) value (INR) will be added to the converted values.
Note on K171: gepadmin: 1. If you choose "Full Conversion" then Column BA (AMOUNT) and Column BB (TAXES) BOTH values will be convert based on selected Currency in (Column L). 2. If you choose "Partial Conversion" then Column BA (AMOUNT) only will be converted based on selected currency (Column L) and Column BB (TAXES) value (INR) will be added to the converted values.
Note on K172: gepadmin: 1. If you choose "Full Conversion" then Column BA (AMOUNT) and Column BB (TAXES) BOTH values will be convert based on selected Currency in (Column L). 2. If you choose "Partial Conversion" then Column BA (AMOUNT) only will be converted based on selected currency (Column L) and Column BB (TAXES) value (INR) will be added to the converted values.
Note on K173: gepadmin: 1. If you choose "Full Conversion" then Column BA (AMOUNT) and Column BB (TAXES) BOTH values will be convert based on selected Currency in (Column L). 2. If you choose "Partial Conversion" then Column BA (AMOUNT) only will be converted based on selected currency (Column L) and Column BB (TAXES) value (INR) will be added to the converted values.
Note on K174: gepadmin: 1. If you choose "Full Conversion" then Column BA (AMOUNT) and Column BB (TAXES) BOTH values will be convert based on selected Currency in (Column L). 2. If you choose "Partial Conversion" then Column BA (AMOUNT) only will be converted based on selected currency (Column L) and Column BB (TAXES) value (INR) will be added to the converted values.
Note on K175: gepadmin: 1. If you choose "Full Conversion" then Column BA (AMOUNT) and Column BB (TAXES) BOTH values will be convert based on selected Currency in (Column L). 2. If you choose "Partial Conversion" then Column BA (AMOUNT) only will be converted based on selected currency (Column L) and Column BB (TAXES) value (INR) will be added to the converted values.
Note on K176: gepadmin: 1. If you choose "Full Conversion" then Column BA (AMOUNT) and Column BB (TAXES) BOTH values will be convert based on selected Currency in (Column L). 2. If you choose "Partial Conversion" then Column BA (AMOUNT) only will be converted based on selected currency (Column L) and Column BB (TAXES) value (INR) will be added to the converted values.
Note on K177: gepadmin: 1. If you choose "Full Conversion" then Column BA (AMOUNT) and Column BB (TAXES) BOTH values will be convert based on selected Currency in (Column L). 2. If you choose "Partial Conversion" then Column BA (AMOUNT) only will be converted based on selected currency (Column L) and Column BB (TAXES) value (INR) will be added to the converted values.
Note on K179: gepadmin: 1. If you choose "Full Conversion" then Column BA (AMOUNT) and Column BB (TAXES) BOTH values will be convert based on selected Currency in (Column L). 2. If you choose "Partial Conversion" then Column BA (AMOUNT) only will be converted based on selected currency (Column L) and Column BB (TAXES) value (INR) will be added to the converted values.
Note on K180: gepadmin: 1. If you choose "Full Conversion" then Column BA (AMOUNT) and Column BB (TAXES) BOTH values will be convert based on selected Currency in (Column L). 2. If you choose "Partial Conversion" then Column BA (AMOUNT) only will be converted based on selected currency (Column L) and Column BB (TAXES) value (INR) will be added to the converted values.
Note on K182: gepadmin: 1. If you choose "Full Conversion" then Column BA (AMOUNT) and Column BB (TAXES) BOTH values will be convert based on selected Currency in (Column L). 2. If you choose "Partial Conversion" then Column BA (AMOUNT) only will be converted based on selected currency (Column L) and Column BB (TAXES) value (INR) will be added to the converted values.
Note on K184: gepadmin: 1. If you choose "Full Conversion" then Column BA (AMOUNT) and Column BB (TAXES) BOTH values will be convert based on selected Currency in (Column L). 2. If you choose "Partial Conversion" then Column BA (AMOUNT) only will be converted based on selected currency (Column L) and Column BB (TAXES) value (INR) will be added to the converted values.
Note on K185: gepadmin: 1. If you choose "Full Conversion" then Column BA (AMOUNT) and Column BB (TAXES) BOTH values will be convert based on selected Currency in (Column L). 2. If you choose "Partial Conversion" then Column BA (AMOUNT) only will be converted based on selected currency (Column L) and Column BB (TAXES) value (INR) will be added to the converted values.
Note on K186: gepadmin: 1. If you choose "Full Conversion" then Column BA (AMOUNT) and Column BB (TAXES) BOTH values will be convert based on selected Currency in (Column L). 2. If you choose "Partial Conversion" then Column BA (AMOUNT) only will be converted based on selected currency (Column L) and Column BB (TAXES) value (INR) will be added to the converted values.
Note on K187: gepadmin: 1. If you choose "Full Conversion" then Column BA (AMOUNT) and Column BB (TAXES) BOTH values will be convert based on selected Currency in (Column L). 2. If you choose "Partial Conversion" then Column BA (AMOUNT) only will be converted based on selected currency (Column L) and Column BB (TAXES) value (INR) will be added to the converted values.
Note on K188: gepadmin: 1. If you choose "Full Conversion" then Column BA (AMOUNT) and Column BB (TAXES) BOTH values will be convert based on selected Currency in (Column L). 2. If you choose "Partial Conversion" then Column BA (AMOUNT) only will be converted based on selected currency (Column L) and Column BB (TAXES) value (INR) will be added to the converted values.
Note on K189: gepadmin: 1. If you choose "Full Conversion" then Column BA (AMOUNT) and Column BB (TAXES) BOTH values will be convert based on selected Currency in (Column L). 2. If you choose "Partial Conversion" then Column BA (AMOUNT) only will be converted based on selected currency (Column L) and Column BB (TAXES) value (INR) will be added to the converted values.
Note on K190: gepadmin: 1. If you choose "Full Conversion" then Column BA (AMOUNT) and Column BB (TAXES) BOTH values will be convert based on selected Currency in (Column L). 2. If you choose "Partial Conversion" then Column BA (AMOUNT) only will be converted based on selected currency (Column L) and Column BB (TAXES) value (INR) will be added to the converted values.
Note on K192: gepadmin: 1. If you choose "Full Conversion" then Column BA (AMOUNT) and Column BB (TAXES) BOTH values will be convert based on selected Currency in (Column L). 2. If you choose "Partial Conversion" then Column BA (AMOUNT) only will be converted based on selected currency (Column L) and Column BB (TAXES) value (INR) will be added to the converted values.
Note on K193: gepadmin: 1. If you choose "Full Conversion" then Column BA (AMOUNT) and Column BB (TAXES) BOTH values will be convert based on selected Currency in (Column L). 2. If you choose "Partial Conversion" then Column BA (AMOUNT) only will be converted based on selected currency (Column L) and Column BB (TAXES) value (INR) will be added to the converted values.
Note on K195: gepadmin: 1. If you choose "Full Conversion" then Column BA (AMOUNT) and Column BB (TAXES) BOTH values will be convert based on selected Currency in (Column L). 2. If you choose "Partial Conversion" then Column BA (AMOUNT) only will be converted based on selected currency (Column L) and Column BB (TAXES) value (INR) will be added to the converted values.
Note on K197: gepadmin: 1. If you choose "Full Conversion" then Column BA (AMOUNT) and Column BB (TAXES) BOTH values will be convert based on selected Currency in (Column L). 2. If you choose "Partial Conversion" then Column BA (AMOUNT) only will be converted based on selected currency (Column L) and Column BB (TAXES) value (INR) will be added to the converted values.
Note on K199: gepadmin: 1. If you choose "Full Conversion" then Column BA (AMOUNT) and Column BB (TAXES) BOTH values will be convert based on selected Currency in (Column L). 2. If you choose "Partial Conversion" then Column BA (AMOUNT) only will be converted based on selected currency (Column L) and Column BB (TAXES) value (INR) will be added to the converted values.
Note on K200: gepadmin: 1. If you choose "Full Conversion" then Column BA (AMOUNT) and Column BB (TAXES) BOTH values will be convert based on selected Currency in (Column L). 2. If you choose "Partial Conversion" then Column BA (AMOUNT) only will be converted based on selected currency (Column L) and Column BB (TAXES) value (INR) will be added to the converted values.
Note on K201: gepadmin: 1. If you choose "Full Conversion" then Column BA (AMOUNT) and Column BB (TAXES) BOTH values will be convert based on selected Currency in (Column L). 2. If you choose "Partial Conversion" then Column BA (AMOUNT) only will be converted based on selected currency (Column L) and Column BB (TAXES) value (INR) will be added to the converted values.
Note on K202: gepadmin: 1. If you choose "Full Conversion" then Column BA (AMOUNT) and Column BB (TAXES) BOTH values will be convert based on selected Currency in (Column L). 2. If you choose "Partial Conversion" then Column BA (AMOUNT) only will be converted based on selected currency (Column L) and Column BB (TAXES) value (INR) will be added to the converted values.
Note on K203: gepadmin: 1. If you choose "Full Conversion" then Column BA (AMOUNT) and Column BB (TAXES) BOTH values will be convert based on selected Currency in (Column L). 2. If you choose "Partial Conversion" then Column BA (AMOUNT) only will be converted based on selected currency (Column L) and Column BB (TAXES) value (INR) will be added to the converted values.
Note on K205: gepadmin: 1. If you choose "Full Conversion" then Column BA (AMOUNT) and Column BB (TAXES) BOTH values will be convert based on selected Currency in (Column L). 2. If you choose "Partial Conversion" then Column BA (AMOUNT) only will be converted based on selected currency (Column L) and Column BB (TAXES) value (INR) will be added to the converted values.
Note on K206: gepadmin: 1. If you choose "Full Conversion" then Column BA (AMOUNT) and Column BB (TAXES) BOTH values will be convert based on selected Currency in (Column L). 2. If you choose "Partial Conversion" then Column BA (AMOUNT) only will be converted based on selected currency (Column L) and Column BB (TAXES) value (INR) will be added to the converted values.
Note on K207: gepadmin: 1. If you choose "Full Conversion" then Column BA (AMOUNT) and Column BB (TAXES) BOTH values will be convert based on selected Currency in (Column L). 2. If you choose "Partial Conversion" then Column BA (AMOUNT) only will be converted based on selected currency (Column L) and Column BB (TAXES) value (INR) will be added to the converted values.
Note on K208: gepadmin: 1. If you choose "Full Conversion" then Column BA (AMOUNT) and Column BB (TAXES) BOTH values will be convert based on selected Currency in (Column L). 2. If you choose "Partial Conversion" then Column BA (AMOUNT) only will be converted based on selected currency (Column L) and Column BB (TAXES) value (INR) will be added to the converted values.
Note on K209: gepadmin: 1. If you choose "Full Conversion" then Column BA (AMOUNT) and Column BB (TAXES) BOTH values will be convert based on selected Currency in (Column L). 2. If you choose "Partial Conversion" then Column BA (AMOUNT) only will be converted based on selected currency (Column L) and Column BB (TAXES) value (INR) will be added to the converted values.
Note on K210: gepadmin: 1. If you choose "Full Conversion" then Column BA (AMOUNT) and Column BB (TAXES) BOTH values will be convert based on selected Currency in (Column L). 2. If you choose "Partial Conversion" then Column BA (AMOUNT) only will be converted based on selected currency (Column L) and Column BB (TAXES) value (INR) will be added to the converted values.
Note on K212: gepadmin: 1. If you choose "Full Conversion" then Column BA (AMOUNT) and Column BB (TAXES) BOTH values will be convert based on selected Currency in (Column L). 2. If you choose "Partial Conversion" then Column BA (AMOUNT) only will be converted based on selected currency (Column L) and Column BB (TAXES) value (INR) will be added to the converted values.
Note on K213: gepadmin: 1. If you choose "Full Conversion" then Column BA (AMOUNT) and Column BB (TAXES) BOTH values will be convert based on selected Currency in (Column L). 2. If you choose "Partial Conversion" then Column BA (AMOUNT) only will be converted based on selected currency (Column L) and Column BB (TAXES) value (INR) will be added to the converted values.
Note on K214: gepadmin: 1. If you choose "Full Conversion" then Column BA (AMOUNT) and Column BB (TAXES) BOTH values will be convert based on selected Currency in (Column L). 2. If you choose "Partial Conversion" then Column BA (AMOUNT) only will be converted based on selected currency (Column L) and Column BB (TAXES) value (INR) will be added to the converted values.
Note on K215: gepadmin: 1. If you choose "Full Conversion" then Column BA (AMOUNT) and Column BB (TAXES) BOTH values will be convert based on selected Currency in (Column L). 2. If you choose "Partial Conversion" then Column BA (AMOUNT) only will be converted based on selected currency (Column L) and Column BB (TAXES) value (INR) will be added to the converted values.
Note on K216: gepadmin: 1. If you choose "Full Conversion" then Column BA (AMOUNT) and Column BB (TAXES) BOTH values will be convert based on selected Currency in (Column L). 2. If you choose "Partial Conversion" then Column BA (AMOUNT) only will be converted based on selected currency (Column L) and Column BB (TAXES) value (INR) will be added to the converted values.
Note on K219: gepadmin: 1. If you choose "Full Conversion" then Column BA (AMOUNT) and Column BB (TAXES) BOTH values will be convert based on selected Currency in (Column L). 2. If you choose "Partial Conversion" then Column BA (AMOUNT) only will be converted based on selected currency (Column L) and Column BB (TAXES) value (INR) will be added to the converted values.
Note on K221: gepadmin: 1. If you choose "Full Conversion" then Column BA (AMOUNT) and Column BB (TAXES) BOTH values will be convert based on selected Currency in (Column L). 2. If you choose "Partial Conversion" then Column BA (AMOUNT) only will be converted based on selected currency (Column L) and Column BB (TAXES) value (INR) will be added to the converted values.
Note on K223: gepadmin: 1. If you choose "Full Conversion" then Column BA (AMOUNT) and Column BB (TAXES) BOTH values will be convert based on selected Currency in (Column L). 2. If you choose "Partial Conversion" then Column BA (AMOUNT) only will be converted based on selected currency (Column L) and Column BB (TAXES) value (INR) will be added to the converted values.
Note on K225: gepadmin: 1. If you choose "Full Conversion" then Column BA (AMOUNT) and Column BB (TAXES) BOTH values will be convert based on selected Currency in (Column L). 2. If you choose "Partial Conversion" then Column BA (AMOUNT) only will be converted based on selected currency (Column L) and Column BB (TAXES) value (INR) will be added to the converted values.
Note on K227: gepadmin: 1. If you choose "Full Conversion" then Column BA (AMOUNT) and Column BB (TAXES) BOTH values will be convert based on selected Currency in (Column L). 2. If you choose "Partial Conversion" then Column BA (AMOUNT) only will be converted based on selected currency (Column L) and Column BB (TAXES) value (INR) will be added to the converted values.
Note on K229: gepadmin: 1. If you choose "Full Conversion" then Column BA (AMOUNT) and Column BB (TAXES) BOTH values will be convert based on selected Currency in (Column L). 2. If you choose "Partial Conversion" then Column BA (AMOUNT) only will be converted based on selected currency (Column L) and Column BB (TAXES) value (INR) will be added to the converted values.
Note on K231: gepadmin: 1. If you choose "Full Conversion" then Column BA (AMOUNT) and Column BB (TAXES) BOTH values will be convert based on selected Currency in (Column L). 2. If you choose "Partial Conversion" then Column BA (AMOUNT) only will be converted based on selected currency (Column L) and Column BB (TAXES) value (INR) will be added to the converted values.
Note on K233: gepadmin: 1. If you choose "Full Conversion" then Column BA (AMOUNT) and Column BB (TAXES) BOTH values will be convert based on selected Currency in (Column L). 2. If you choose "Partial Conversion" then Column BA (AMOUNT) only will be converted based on selected currency (Column L) and Column BB (TAXES) value (INR) will be added to the converted values.
Note on K235: gepadmin: 1. If you choose "Full Conversion" then Column BA (AMOUNT) and Column BB (TAXES) BOTH values will be convert based on selected Currency in (Column L). 2. If you choose "Partial Conversion" then Column BA (AMOUNT) only will be converted based on selected currency (Column L) and Column BB (TAXES) value (INR) will be added to the converted values.
Note on K236: gepadmin: 1. If you choose "Full Conversion" then Column BA (AMOUNT) and Column BB (TAXES) BOTH values will be convert based on selected Currency in (Column L). 2. If you choose "Partial Conversion" then Column BA (AMOUNT) only will be converted based on selected currency (Column L) and Column BB (TAXES) value (INR) will be added to the converted values.
Note on K237: gepadmin: 1. If you choose "Full Conversion" then Column BA (AMOUNT) and Column BB (TAXES) BOTH values will be convert based on selected Currency in (Column L). 2. If you choose "Partial Conversion" then Column BA (AMOUNT) only will be converted based on selected currency (Column L) and Column BB (TAXES) value (INR) will be added to the converted values.
Note on K239: gepadmin: 1. If you choose "Full Conversion" then Column BA (AMOUNT) and Column BB (TAXES) BOTH values will be convert based on selected Currency in (Column L). 2. If you choose "Partial Conversion" then Column BA (AMOUNT) only will be converted based on selected currency (Column L) and Column BB (TAXES) value (INR) will be added to the converted values.
Note on K240: gepadmin: 1. If you choose "Full Conversion" then Column BA (AMOUNT) and Column BB (TAXES) BOTH values will be convert based on selected Currency in (Column L). 2. If you choose "Partial Conversion" then Column BA (AMOUNT) only will be converted based on selected currency (Column L) and Column BB (TAXES) value (INR) will be added to the converted values.
Note on K241: gepadmin: 1. If you choose "Full Conversion" then Column BA (AMOUNT) and Column BB (TAXES) BOTH values will be convert based on selected Currency in (Column L). 2. If you choose "Partial Conversion" then Column BA (AMOUNT) only will be converted based on selected currency (Column L) and Column BB (TAXES) value (INR) will be added to the converted values.
Note on K242: gepadmin: 1. If you choose "Full Conversion" then Column BA (AMOUNT) and Column BB (TAXES) BOTH values will be convert based on selected Currency in (Column L). 2. If you choose "Partial Conversion" then Column BA (AMOUNT) only will be converted based on selected currency (Column L) and Column BB (TAXES) value (INR) will be added to the converted values.
Note on K243: gepadmin: 1. If you choose "Full Conversion" then Column BA (AMOUNT) and Column BB (TAXES) BOTH values will be convert based on selected Currency in (Column L). 2. If you choose "Partial Conversion" then Column BA (AMOUNT) only will be converted based on selected currency (Column L) and Column BB (TAXES) value (INR) will be added to the converted values.
Note on K244: gepadmin: 1. If you choose "Full Conversion" then Column BA (AMOUNT) and Column BB (TAXES) BOTH values will be convert based on selected Currency in (Column L). 2. If you choose "Partial Conversion" then Column BA (AMOUNT) only will be converted based on selected currency (Column L) and Column BB (TAXES) value (INR) will be added to the converted values.
Note on K245: gepadmin: 1. If you choose "Full Conversion" then Column BA (AMOUNT) and Column BB (TAXES) BOTH values will be convert based on selected Currency in (Column L). 2. If you choose "Partial Conversion" then Column BA (AMOUNT) only will be converted based on selected currency (Column L) and Column BB (TAXES) value (INR) will be added to the converted values.
Note on K247: gepadmin: 1. If you choose "Full Conversion" then Column BA (AMOUNT) and Column BB (TAXES) BOTH values will be convert based on selected Currency in (Column L). 2. If you choose "Partial Conversion" then Column BA (AMOUNT) only will be converted based on selected currency (Column L) and Column BB (TAXES) value (INR) will be added to the converted values.
Note on K248: gepadmin: 1. If you choose "Full Conversion" then Column BA (AMOUNT) and Column BB (TAXES) BOTH values will be convert based on selected Currency in (Column L). 2. If you choose "Partial Conversion" then Column BA (AMOUNT) only will be converted based on selected currency (Column L) and Column BB (TAXES) value (INR) will be added to the converted values.
Note on K249: gepadmin: 1. If you choose "Full Conversion" then Column BA (AMOUNT) and Column BB (TAXES) BOTH values will be convert based on selected Currency in (Column L). 2. If you choose "Partial Conversion" then Column BA (AMOUNT) only will be converted based on selected currency (Column L) and Column BB (TAXES) value (INR) will be added to the converted values.
Note on K250: gepadmin: 1. If you choose "Full Conversion" then Column BA (AMOUNT) and Column BB (TAXES) BOTH values will be convert based on selected Currency in (Column L). 2. If you choose "Partial Conversion" then Column BA (AMOUNT) only will be converted based on selected currency (Column L) and Column BB (TAXES) value (INR) will be added to the converted values.
Note on K251: gepadmin: 1. If you choose "Full Conversion" then Column BA (AMOUNT) and Column BB (TAXES) BOTH values will be convert based on selected Currency in (Column L). 2. If you choose "Partial Conversion" then Column BA (AMOUNT) only will be converted based on selected currency (Column L) and Column BB (TAXES) value (INR) will be added to the converted values.
Note on K252: gepadmin: 1. If you choose "Full Conversion" then Column BA (AMOUNT) and Column BB (TAXES) BOTH values will be convert based on selected Currency in (Column L). 2. If you choose "Partial Conversion" then Column BA (AMOUNT) only will be converted based on selected currency (Column L) and Column BB (TAXES) value (INR) will be added to the converted values.
Note on K253: gepadmin: 1. If you choose "Full Conversion" then Column BA (AMOUNT) and Column BB (TAXES) BOTH values will be convert based on selected Currency in (Column L). 2. If you choose "Partial Conversion" then Column BA (AMOUNT) only will be converted based on selected currency (Column L) and Column BB (TAXES) value (INR) will be added to the converted values.
Note on K255: gepadmin: 1. If you choose "Full Conversion" then Column BA (AMOUNT) and Column BB (TAXES) BOTH values will be convert based on selected Currency in (Column L). 2. If you choose "Partial Conversion" then Column BA (AMOUNT) only will be converted based on selected currency (Column L) and Column BB (TAXES) value (INR) will be added to the converted values.
Note on K256: gepadmin: 1. If you choose "Full Conversion" then Column BA (AMOUNT) and Column BB (TAXES) BOTH values will be convert based on selected Currency in (Column L). 2. If you choose "Partial Conversion" then Column BA (AMOUNT) only will be converted based on selected currency (Column L) and Column BB (TAXES) value (INR) will be added to the converted values.
Note on K257: gepadmin: 1. If you choose "Full Conversion" then Column BA (AMOUNT) and Column BB (TAXES) BOTH values will be convert based on selected Currency in (Column L). 2. If you choose "Partial Conversion" then Column BA (AMOUNT) only will be converted based on selected currency (Column L) and Column BB (TAXES) value (INR) will be added to the converted values.
Note on K258: gepadmin: 1. If you choose "Full Conversion" then Column BA (AMOUNT) and Column BB (TAXES) BOTH values will be convert based on selected Currency in (Column L). 2. If you choose "Partial Conversion" then Column BA (AMOUNT) only will be converted based on selected currency (Column L) and Column BB (TAXES) value (INR) will be added to the converted values.
Note on K259: gepadmin: 1. If you choose "Full Conversion" then Column BA (AMOUNT) and Column BB (TAXES) BOTH values will be convert based on selected Currency in (Column L). 2. If you choose "Partial Conversion" then Column BA (AMOUNT) only will be converted based on selected currency (Column L) and Column BB (TAXES) value (INR) will be added to the converted values.
Note on K260: gepadmin: 1. If you choose "Full Conversion" then Column BA (AMOUNT) and Column BB (TAXES) BOTH values will be convert based on selected Currency in (Column L). 2. If you choose "Partial Conversion" then Column BA (AMOUNT) only will be converted based on selected currency (Column L) and Column BB (TAXES) value (INR) will be added to the converted values.
Note on K262: gepadmin: 1. If you choose "Full Conversion" then Column BA (AMOUNT) and Column BB (TAXES) BOTH values will be convert based on selected Currency in (Column L). 2. If you choose "Partial Conversion" then Column BA (AMOUNT) only will be converted based on selected currency (Column L) and Column BB (TAXES) value (INR) will be added to the converted values.
Note on K263: gepadmin: 1. If you choose "Full Conversion" then Column BA (AMOUNT) and Column BB (TAXES) BOTH values will be convert based on selected Currency in (Column L). 2. If you choose "Partial Conversion" then Column BA (AMOUNT) only will be converted based on selected currency (Column L) and Column BB (TAXES) value (INR) will be added to the converted values.
Note on K264: gepadmin: 1. If you choose "Full Conversion" then Column BA (AMOUNT) and Column BB (TAXES) BOTH values will be convert based on selected Currency in (Column L). 2. If you choose "Partial Conversion" then Column BA (AMOUNT) only will be converted based on selected currency (Column L) and Column BB (TAXES) value (INR) will be added to the converted values.
Note on K265: gepadmin: 1. If you choose "Full Conversion" then Column BA (AMOUNT) and Column BB (TAXES) BOTH values will be convert based on selected Currency in (Column L). 2. If you choose "Partial Conversion" then Column BA (AMOUNT) only will be converted based on selected currency (Column L) and Column BB (TAXES) value (INR) will be added to the converted values.
Note on K266: gepadmin: 1. If you choose "Full Conversion" then Column BA (AMOUNT) and Column BB (TAXES) BOTH values will be convert based on selected Currency in (Column L). 2. If you choose "Partial Conversion" then Column BA (AMOUNT) only will be converted based on selected currency (Column L) and Column BB (TAXES) value (INR) will be added to the converted values.
Note on K267: gepadmin: 1. If you choose "Full Conversion" then Column BA (AMOUNT) and Column BB (TAXES) BOTH values will be convert based on selected Currency in (Column L). 2. If you choose "Partial Conversion" then Column BA (AMOUNT) only will be converted based on selected currency (Column L) and Column BB (TAXES) value (INR) will be added to the converted values.
Note on K269: gepadmin: 1. If you choose "Full Conversion" then Column BA (AMOUNT) and Column BB (TAXES) BOTH values will be convert based on selected Currency in (Column L). 2. If you choose "Partial Conversion" then Column BA (AMOUNT) only will be converted based on selected currency (Column L) and Column BB (TAXES) value (INR) will be added to the converted values.
Note on K271: gepadmin: 1. If you choose "Full Conversion" then Column BA (AMOUNT) and Column BB (TAXES) BOTH values will be convert based on selected Currency in (Column L). 2. If you choose "Partial Conversion" then Column BA (AMOUNT) only will be converted based on selected currency (Column L) and Column BB (TAXES) value (INR) will be added to the converted values.
Note on K273: gepadmin: 1. If you choose "Full Conversion" then Column BA (AMOUNT) and Column BB (TAXES) BOTH values will be convert based on selected Currency in (Column L). 2. If you choose "Partial Conversion" then Column BA (AMOUNT) only will be converted based on selected currency (Column L) and Column BB (TAXES) value (INR) will be added to the converted values.
Note on K275: gepadmin: 1. If you choose "Full Conversion" then Column BA (AMOUNT) and Column BB (TAXES) BOTH values will be convert based on selected Currency in (Column L). 2. If you choose "Partial Conversion" then Column BA (AMOUNT) only will be converted based on selected currency (Column L) and Column BB (TAXES) value (INR) will be added to the converted values.
Note on K276: gepadmin: 1. If you choose "Full Conversion" then Column BA (AMOUNT) and Column BB (TAXES) BOTH values will be convert based on selected Currency in (Column L). 2. If you choose "Partial Conversion" then Column BA (AMOUNT) only will be converted based on selected currency (Column L) and Column BB (TAXES) value (INR) will be added to the converted values.
Note on K277: gepadmin: 1. If you choose "Full Conversion" then Column BA (AMOUNT) and Column BB (TAXES) BOTH values will be convert based on selected Currency in (Column L). 2. If you choose "Partial Conversion" then Column BA (AMOUNT) only will be converted based on selected currency (Column L) and Column BB (TAXES) value (INR) will be added to the converted values.
Note on K278: gepadmin: 1. If you choose "Full Conversion" then Column BA (AMOUNT) and Column BB (TAXES) BOTH values will be convert based on selected Currency in (Column L). 2. If you choose "Partial Conversion" then Column BA (AMOUNT) only will be converted based on selected currency (Column L) and Column BB (TAXES) value (INR) will be added to the converted values.
Note on K280: gepadmin: 1. If you choose "Full Conversion" then Column BA (AMOUNT) and Column BB (TAXES) BOTH values will be convert based on selected Currency in (Column L). 2. If you choose "Partial Conversion" then Column BA (AMOUNT) only will be converted based on selected currency (Column L) and Column BB (TAXES) value (INR) will be added to the converted values.
Note on K281: gepadmin: 1. If you choose "Full Conversion" then Column BA (AMOUNT) and Column BB (TAXES) BOTH values will be convert based on selected Currency in (Column L). 2. If you choose "Partial Conversion" then Column BA (AMOUNT) only will be converted based on selected currency (Column L) and Column BB (TAXES) value (INR) will be added to the converted values.
Note on K283: gepadmin: 1. If you choose "Full Conversion" then Column BA (AMOUNT) and Column BB (TAXES) BOTH values will be convert based on selected Currency in (Column L). 2. If you choose "Partial Conversion" then Column BA (AMOUNT) only will be converted based on selected currency (Column L) and Column BB (TAXES) value (INR) will be added to the converted values.
Note on K286: gepadmin: 1. If you choose "Full Conversion" then Column BA (AMOUNT) and Column BB (TAXES) BOTH values will be convert based on selected Currency in (Column L). 2. If you choose "Partial Conversion" then Column BA (AMOUNT) only will be converted based on selected currency (Column L) and Column BB (TAXES) value (INR) will be added to the converted values.
Note on K287: gepadmin: 1. If you choose "Full Conversion" then Column BA (AMOUNT) and Column BB (TAXES) BOTH values will be convert based on selected Currency in (Column L). 2. If you choose "Partial Conversion" then Column BA (AMOUNT) only will be converted based on selected currency (Column L) and Column BB (TAXES) value (INR) will be added to the converted values.
Note on K288: gepadmin: 1. If you choose "Full Conversion" then Column BA (AMOUNT) and Column BB (TAXES) BOTH values will be convert based on selected Currency in (Column L). 2. If you choose "Partial Conversion" then Column BA (AMOUNT) only will be converted based on selected currency (Column L) and Column BB (TAXES) value (INR) will be added to the converted values.
Note on K289: gepadmin: 1. If you choose "Full Conversion" then Column BA (AMOUNT) and Column BB (TAXES) BOTH values will be convert based on selected Currency in (Column L). 2. If you choose "Partial Conversion" then Column BA (AMOUNT) only will be converted based on selected currency (Column L) and Column BB (TAXES) value (INR) will be added to the converted values.
Note on K290: gepadmin: 1. If you choose "Full Conversion" then Column BA (AMOUNT) and Column BB (TAXES) BOTH values will be convert based on selected Currency in (Column L). 2. If you choose "Partial Conversion" then Column BA (AMOUNT) only will be converted based on selected currency (Column L) and Column BB (TAXES) value (INR) will be added to the converted values.
Note on K292: gepadmin: 1. If you choose "Full Conversion" then Column BA (AMOUNT) and Column BB (TAXES) BOTH values will be convert based on selected Currency in (Column L). 2. If you choose "Partial Conversion" then Column BA (AMOUNT) only will be converted based on selected currency (Column L) and Column BB (TAXES) value (INR) will be added to the converted values.
Note on K293: gepadmin: 1. If you choose "Full Conversion" then Column BA (AMOUNT) and Column BB (TAXES) BOTH values will be convert based on selected Currency in (Column L). 2. If you choose "Partial Conversion" then Column BA (AMOUNT) only will be converted based on selected currency (Column L) and Column BB (TAXES) value (INR) will be added to the converted values.
Note on K294: gepadmin: 1. If you choose "Full Conversion" then Column BA (AMOUNT) and Column BB (TAXES) BOTH values will be convert based on selected Currency in (Column L). 2. If you choose "Partial Conversion" then Column BA (AMOUNT) only will be converted based on selected currency (Column L) and Column BB (TAXES) value (INR) will be added to the converted values.
Note on K295: gepadmin: 1. If you choose "Full Conversion" then Column BA (AMOUNT) and Column BB (TAXES) BOTH values will be convert based on selected Currency in (Column L). 2. If you choose "Partial Conversion" then Column BA (AMOUNT) only will be converted based on selected currency (Column L) and Column BB (TAXES) value (INR) will be added to the converted values.
Note on K297: gepadmin: 1. If you choose "Full Conversion" then Column BA (AMOUNT) and Column BB (TAXES) BOTH values will be convert based on selected Currency in (Column L). 2. If you choose "Partial Conversion" then Column BA (AMOUNT) only will be converted based on selected currency (Column L) and Column BB (TAXES) value (INR) will be added to the converted values.
Note on K299: gepadmin: 1. If you choose "Full Conversion" then Column BA (AMOUNT) and Column BB (TAXES) BOTH values will be convert based on selected Currency in (Column L). 2. If you choose "Partial Conversion" then Column BA (AMOUNT) only will be converted based on selected currency (Column L) and Column BB (TAXES) value (INR) will be added to the converted values.
Note on K300: gepadmin: 1. If you choose "Full Conversion" then Column BA (AMOUNT) and Column BB (TAXES) BOTH values will be convert based on selected Currency in (Column L). 2. If you choose "Partial Conversion" then Column BA (AMOUNT) only will be converted based on selected currency (Column L) and Column BB (TAXES) value (INR) will be added to the converted values.
Note on K301: gepadmin: 1. If you choose "Full Conversion" then Column BA (AMOUNT) and Column BB (TAXES) BOTH values will be convert based on selected Currency in (Column L). 2. If you choose "Partial Conversion" then Column BA (AMOUNT) only will be converted based on selected currency (Column L) and Column BB (TAXES) value (INR) will be added to the converted values.
Note on K302: gepadmin: 1. If you choose "Full Conversion" then Column BA (AMOUNT) and Column BB (TAXES) BOTH values will be convert based on selected Currency in (Column L). 2. If you choose "Partial Conversion" then Column BA (AMOUNT) only will be converted based on selected currency (Column L) and Column BB (TAXES) value (INR) will be added to the converted values.
Note on K303: gepadmin: 1. If you choose "Full Conversion" then Column BA (AMOUNT) and Column BB (TAXES) BOTH values will be convert based on selected Currency in (Column L). 2. If you choose "Partial Conversion" then Column BA (AMOUNT) only will be converted based on selected currency (Column L) and Column BB (TAXES) value (INR) will be added to the converted values.
Note on K306: gepadmin: 1. If you choose "Full Conversion" then Column BA (AMOUNT) and Column BB (TAXES) BOTH values will be convert based on selected Currency in (Column L). 2. If you choose "Partial Conversion" then Column BA (AMOUNT) only will be converted based on selected currency (Column L) and Column BB (TAXES) value (INR) will be added to the converted values.
Note on K308: gepadmin: 1. If you choose "Full Conversion" then Column BA (AMOUNT) and Column BB (TAXES) BOTH values will be convert based on selected Currency in (Column L). 2. If you choose "Partial Conversion" then Column BA (AMOUNT) only will be converted based on selected currency (Column L) and Column BB (TAXES) value (INR) will be added to the converted values.
Note on K311: gepadmin: 1. If you choose "Full Conversion" then Column BA (AMOUNT) and Column BB (TAXES) BOTH values will be convert based on selected Currency in (Column L). 2. If you choose "Partial Conversion" then Column BA (AMOUNT) only will be converted based on selected currency (Column L) and Column BB (TAXES) value (INR) will be added to the converted values.
Note on K313: gepadmin: 1. If you choose "Full Conversion" then Column BA (AMOUNT) and Column BB (TAXES) BOTH values will be convert based on selected Currency in (Column L). 2. If you choose "Partial Conversion" then Column BA (AMOUNT) only will be converted based on selected currency (Column L) and Column BB (TAXES) value (INR) will be added to the converted values.
Note on K314: gepadmin: 1. If you choose "Full Conversion" then Column BA (AMOUNT) and Column BB (TAXES) BOTH values will be convert based on selected Currency in (Column L). 2. If you choose "Partial Conversion" then Column BA (AMOUNT) only will be converted based on selected currency (Column L) and Column BB (TAXES) value (INR) will be added to the converted values.
Note on K317: gepadmin: 1. If you choose "Full Conversion" then Column BA (AMOUNT) and Column BB (TAXES) BOTH values will be convert based on selected Currency in (Column L). 2. If you choose "Partial Conversion" then Column BA (AMOUNT) only will be converted based on selected currency (Column L) and Column BB (TAXES) value (INR) will be added to the converted values.
Note on K319: gepadmin: 1. If you choose "Full Conversion" then Column BA (AMOUNT) and Column BB (TAXES) BOTH values will be convert based on selected Currency in (Column L). 2. If you choose "Partial Conversion" then Column BA (AMOUNT) only will be converted based on selected currency (Column L) and Column BB (TAXES) value (INR) will be added to the converted values.
Note on K321: gepadmin: 1. If you choose "Full Conversion" then Column BA (AMOUNT) and Column BB (TAXES) BOTH values will be convert based on selected Currency in (Column L). 2. If you choose "Partial Conversion" then Column BA (AMOUNT) only will be converted based on selected currency (Column L) and Column BB (TAXES) value (INR) will be added to the converted values.
Note on K323: gepadmin: 1. If you choose "Full Conversion" then Column BA (AMOUNT) and Column BB (TAXES) BOTH values will be convert based on selected Currency in (Column L). 2. If you choose "Partial Conversion" then Column BA (AMOUNT) only will be converted based on selected currency (Column L) and Column BB (TAXES) value (INR) will be added to the converted values.
Note on K324: gepadmin: 1. If you choose "Full Conversion" then Column BA (AMOUNT) and Column BB (TAXES) BOTH values will be convert based on selected Currency in (Column L). 2. If you choose "Partial Conversion" then Column BA (AMOUNT) only will be converted based on selected currency (Column L) and Column BB (TAXES) value (INR) will be added to the converted values.
Note on K325: gepadmin: 1. If you choose "Full Conversion" then Column BA (AMOUNT) and Column BB (TAXES) BOTH values will be convert based on selected Currency in (Column L). 2. If you choose "Partial Conversion" then Column BA (AMOUNT) only will be converted based on selected currency (Column L) and Column BB (TAXES) value (INR) will be added to the converted values.
Note on K327: gepadmin: 1. If you choose "Full Conversion" then Column BA (AMOUNT) and Column BB (TAXES) BOTH values will be convert based on selected Currency in (Column L). 2. If you choose "Partial Conversion" then Column BA (AMOUNT) only will be converted based on selected currency (Column L) and Column BB (TAXES) value (INR) will be added to the converted values.
Note on K328: gepadmin: 1. If you choose "Full Conversion" then Column BA (AMOUNT) and Column BB (TAXES) BOTH values will be convert based on selected Currency in (Column L). 2. If you choose "Partial Conversion" then Column BA (AMOUNT) only will be converted based on selected currency (Column L) and Column BB (TAXES) value (INR) will be added to the converted values.
Note on K330: gepadmin: 1. If you choose "Full Conversion" then Column BA (AMOUNT) and Column BB (TAXES) BOTH values will be convert based on selected Currency in (Column L). 2. If you choose "Partial Conversion" then Column BA (AMOUNT) only will be converted based on selected currency (Column L) and Column BB (TAXES) value (INR) will be added to the converted values.
Note on K331: gepadmin: 1. If you choose "Full Conversion" then Column BA (AMOUNT) and Column BB (TAXES) BOTH values will be convert based on selected Currency in (Column L). 2. If you choose "Partial Conversion" then Column BA (AMOUNT) only will be converted based on selected currency (Column L) and Column BB (TAXES) value (INR) will be added to the converted values.
Note on K332: gepadmin: 1. If you choose "Full Conversion" then Column BA (AMOUNT) and Column BB (TAXES) BOTH values will be convert based on selected Currency in (Column L). 2. If you choose "Partial Conversion" then Column BA (AMOUNT) only will be converted based on selected currency (Column L) and Column BB (TAXES) value (INR) will be added to the converted values.
Note on K334: gepadmin: 1. If you choose "Full Conversion" then Column BA (AMOUNT) and Column BB (TAXES) BOTH values will be convert based on selected Currency in (Column L). 2. If you choose "Partial Conversion" then Column BA (AMOUNT) only will be converted based on selected currency (Column L) and Column BB (TAXES) value (INR) will be added to the converted values.
Note on K336: gepadmin: 1. If you choose "Full Conversion" then Column BA (AMOUNT) and Column BB (TAXES) BOTH values will be convert based on selected Currency in (Column L). 2. If you choose "Partial Conversion" then Column BA (AMOUNT) only will be converted based on selected currency (Column L) and Column BB (TAXES) value (INR) will be added to the converted values.
Note on K337: gepadmin: 1. If you choose "Full Conversion" then Column BA (AMOUNT) and Column BB (TAXES) BOTH values will be convert based on selected Currency in (Column L). 2. If you choose "Partial Conversion" then Column BA (AMOUNT) only will be converted based on selected currency (Column L) and Column BB (TAXES) value (INR) will be added to the converted values.
Note on K339: gepadmin: 1. If you choose "Full Conversion" then Column BA (AMOUNT) and Column BB (TAXES) BOTH values will be convert based on selected Currency in (Column L). 2. If you choose "Partial Conversion" then Column BA (AMOUNT) only will be converted based on selected currency (Column L) and Column BB (TAXES) value (INR) will be added to the converted values.
Note on K340: gepadmin: 1. If you choose "Full Conversion" then Column BA (AMOUNT) and Column BB (TAXES) BOTH values will be convert based on selected Currency in (Column L). 2. If you choose "Partial Conversion" then Column BA (AMOUNT) only will be converted based on selected currency (Column L) and Column BB (TAXES) value (INR) will be added to the converted values.
Note on K341: gepadmin: 1. If you choose "Full Conversion" then Column BA (AMOUNT) and Column BB (TAXES) BOTH values will be convert based on selected Currency in (Column L). 2. If you choose "Partial Conversion" then Column BA (AMOUNT) only will be converted based on selected currency (Column L) and Column BB (TAXES) value (INR) will be added to the converted values.
Note on K342: gepadmin: 1. If you choose "Full Conversion" then Column BA (AMOUNT) and Column BB (TAXES) BOTH values will be convert based on selected Currency in (Column L). 2. If you choose "Partial Conversion" then Column BA (AMOUNT) only will be converted based on selected currency (Column L) and Column BB (TAXES) value (INR) will be added to the converted values.
Note on K343: gepadmin: 1. If you choose "Full Conversion" then Column BA (AMOUNT) and Column BB (TAXES) BOTH values will be convert based on selected Currency in (Column L). 2. If you choose "Partial Conversion" then Column BA (AMOUNT) only will be converted based on selected currency (Column L) and Column BB (TAXES) value (INR) will be added to the converted values.
Note on K344: gepadmin: 1. If you choose "Full Conversion" then Column BA (AMOUNT) and Column BB (TAXES) BOTH values will be convert based on selected Currency in (Column L). 2. If you choose "Partial Conversion" then Column BA (AMOUNT) only will be converted based on selected currency (Column L) and Column BB (TAXES) value (INR) will be added to the converted values.
Note on K345: gepadmin: 1. If you choose "Full Conversion" then Column BA (AMOUNT) and Column BB (TAXES) BOTH values will be convert based on selected Currency in (Column L). 2. If you choose "Partial Conversion" then Column BA (AMOUNT) only will be converted based on selected currency (Column L) and Column BB (TAXES) value (INR) will be added to the converted values.
Note on K346: gepadmin: 1. If you choose "Full Conversion" then Column BA (AMOUNT) and Column BB (TAXES) BOTH values will be convert based on selected Currency in (Column L). 2. If you choose "Partial Conversion" then Column BA (AMOUNT) only will be converted based on selected currency (Column L) and Column BB (TAXES) value (INR) will be added to the converted values.
Note on K347: gepadmin: 1. If you choose "Full Conversion" then Column BA (AMOUNT) and Column BB (TAXES) BOTH values will be convert based on selected Currency in (Column L). 2. If you choose "Partial Conversion" then Column BA (AMOUNT) only will be converted based on selected currency (Column L) and Column BB (TAXES) value (INR) will be added to the converted values.
Note on K348: gepadmin: 1. If you choose "Full Conversion" then Column BA (AMOUNT) and Column BB (TAXES) BOTH values will be convert based on selected Currency in (Column L). 2. If you choose "Partial Conversion" then Column BA (AMOUNT) only will be converted based on selected currency (Column L) and Column BB (TAXES) value (INR) will be added to the converted values.
Note on K349: gepadmin: 1. If you choose "Full Conversion" then Column BA (AMOUNT) and Column BB (TAXES) BOTH values will be convert based on selected Currency in (Column L). 2. If you choose "Partial Conversion" then Column BA (AMOUNT) only will be converted based on selected currency (Column L) and Column BB (TAXES) value (INR) will be added to the converted values.
Note on K350: gepadmin: 1. If you choose "Full Conversion" then Column BA (AMOUNT) and Column BB (TAXES) BOTH values will be convert based on selected Currency in (Column L). 2. If you choose "Partial Conversion" then Column BA (AMOUNT) only will be converted based on selected currency (Column L) and Column BB (TAXES) value (INR) will be added to the converted values.
Note on K351: gepadmin: 1. If you choose "Full Conversion" then Column BA (AMOUNT) and Column BB (TAXES) BOTH values will be convert based on selected Currency in (Column L). 2. If you choose "Partial Conversion" then Column BA (AMOUNT) only will be converted based on selected currency (Column L) and Column BB (TAXES) value (INR) will be added to the converted values.
Note on K352: gepadmin: 1. If you choose "Full Conversion" then Column BA (AMOUNT) and Column BB (TAXES) BOTH values will be convert based on selected Currency in (Column L). 2. If you choose "Partial Conversion" then Column BA (AMOUNT) only will be converted based on selected currency (Column L) and Column BB (TAXES) value (INR) will be added to the converted values.
Note on K353: gepadmin: 1. If you choose "Full Conversion" then Column BA (AMOUNT) and Column BB (TAXES) BOTH values will be convert based on selected Currency in (Column L). 2. If you choose "Partial Conversion" then Column BA (AMOUNT) only will be converted based on selected currency (Column L) and Column BB (TAXES) value (INR) will be added to the converted values.
Note on K354: gepadmin: 1. If you choose "Full Conversion" then Column BA (AMOUNT) and Column BB (TAXES) BOTH values will be convert based on selected Currency in (Column L). 2. If you choose "Partial Conversion" then Column BA (AMOUNT) only will be converted based on selected currency (Column L) and Column BB (TAXES) value (INR) will be added to the converted values.
Note on K355: gepadmin: 1. If you choose "Full Conversion" then Column BA (AMOUNT) and Column BB (TAXES) BOTH values will be convert based on selected Currency in (Column L). 2. If you choose "Partial Conversion" then Column BA (AMOUNT) only will be converted based on selected currency (Column L) and Column BB (TAXES) value (INR) will be added to the converted values.
Note on K356: gepadmin: 1. If you choose "Full Conversion" then Column BA (AMOUNT) and Column BB (TAXES) BOTH values will be convert based on selected Currency in (Column L). 2. If you choose "Partial Conversion" then Column BA (AMOUNT) only will be converted based on selected currency (Column L) and Column BB (TAXES) value (INR) will be added to the converted values.
Note on K357: gepadmin: 1. If you choose "Full Conversion" then Column BA (AMOUNT) and Column BB (TAXES) BOTH values will be convert based on selected Currency in (Column L). 2. If you choose "Partial Conversion" then Column BA (AMOUNT) only will be converted based on selected currency (Column L) and Column BB (TAXES) value (INR) will be added to the converted values.
Note on K358: gepadmin: 1. If you choose "Full Conversion" then Column BA (AMOUNT) and Column BB (TAXES) BOTH values will be convert based on selected Currency in (Column L). 2. If you choose "Partial Conversion" then Column BA (AMOUNT) only will be converted based on selected currency (Column L) and Column BB (TAXES) value (INR) will be added to the converted values.
Note on K359: gepadmin: 1. If you choose "Full Conversion" then Column BA (AMOUNT) and Column BB (TAXES) BOTH values will be convert based on selected Currency in (Column L). 2. If you choose "Partial Conversion" then Column BA (AMOUNT) only will be converted based on selected currency (Column L) and Column BB (TAXES) value (INR) will be added to the converted values.
Note on K360: gepadmin: 1. If you choose "Full Conversion" then Column BA (AMOUNT) and Column BB (TAXES) BOTH values will be convert based on selected Currency in (Column L). 2. If you choose "Partial Conversion" then Column BA (AMOUNT) only will be converted based on selected currency (Column L) and Column BB (TAXES) value (INR) will be added to the converted values.
Note on K361: gepadmin: 1. If you choose "Full Conversion" then Column BA (AMOUNT) and Column BB (TAXES) BOTH values will be convert based on selected Currency in (Column L). 2. If you choose "Partial Conversion" then Column BA (AMOUNT) only will be converted based on selected currency (Column L) and Column BB (TAXES) value (INR) will be added to the converted values.
Note on K362: gepadmin: 1. If you choose "Full Conversion" then Column BA (AMOUNT) and Column BB (TAXES) BOTH values will be convert based on selected Currency in (Column L). 2. If you choose "Partial Conversion" then Column BA (AMOUNT) only will be converted based on selected currency (Column L) and Column BB (TAXES) value (INR) will be added to the converted values.
Note on K363: gepadmin: 1. If you choose "Full Conversion" then Column BA (AMOUNT) and Column BB (TAXES) BOTH values will be convert based on selected Currency in (Column L). 2. If you choose "Partial Conversion" then Column BA (AMOUNT) only will be converted based on selected currency (Column L) and Column BB (TAXES) value (INR) will be added to the converted values.
Note on K364: gepadmin: 1. If you choose "Full Conversion" then Column BA (AMOUNT) and Column BB (TAXES) BOTH values will be convert based on selected Currency in (Column L). 2. If you choose "Partial Conversion" then Column BA (AMOUNT) only will be converted based on selected currency (Column L) and Column BB (TAXES) value (INR) will be added to the converted values.
Note on K365: gepadmin: 1. If you choose "Full Conversion" then Column BA (AMOUNT) and Column BB (TAXES) BOTH values will be convert based on selected Currency in (Column L). 2. If you choose "Partial Conversion" then Column BA (AMOUNT) only will be converted based on selected currency (Column L) and Column BB (TAXES) value (INR) will be added to the converted values.
Note on K366: gepadmin: 1. If you choose "Full Conversion" then Column BA (AMOUNT) and Column BB (TAXES) BOTH values will be convert based on selected Currency in (Column L). 2. If you choose "Partial Conversion" then Column BA (AMOUNT) only will be converted based on selected currency (Column L) and Column BB (TAXES) value (INR) will be added to the converted values.
Note on K367: gepadmin: 1. If you choose "Full Conversion" then Column BA (AMOUNT) and Column BB (TAXES) BOTH values will be convert based on selected Currency in (Column L). 2. If you choose "Partial Conversion" then Column BA (AMOUNT) only will be converted based on selected currency (Column L) and Column BB (TAXES) value (INR) will be added to the converted values.
Note on K368: gepadmin: 1. If you choose "Full Conversion" then Column BA (AMOUNT) and Column BB (TAXES) BOTH values will be convert based on selected Currency in (Column L). 2. If you choose "Partial Conversion" then Column BA (AMOUNT) only will be converted based on selected currency (Column L) and Column BB (TAXES) value (INR) will be added to the converted values.
Note on K369: gepadmin: 1. If you choose "Full Conversion" then Column BA (AMOUNT) and Column BB (TAXES) BOTH values will be convert based on selected Currency in (Column L). 2. If you choose "Partial Conversion" then Column BA (AMOUNT) only will be converted based on selected currency (Column L) and Column BB (TAXES) value (INR) will be added to the converted values.
Note on K370: gepadmin: 1. If you choose "Full Conversion" then Column BA (AMOUNT) and Column BB (TAXES) BOTH values will be convert based on selected Currency in (Column L). 2. If you choose "Partial Conversion" then Column BA (AMOUNT) only will be converted based on selected currency (Column L) and Column BB (TAXES) value (INR) will be added to the converted values.
Note on K371: gepadmin: 1. If you choose "Full Conversion" then Column BA (AMOUNT) and Column BB (TAXES) BOTH values will be convert based on selected Currency in (Column L). 2. If you choose "Partial Conversion" then Column BA (AMOUNT) only will be converted based on selected currency (Column L) and Column BB (TAXES) value (INR) will be added to the converted values.
Note on K372: gepadmin: 1. If you choose "Full Conversion" then Column BA (AMOUNT) and Column BB (TAXES) BOTH values will be convert based on selected Currency in (Column L). 2. If you choose "Partial Conversion" then Column BA (AMOUNT) only will be converted based on selected currency (Column L) and Column BB (TAXES) value (INR) will be added to the converted values.
Note on K373: gepadmin: 1. If you choose "Full Conversion" then Column BA (AMOUNT) and Column BB (TAXES) BOTH values will be convert based on selected Currency in (Column L). 2. If you choose "Partial Conversion" then Column BA (AMOUNT) only will be converted based on selected currency (Column L) and Column BB (TAXES) value (INR) will be added to the converted values.
Note on K374: gepadmin: 1. If you choose "Full Conversion" then Column BA (AMOUNT) and Column BB (TAXES) BOTH values will be convert based on selected Currency in (Column L). 2. If you choose "Partial Conversion" then Column BA (AMOUNT) only will be converted based on selected currency (Column L) and Column BB (TAXES) value (INR) will be added to the converted values.
Note on K375: gepadmin: 1. If you choose "Full Conversion" then Column BA (AMOUNT) and Column BB (TAXES) BOTH values will be convert based on selected Currency in (Column L). 2. If you choose "Partial Conversion" then Column BA (AMOUNT) only will be converted based on selected currency (Column L) and Column BB (TAXES) value (INR) will be added to the converted values.
Note on K376: gepadmin: 1. If you choose "Full Conversion" then Column BA (AMOUNT) and Column BB (TAXES) BOTH values will be convert based on selected Currency in (Column L). 2. If you choose "Partial Conversion" then Column BA (AMOUNT) only will be converted based on selected currency (Column L) and Column BB (TAXES) value (INR) will be added to the converted values.
Note on K377: gepadmin: 1. If you choose "Full Conversion" then Column BA (AMOUNT) and Column BB (TAXES) BOTH values will be convert based on selected Currency in (Column L). 2. If you choose "Partial Conversion" then Column BA (AMOUNT) only will be converted based on selected currency (Column L) and Column BB (TAXES) value (INR) will be added to the converted values.
Note on K378: gepadmin: 1. If you choose "Full Conversion" then Column BA (AMOUNT) and Column BB (TAXES) BOTH values will be convert based on selected Currency in (Column L). 2. If you choose "Partial Conversion" then Column BA (AMOUNT) only will be converted based on selected currency (Column L) and Column BB (TAXES) value (INR) will be added to the converted values.
Note on K379: gepadmin: 1. If you choose "Full Conversion" then Column BA (AMOUNT) and Column BB (TAXES) BOTH values will be convert based on selected Currency in (Column L). 2. If you choose "Partial Conversion" then Column BA (AMOUNT) only will be converted based on selected currency (Column L) and Column BB (TAXES) value (INR) will be added to the converted values.
Note on K380: gepadmin: 1. If you choose "Full Conversion" then Column BA (AMOUNT) and Column BB (TAXES) BOTH values will be convert based on selected Currency in (Column L). 2. If you choose "Partial Conversion" then Column BA (AMOUNT) only will be converted based on selected currency (Column L) and Column BB (TAXES) value (INR) will be added to the converted values.
Note on K381: gepadmin: 1. If you choose "Full Conversion" then Column BA (AMOUNT) and Column BB (TAXES) BOTH values will be convert based on selected Currency in (Column L). 2. If you choose "Partial Conversion" then Column BA (AMOUNT) only will be converted based on selected currency (Column L) and Column BB (TAXES) value (INR) will be added to the converted values.
Validate
Print
Help

## Macros
Please Enable Macros to View BoQ information