## BoQ1 (hidden)
Percentage BoQ
BoQ_Ver3.1 | Percentage | Normal | INR Only | INR
Select, At Par, Excess (+), Less (-) |  | IOCL
Tender Inviting Authority: Executive Engineer, IWD, IIT Kanpur
Name of Work: Construction of toilet and store room i/c provision of staircase for approachable roof in fine dine restaurent at IIT kanpur.
Contract No: 26/Civil/D2/2025-26
Name of the Bidder/ Bidding Firm / Company :
PRICE SCHEDULE (This BOQ template must not be modified/replaced by the bidder and the same should be uploaded after filling the relevant columns, else the bidder is liable to be rejected for this tender. Bidders are allowed to enter the Bidder Name and Values only )
NUMBER # | TEXT # | TEXT # | NUMBER # | TEXT # | NUMBER | NUMBER | TEXT | TEXT # | NUMBER # | TEXT# | TEXT # | NUMBER # | NUMBER | NUMBER | NUMBER | NUMBER | TEXT | TEXT | NUMBER | NUMBER | NUMBER | NUMBER | TEXT | TEXT | NUMBER | NUMBER | NUMBER | NUMBER | TEXT | TEXT | NUMBER | NUMBER | NUMBER | NUMBER | TEXT | TEXT | NUMBER | NUMBER | NUMBER | NUMBER | TEXT | TEXT | NUMBER | NUMBER | NUMBER # | NUMBER # | TEXT | TEXT | NUMBER # | NUMBER # | DATE | NUMBER # | NUMBER # | TEXT #
Sl. No. | Item Description | Item Code / Make | Quantity | Units | Estimated Rate in Rs. P |  |  | Addition / Deduction | Addition / Deduction Values | Currency Convertion against each Item | Quoted Currency in INR / Other Currency | BASIC RATE In Figures To be entered by the Bidder Rs. P | Excise Duty | VAT | Freight Charges ( Unloading & Stacking) | Any Other Taxes/Duties/Levies |  |  | Other Taxes 2 | IIIrd Party i.e DGS&D / RITES etc Inspection Charges @0.34%+Service Tax | Less for Cenvat Credit,if any respect of Supplies Under full Excise Duty Category | [30 empty] | TOTAL AMOUNT Without Taxes in Rs. P | TOTAL AMOUNT With Taxes | TOTAL AMOUNT In Words
1 | 2 | 3 | 4 | 5 | 6 | 7 | 8 | 9 | 10 | 11 | 12 | 13 | 14 | 15 | 16 | 17 | 18 | 19 | 20 | 21 | 22 | 23 | 24 | 25 | 26 | 27 | 28 | 29 | 30 | 31 | 32 | 33 | 34 | 35 | 36 | 37 | 38 | 39 | 40 | 41 | 42 | 43 | 44 | 45 | 46 | 47 | 48 | 49 | 50 | 51 | 52 | 7 | 54 | 8
1 | Carriage of Materials | Item1 | [52 empty] | 1 | Carriage of Materials | Item1 |  |  | Construction of chamber for 100mm sluices valve | item1 | 10 | 1 Nos
1.01 | By Mechanical Transport including loading,unloading and stacking | Item2 | [52 empty] | 1.01 | By Mechanical Transport including loading,unloading and stacking | Item2 |  |  | Supplying, Conveying and fixing spls. Including eart | item1 | 123.223 | Nos
1.02 | Earth Lead - 2 | Item3 | 5 | cum | 202.7 |  |  | Excess(+) | 1 | Full Conversion | INR | [40 empty] | #VALUE! | #VALUE! | #VALUE! | 1.02 | Earth Lead - 2 | Item3 | 5 | cum | Construction of chamber for 100mm sluice plates | item2 | 213 | Nos
2 | EARTH WORK | Item4 | [52 empty] | 2 | EARTH WORK | Item4 |  |  | Construction of chamber for 100mm sluices valve | item3 | 10 | Nos
2.01 | Earth work in excavation by mechanical means (Hydraulic excavator) / manual means in foundation trenches or drains (not exceeding 1.5 m in width or 10 sqm on plan), including dressing of sides and ramming of bottoms, for all lift, including getting out the excavated soil and disposal of surplus excavated soil as directed, within a lead of 50 m. | Item5 | [52 empty] | 2.01 | Earth work in excavation by mechanical means (Hydraulic excavator) / manual means in foundation trenches or drains (not exceeding 1.5 m in width or 10 sqm on plan), including dressing of sides and ramming of bottoms, for all lift, including getting out the excavated soil and disposal of surplus excavated soil as directed, within a lead of 50 m. | Item5 |  |  | Supplying, Conveying and fixing spls. Including ea | item4 | 10 | Nos
2.02 | All kinds of soil. | Item6 | 150 | cum | 214.64 |  |  | Excess(+) | 1 | Full Conversion | INR | [40 empty] | #VALUE! | #VALUE! | #VALUE! | 2.02 | All kinds of soil. | Item6 | 150 | cum | Supplying, Conveying and fixing spls. Including eart | item1 | 123.223 | Nos
2.03 | Excavating trenches by mechinical / manual means of required width for pipes, cables, etc including excavation for sockets, and dressing of sides, ramming of bottoms, for all depth, including getting out the excavated soil, and then returning the soil as required, in layers not exceeding 20 cm in depth, including consolidating each deposited layer by ramming, watering, etc. and disposing of surplus excavated soil as directed, within a lead of 50 m: | Item7 | [52 empty] | 2.03 | Excavating trenches by mechinical / manual means of required width for pipes, cables, etc including excavation for sockets, and dressing of sides, ramming of bottoms, for all depth, including getting out the excavated soil, and then returning the soil as required, in layers not exceeding 20 cm in depth, including consolidating each deposited layer by ramming, watering, etc. and disposing of surplus excavated soil as directed, within a lead of 50 m: | Item7 |  |  | Construction of chamber for 100mm sluice plates | item2 | 213 | Nos
2.04 | All kinds of soil | Item8 | [52 empty] | 2.04 | All kinds of soil | Item8 |  |  | Construction of chamber for 100mm sluices valve | item3 | 10 | Nos
2.05 | Pipes, cables etc. exceeding 80 mm dia. but not exceeding 300 mm dia | Item9 | 15 | metre | 290.38 |  |  | Excess(+) | 1 | Full Conversion | INR | [40 empty] | #VALUE! | #VALUE! | #VALUE! | 2.05 | Pipes, cables etc. exceeding 80 mm dia. but not exceeding 300 mm dia | Item9 | 15 | metre | Supplying, Conveying and fixing spls. Including ea | item4 | 10 | Nos
2.06 | Filling available excavated earth (excluding rock) in trenches, plinth, sides of foundations etc. in layers not exceeding 20cm in depth, consolidating each deposited layer by ramming and watering, lead up to 50 and for all lif. | Item10 | 150 | cum | 161.62 |  |  | Excess(+) | 1 | Full Conversion | INR | [40 empty] | #VALUE! | #VALUE! | #VALUE! | 2.06 | Filling available excavated earth (excluding rock) in trenches, plinth, sides of foundations etc. in layers not exceeding 20cm in depth, consolidating each deposited layer by ramming and watering, lead up to 50 and for all lif. | Item10 | 150 | cum | Supplying, Conveying and fixing spls. Including eart | item1 | 123.223 | Nos
2.07 | Supplying and filling in plinth with sand under floors, including watering, ramming, consolidating and dressing complete. | Item11 | 3.3 | cum | 1751.25 |  |  | Excess(+) | 1 | Full Conversion | INR | [40 empty] | #VALUE! | #VALUE! | #VALUE! | 2.07 | Supplying and filling in plinth with sand under floors, including watering, ramming, consolidating and dressing complete. | Item11 | 3.3 | cum | Construction of chamber for 100mm sluice plates | item2 | 213 | Nos
3 | CEMENT CONCRETE (CAST IN SITU) | Item12 | [52 empty] | 3 | CEMENT CONCRETE (CAST IN SITU) | Item12 |  |  | Construction of chamber for 100mm sluices valve | item3 | 10 | Nos
3.01 | Providing and laying in position excluding cement concrete of level: specified grade the cost of centering and shuttering - All work up to plinth | Item13 | [52 empty] | 3.01 | Providing and laying in position excluding cement concrete of level: specified grade the cost of centering and shuttering - All work up to plinth | Item13 |  |  | Supplying, Conveying and fixing spls. Including eart | item1 | 123.223 | Nos
3.02 | 1:2:4 (1 cement : 2 coarse sand (zone-Ill) derived from natural sources : 4 graded stone aggregate 20 mm nominal size derived from natural sources) | Item14 | 0.5 | cum | 6496.66 |  |  | Excess(+) | 1 | Full Conversion | INR | [40 empty] | #VALUE! | #VALUE! | #VALUE! | 3.02 | 1:2:4 (1 cement : 2 coarse sand (zone-Ill) derived from natural sources : 4 graded stone aggregate 20 mm nominal size derived from natural sources) | Item14 | 0.5 | cum | Construction of chamber for 100mm sluice plates | item2 | 213 | Nos
3.03 | 1:4:8 (1 Cement : 4 coarse sand (zone-Ill) derived from natural sources: 8 graded stone aggregate 40 mm nominal size derived from natural sources) | Item15 | 6.5 | cum | 5617.21 |  |  | Excess(+) | 1 | Full Conversion | INR | [40 empty] | #VALUE! | #VALUE! | #VALUE! | 3.03 | 1:4:8 (1 Cement : 4 coarse sand (zone-Ill) derived from natural sources: 8 graded stone aggregate 40 mm nominal size derived from natural sources) | Item15 | 6.5 | cum | Construction of chamber for 100mm sluices valve | item3 | 10 | Nos
3.04 | 1:5:10 (1 cement : 5 coarse sand (zone-Ill) derived from natural sources : 10 graded stone aggregate 40 mm nominal size derived from natural sources) | Item16 | 3.65 | cum | 5375.27 |  |  | Excess(+) | 1 | Full Conversion | INR | [40 empty] | #VALUE! | #VALUE! | #VALUE! | 3.04 | 1:5:10 (1 cement : 5 coarse sand (zone-Ill) derived from natural sources : 10 graded stone aggregate 40 mm nominal size derived from natural sources) | Item16 | 3.65 | cum | Supplying, Conveying and fixing spls. Including ea | item4 | 10 | Nos
3.05 | Providing and laying damp-proof course 40 mm thick with cement concrete 1:2:4 (1 cement: 2 coarse sand (zone-Ill) derived from natural sources : 4 graded stone aggregate 12.5 mm nominal size derived from natural sources) | Item17 | 4 | sqm | 338.78 |  |  | Excess(+) | 1 | Full Conversion | INR | [40 empty] | #VALUE! | #VALUE! | #VALUE! | 3.05 | Providing and laying damp-proof course 40 mm thick with cement concrete 1:2:4 (1 cement: 2 coarse sand (zone-Ill) derived from natural sources : 4 graded stone aggregate 12.5 mm nominal size derived from natural sources) | Item17 | 4 | sqm | Supplying, Conveying and fixing spls. Including eart | item1 | 123.223 | Nos
3.06 | Extra for providing and mixing water proofing material in cement concrete work in doses by weight of cement as per manufacturer's specification. | Item18 | 2 | per bag of 50kg cement used | 14.96 |  |  | Excess(+) | 1 | Full Conversion | INR | [40 empty] | #VALUE! | #VALUE! | #VALUE! | 3.06 | Extra for providing and mixing water proofing material in cement concrete work in doses by weight of cement as per manufacturer's specification. | Item18 | 2 | per bag of 50kg cement used | Construction of chamber for 100mm sluice plates | item2 | 213 | Nos
3.07 | Providing & applying a coat of residual petroleum bitumen of grade of VG-10 of approved quality using 1.7 kg per square metre on damp proof course after cleaning the surface with brushes and finally with a piece of cloth lightly soaked in kerosene oil. | Item19 | 4 | sqm | 120.51 |  |  | Excess(+) | 1 | Full Conversion | INR | [40 empty] | #VALUE! | #VALUE! | #VALUE! | 3.07 | Providing & applying a coat of residual petroleum bitumen of grade of VG-10 of approved quality using 1.7 kg per square metre on damp proof course after cleaning the surface with brushes and finally with a piece of cloth lightly soaked in kerosene oil. | Item19 | 4 | sqm | Construction of chamber for 100mm sluices valve | item3 | 10 | Nos
3.08 | Making plinth protection 50 mm thick of cement concrete 1:3:6 (1 cement : 3 coarse sand (zone-Ill) derived from natural sources : 6 graded stone aggregate 20 mm nominal size derived from natural sources) over 75 mm thick bed of dry brick ballast 40 mm nominal size, well rammed and consolidated and grouted with fine sand, including necessary excavation, levelling & dressing & finishing the top smooth. | Item20 | 16 | sqm | 617.87 |  |  | Excess(+) | 1 | Full Conversion | INR | [40 empty] | #VALUE! | #VALUE! | #VALUE! | 3.08 | Making plinth protection 50 mm thick of cement concrete 1:3:6 (1 cement : 3 coarse sand (zone-Ill) derived from natural sources : 6 graded stone aggregate 20 mm nominal size derived from natural sources) over 75 mm thick bed of dry brick ballast 40 mm nominal size, well rammed and consolidated and grouted with fine sand, including necessary excavation, levelling & dressing & finishing the top smooth. | Item20 | 16 | sqm | Supplying, Conveying and fixing spls. Including ea | item4 | 10 | Nos
4 | REINFORCED CEMENT CONCRETE | Item21 | [52 empty] | 4 | REINFORCED CEMENT CONCRETE | Item21 |  |  | Supplying, Conveying and fixing spls. Including eart | item1 | 123.223 | Nos
4.01 | Centering and shuttering including strutting, propping etc. and removal of form for | Item22 | [52 empty] | 4.01 | Centering and shuttering including strutting, propping etc. and removal of form for | Item22 |  |  | Construction of chamber for 100mm sluice plates | item2 | 213 | Nos
4.02 | Foundations, footings, bases of columns, etc. for mass concrete | Item23 | 13 | sqm | 323.36 |  |  | Excess(+) | 1 | Full Conversion | INR | [40 empty] | #VALUE! | #VALUE! | #VALUE! | 4.02 | Foundations, footings, bases of columns, etc. for mass concrete | Item23 | 13 | sqm | Construction of chamber for 100mm sluices valve | item3 | 10 | Nos
4.03 | Walls (any thickness) including attached pilasters, butteresses, plinth and string courses etc. | Item24 | 2.65 | sqm | 694.73 |  |  | Excess(+) | 1 | Full Conversion | INR | [40 empty] | #VALUE! | #VALUE! | #VALUE! | 4.03 | Walls (any thickness) including attached pilasters, butteresses, plinth and string courses etc. | Item24 | 2.65 | sqm | Supplying, Conveying and fixing spls. Including ea | item4 | 10 | Nos
4.04 | Suspended floors, roofs, landings, balconies and access platform | Item25 | 36 | sqm | 764.61 |  |  | Excess(+) | 1 | Full Conversion | INR | [40 empty] | #VALUE! | #VALUE! | #VALUE! | 4.04 | Suspended floors, roofs, landings, balconies and access platform | Item25 | 36 | sqm | Supplying, Conveying and fixing spls. Including eart | item1 | 123.223 | Nos
4.05 | Lintels, beams, plinth beams, girders, bressumers and cantilevers | Item26 | 91.5 | sqm | 607.24 |  |  | Excess(+) | 1 | Full Conversion | INR | [40 empty] | #VALUE! | #VALUE! | #VALUE! | 4.05 | Lintels, beams, plinth beams, girders, bressumers and cantilevers | Item26 | 91.5 | sqm | Construction of chamber for 100mm sluice plates | item2 | 213 | Nos
4.06 | Columns, Pillars, Piers, Abutments, Posts and Struts | Item27 | 28.5 | sqm | 792.69 |  |  | Excess(+) | 1 | Full Conversion | INR | [40 empty] | #VALUE! | #VALUE! | #VALUE! | 4.06 | Columns, Pillars, Piers, Abutments, Posts and Struts | Item27 | 28.5 | sqm | Construction of chamber for 100mm sluices valve | item3 | 10 | Nos
4.07 | Stairs, (excluding landings) except spiral-staircases | Item28 | 22 | sqm | 630.78 |  |  | Excess(+) | 1 | Full Conversion | INR | [40 empty] | #VALUE! | #VALUE! | #VALUE! | 4.07 | Stairs, (excluding landings) except spiral-staircases | Item28 | 22 | sqm | Supplying, Conveying and fixing spls. Including eart | item1 | 123.223 | Nos
4.08 | Small lintels not exceeding 1.5 m clear span, moulding as in cornices, window sills, string courses, bands, copings, bed plates, anchor blocks and the like | Item29 | 2 | sqm | 323.36 |  |  | Excess(+) | 1 | Full Conversion | INR | [40 empty] | #VALUE! | #VALUE! | #VALUE! | 4.08 | Small lintels not exceeding 1.5 m clear span, moulding as in cornices, window sills, string courses, bands, copings, bed plates, anchor blocks and the like | Item29 | 2 | sqm | Construction of chamber for 100mm sluice plates | item2 | 213 | Nos
4.09 | Edges of slabs and breaks in floors and walls | Item30 | [52 empty] | 4.09 | Edges of slabs and breaks in floors and walls | Item30 |  |  | Supplying, Conveying and fixing spls. Including ea | item4 | 10 | Nos
4.1 | Under 20 cm wide | Item31 | 20 | metre | 171.97 |  |  | Excess(+) | 1 | Full Conversion | INR | [40 empty] | #VALUE! | #VALUE! | #VALUE! | 4.1 | Under 20 cm wide | Item31 | 20 | metre | Supplying, Conveying and fixing spls. Including eart | item1 | 123.223 | Nos
4.11 | Steel reinforcement for R.C.C. work including straightening, cutting, bending, placing in position and binding all complete upto plinth level. | Item32 | [52 empty] | 4.11 | Steel reinforcement for R.C.C. work including straightening, cutting, bending, placing in position and binding all complete upto plinth level. | Item32 |  |  | Construction of chamber for 100mm sluice plates | item2 | 213 | Nos
4.12 | Thermo-Mechanically Treated bars of grade Fe-500D or more. | Item33 | 1200 | kg | 88.93 |  |  | Excess(+) | 1 | Full Conversion | INR | [40 empty] | #VALUE! | #VALUE! | #VALUE! | 4.12 | Thermo-Mechanically Treated bars of grade Fe-500D or more. | Item33 | 1200 | kg | Construction of chamber for 100mm sluices valve | item3 | 10 | Nos
4.13 | Steel reinforcement for R.C.C. work including straightening, cutting, bending, placing in position and binding all complete above plinth level. | Item34 | [52 empty] | 4.13 | Steel reinforcement for R.C.C. work including straightening, cutting, bending, placing in position and binding all complete above plinth level. | Item34 |  |  | Supplying, Conveying and fixing spls. Including ea | item4 | 10 | Nos
4.14 | Thermo-Mechanically Treated bars of grade Fe-500D or more. | Item35 | 2800 | kg | 88.93 |  |  | Excess(+) | 1 | Full Conversion | INR | [40 empty] | #VALUE! | #VALUE! | #VALUE! | 4.14 | Thermo-Mechanically Treated bars of grade Fe-500D or more. | Item35 | 2800 | kg | Supplying, Conveying and fixing spls. Including eart | item1 | 123.223 | Nos
4.15 | Add for plaster drip course/ groove in plastered surface or moulding to R.C.C. projections. | Item36 | 15 | metre | 64.64 |  |  | Excess(+) | 1 | Full Conversion | INR | [40 empty] | #VALUE! | #VALUE! | #VALUE! | 4.15 | Add for plaster drip course/ groove in plastered surface or moulding to R.C.C. projections. | Item36 | 15 | metre | Construction of chamber for 100mm sluice plates | item2 | 213 | Nos
4.16 | Providing and laying in position ready mixed or site batched design mix cement concrete for reinforced cement concrete work; using coarse aggregate and fine aggregate derived from natural sources, Portland Pozzolana / Ordinary Portland /Portland Slag cement, admixtures in recommended proportions as per IS: 9103 to accelerate / retard setting of concrete, to improve durability and workability without impairing strength; including pumping of concrete to site of laying, curing, carriage for all leads; but excluding the cost of centering, shuttering, finishing and reinforcement as per direction of the engineer-in-charge, for the following grades of concrete.: Note: Extra cement up to 10% of the minimum specified cement content in design mix shall be payable separately. In case the cement content in design mix is more than 110% of the specified minimum cement content, the contractor shall have discretion to either re-design the mix or bear the cost of extra cement. | Item37 | [52 empty] | 4.16 | Providing and laying in position ready mixed or site batched design mix cement concrete for reinforced cement concrete work; using coarse aggregate and fine aggregate derived from natural sources, Portland Pozzolana / Ordinary Portland /Portland Slag cement, admixtures in recommended proportions as per IS: 9103 to accelerate / retard setting of concrete, to improve durability and workability without impairing strength; including pumping of concrete to site of laying, curing, carriage for all leads; but excluding the cost of centering, shuttering, finishing and reinforcement as per direction of the engineer-in-charge, for the following grades of concrete.: Note: Extra cement up to 10% of the minimum specified cement content in design mix shall be payable separately. In case the cement content in design mix is more than 110% of the specified minimum cement content, the contractor shall have discretion to either re-design the mix or bear the cost of extra cement. | Item37 |  |  | Construction of chamber for 100mm sluices valve | item3 | 10 | Nos
4.17 | All works upto plinth level | Item38 | [52 empty] | 4.17 | All works upto plinth level | Item38 |  |  | Supplying, Conveying and fixing spls. Including eart | item1 | 123.223 | Nos
4.18 | Concrete of M25 grade with minimum cement content of 330 kg /cum | Item39 | 29.5 | cum | 7837.67 |  |  | Excess(+) | 1 | Full Conversion | INR | [40 empty] | #VALUE! | #VALUE! | #VALUE! | 4.18 | Concrete of M25 grade with minimum cement content of 330 kg /cum | Item39 | 29.5 | cum | Construction of chamber for 100mm sluice plates | item2 | 213 | Nos
4.19 | All works above plinth level upto floor V level | Item40 | [52 empty] | 4.19 | All works above plinth level upto floor V level | Item40 |  |  | Construction of chamber for 100mm sluices valve | item3 | 10 | Nos
4.2 | Concrete of M25 grade with minimum cement content of 330 kg /cum | Item41 | 24.5 | cum | 8130.94 |  |  | Excess(+) | 1 | Full Conversion | INR | [40 empty] | #VALUE! | #VALUE! | #VALUE! | 4.2 | Concrete of M25 grade with minimum cement content of 330 kg /cum | Item41 | 24.5 | cum | Supplying, Conveying and fixing spls. Including ea | item4 | 10 | Nos
5 | MASONRY WORK | Item42 | [52 empty] | 5 | MASONRY WORK | Item42 |  |  | Supplying, Conveying and fixing spls. Including eart | item1 | 123.223 | Nos
5.01 | Brick work with common burnt clay F.P.S. (non modular) bricks of class designation 7.5 in foundation and plinth in: | Item43 | [52 empty] | 5.01 | Brick work with common burnt clay F.P.S. (non modular) bricks of class designation 7.5 in foundation and plinth in: | Item43 |  |  | Construction of chamber for 100mm sluice plates | item2 | 213 | Nos
5.02 | Cement mortar 1:6(1 cement :6 coarse sand) | Item44 | 10 | cum | 5881.29 |  |  | Excess(+) | 1 | Full Conversion | INR | [40 empty] | #VALUE! | #VALUE! | #VALUE! | 5.02 | Cement mortar 1:6(1 cement :6 coarse sand) | Item44 | 10 | cum | Construction of chamber for 100mm sluices valve | item3 | 10 | Nos
5.03 | Brick work with common burnt clay F.P.S. (non modular) bricks of class designation 7.5 in superstructure above plinth level up to floor V level in all shapes and sizes in : | Item45 | [52 empty] | 5.03 | Brick work with common burnt clay F.P.S. (non modular) bricks of class designation 7.5 in superstructure above plinth level up to floor V level in all shapes and sizes in : | Item45 |  |  | Supplying, Conveying and fixing spls. Including ea | item4 | 10 | Nos
5.04 | Cement mortar 1:6(1 cement : 6 coarse sand) | Item46 | 10.5 | cum | 7508.82 |  |  | Excess(+) | 1 | Full Conversion | INR | [40 empty] | #VALUE! | #VALUE! | #VALUE! | 5.04 | Cement mortar 1:6(1 cement : 6 coarse sand) | Item46 | 10.5 | cum | Supplying, Conveying and fixing spls. Including eart | item1 | 123.223 | Nos
5.05 | Half brick masonry with common burnt clay F.P.S. (non modular) bricks of class designation 7.5 in foundations and plinth in : | Item47 | [52 empty] | 5.05 | Half brick masonry with common burnt clay F.P.S. (non modular) bricks of class designation 7.5 in foundations and plinth in : | Item47 |  |  | Construction of chamber for 100mm sluice plates | item2 | 213 | Nos
5.06 | cement mortar 1:4(1 cement :4 coarse sand) | Item48 | 1.5 | sqm | 746.3 |  |  | Excess(+) | 1 | Full Conversion | INR | [40 empty] | #VALUE! | #VALUE! | #VALUE! | 5.06 | cement mortar 1:4(1 cement :4 coarse sand) | Item48 | 1.5 | sqm | Construction of chamber for 100mm sluices valve | item3 | 10 | Nos
5.07 | Half brick masonry with common burnt clay F.P.S. (non modular) bricks of class designation 7.5 in superstructure above plinth level up to floor V level. | Item49 | [52 empty] | 5.07 | Half brick masonry with common burnt clay F.P.S. (non modular) bricks of class designation 7.5 in superstructure above plinth level up to floor V level. | Item49 |  |  | Supplying, Conveying and fixing spls. Including ea | item4 | 10 | Nos
5.08 | Cement mortar 1:4(1 cement :4 coarse sand) | Item50 | 11 | sqm | 926.69 |  |  | Excess(+) | 1 | Full Conversion | INR | [40 empty] | #VALUE! | #VALUE! | #VALUE! | 5.08 | Cement mortar 1:4(1 cement :4 coarse sand) | Item50 | 11 | sqm | Supplying, Conveying and fixing spls. Including eart | item1 | 123.223 | Nos
5.09 | Brick edging 7cm wide 11.4 cm deep to plinth protection with common burnt clay F.P.S. (non modular) bricks of class designation 7.5 including grouting with cement mortar 1:4 (1 cement : 4 fine sand). | Item51 | 2 | metre | 50.17 |  |  | Excess(+) | 1 | Full Conversion | INR | [40 empty] | #VALUE! | #VALUE! | #VALUE! | 5.09 | Brick edging 7cm wide 11.4 cm deep to plinth protection with common burnt clay F.P.S. (non modular) bricks of class designation 7.5 including grouting with cement mortar 1:4 (1 cement : 4 fine sand). | Item51 | 2 | metre | Construction of chamber for 100mm sluice plates | item2 | 213 | Nos
6 | CLADDING WORK | Item52 | [52 empty] | 6 | CLADDING WORK | Item52 |  |  | Supplying, Conveying and fixing spls. Including eart | item1 | 123.223 | Nos
6.01 | Providing and fixing 18 mm thick gang saw cut, mirror polished, premoulded and prepolished, machine cut for kitchen platforms, vanity counters, window sills, facias and similar locations of required size, approved shade, colour and texture laid over 20 mm thick base cement mortar 1:4 (1 cement : 4 coarse sand), joints treated with white cement, mixed with matching pigment, epoxy touch ups, including rubbing, curing, moulding and polishing of edges to give high gloss finish etc. complete at all levels. | Item53 | [52 empty] | 6.01 | Providing and fixing 18 mm thick gang saw cut, mirror polished, premoulded and prepolished, machine cut for kitchen platforms, vanity counters, window sills, facias and similar locations of required size, approved shade, colour and texture laid over 20 mm thick base cement mortar 1:4 (1 cement : 4 coarse sand), joints treated with white cement, mixed with matching pigment, epoxy touch ups, including rubbing, curing, moulding and polishing of edges to give high gloss finish etc. complete at all levels. | Item53 |  |  | Construction of chamber for 100mm sluice plates | item2 | 213 | Nos
6.02 | Granite stone slab of colour black, Cherry/Ruby red | Item54 | [52 empty] | 6.02 | Granite stone slab of colour black, Cherry/Ruby red | Item54 |  |  | Construction of chamber for 100mm sluices valve | item3 | 10 | Nos
6.03 | Area of slab over 0.50 sqm | Item55 | 1.5 | sqm | 4235.42 |  |  | Excess(+) | 1 | Full Conversion | INR | [40 empty] | #VALUE! | #VALUE! | #VALUE! | 6.03 | Area of slab over 0.50 sqm | Item55 | 1.5 | sqm | Supplying, Conveying and fixing spls. Including ea | item4 | 10 | Nos
6.04 | Extra for providing opening of required size & shape for wash basin/ kitchen sink in kitchen platform, vanity counter and similar location in marble/ Granite/ stone work, including necessary holes for pillar taps etc. including moulding, rubbing and polishing of cut edges etc. complete. | Item56 | 2 | each | 807.04 |  |  | Excess(+) | 1 | Full Conversion | INR | [40 empty] | #VALUE! | #VALUE! | #VALUE! | 6.04 | Extra for providing opening of required size & shape for wash basin/ kitchen sink in kitchen platform, vanity counter and similar location in marble/ Granite/ stone work, including necessary holes for pillar taps etc. including moulding, rubbing and polishing of cut edges etc. complete. | Item56 | 2 | each | Supplying, Conveying and fixing spls. Including eart | item1 | 123.223 | Nos
6.05 | Providing and fixing stone slab with table rubbed, edges rounded and polished, of size 75x50 cm deep and 1.8 cm thick, fixed in urinal partitions by cutting a chase of appropriate width with chase cutter and embedding the stone in the chase with epoxy grout or with cement concrete 1:2:4 (1 cement : 2 coarse sand : 4 graded stone aggregate 6 mm nominal size) as per direction of Engineer-in-charge and finished smooth. | Item57 | [52 empty] | 6.05 | Providing and fixing stone slab with table rubbed, edges rounded and polished, of size 75x50 cm deep and 1.8 cm thick, fixed in urinal partitions by cutting a chase of appropriate width with chase cutter and embedding the stone in the chase with epoxy grout or with cement concrete 1:2:4 (1 cement : 2 coarse sand : 4 graded stone aggregate 6 mm nominal size) as per direction of Engineer-in-charge and finished smooth. | Item57 |  |  | Construction of chamber for 100mm sluice plates | item2 | 213 | Nos
6.06 | Granite Stone of approved shade | Item58 | 1.3 | sqm | 3341.18 |  |  | Excess(+) | 1 | Full Conversion | INR | [40 empty] | #VALUE! | #VALUE! | #VALUE! | 6.06 | Granite Stone of approved shade | Item58 | 1.3 | sqm | Construction of chamber for 100mm sluices valve | item3 | 10 | Nos
6.07 | Providing and fixing 1st quality ceramic glazed wall tiles conforming to IS: 15622 (thickness to be specified by the manufacturer), of approved make, in all colours, shades except burgundy, bottle green, black of any size as approved by Engineer-in-Charge, in skirting, risers of steps and dados, over 12 mm thick bed of cement mortar 1:3(1 cement : 3 coarse sand) and jointing with grey cement slurry @ 3.3kg per sqm, including pointing in white cement mixed with pigment of matching shade complete. | Item59 | 63 | sqm | 1045.55 |  |  | Excess(+) | 1 | Full Conversion | INR | [40 empty] | #VALUE! | #VALUE! | #VALUE! | 6.07 | Providing and fixing 1st quality ceramic glazed wall tiles conforming to IS: 15622 (thickness to be specified by the manufacturer), of approved make, in all colours, shades except burgundy, bottle green, black of any size as approved by Engineer-in-Charge, in skirting, risers of steps and dados, over 12 mm thick bed of cement mortar 1:3(1 cement : 3 coarse sand) and jointing with grey cement slurry @ 3.3kg per sqm, including pointing in white cement mixed with pigment of matching shade complete. | Item59 | 63 | sqm | Supplying, Conveying and fixing spls. Including eart | item1 | 123.223 | Nos
7 | WOOD AND P. V. C. WORK | Item60 | [52 empty] | 7 | WOOD AND P. V. C. WORK | Item60 |  |  | Construction of chamber for 100mm sluice plates | item2 | 213 | Nos
7.01 | Providing and fixing aluminium sliding door bolts, ISI marked anodised (anodic coating not less than grade AC 10 as per IS: 1868), transparent or dyed to required colour or shade, with nuts and screws etc. complete : | Item61 | [52 empty] | 7.01 | Providing and fixing aluminium sliding door bolts, ISI marked anodised (anodic coating not less than grade AC 10 as per IS: 1868), transparent or dyed to required colour or shade, with nuts and screws etc. complete : | Item61 |  |  | Construction of chamber for 100mm sluices valve | item3 | 10 | Nos
7.02 | 250x16 mm | Item62 | 6 | each | 214.89 |  |  | Excess(+) | 1 | Full Conversion | INR | [40 empty] | #VALUE! | #VALUE! | #VALUE! | 7.02 | 250x16 mm | Item62 | 6 | each | Supplying, Conveying and fixing spls. Including ea | item4 | 10 | Nos
7.03 | Providing and fixing aluminium tower bolts, ISI marked, anodised (anodic coating not less than grade AC 10 as per IS : 1868 ) transparent or dyed to required colour or shade, with necessary screws etc. complete : | Item63 | [52 empty] | 7.03 | Providing and fixing aluminium tower bolts, ISI marked, anodised (anodic coating not less than grade AC 10 as per IS : 1868 ) transparent or dyed to required colour or shade, with necessary screws etc. complete : | Item63 |  |  | Supplying, Conveying and fixing spls. Including eart | item1 | 123.223 | Nos
7.04 | 200x10 mm | Item64 | 4 | each | 82.21 |  |  | Excess(+) | 1 | Full Conversion | INR | [40 empty] | #VALUE! | #VALUE! | #VALUE! | 7.04 | 200x10 mm | Item64 | 4 | each | Construction of chamber for 100mm sluice plates | item2 | 213 | Nos
7.05 | 150x10 mm | Item65 | 4 | each | 68.07 |  |  | Excess(+) | 1 | Full Conversion | INR | [40 empty] | #VALUE! | #VALUE! | #VALUE! | 7.05 | 150x10 mm | Item65 | 4 | each | Construction of chamber for 100mm sluices valve | item3 | 10 | Nos
7.06 | Providing and fixing aluminium handles, ISI marked, anodised (anodic coating not less than grade AC 10 as per IS : 1868) transparent or dyed to required colour or shade, with necessary screws etc. complete : | Item66 | [52 empty] | 7.06 | Providing and fixing aluminium handles, ISI marked, anodised (anodic coating not less than grade AC 10 as per IS : 1868) transparent or dyed to required colour or shade, with necessary screws etc. complete : | Item66 |  |  | Supplying, Conveying and fixing spls. Including ea | item4 | 10 | Nos
7.07 | 125 mm | Item67 | 8 | each | 54.63 |  |  | Excess(+) | 1 | Full Conversion | INR | [40 empty] | #VALUE! | #VALUE! | #VALUE! | 7.07 | 125 mm | Item67 | 8 | each | Supplying, Conveying and fixing spls. Including eart | item1 | 123.223 | Nos
7.08 | Providing and fixing aluminium hanging floor door stopper, ISI marked, anodised (anodic coating not less than grade AC 10 as per IS : 1868) transparent or dyed to required colour and shade, with necessary screws etc. complete. | Item68 | [52 empty] | 7.08 | Providing and fixing aluminium hanging floor door stopper, ISI marked, anodised (anodic coating not less than grade AC 10 as per IS : 1868) transparent or dyed to required colour and shade, with necessary screws etc. complete. | Item68 |  |  | Construction of chamber for 100mm sluice plates | item2 | 213 | Nos
7.09 | Twin rubber stopper | Item69 | 2 | each | 59.66 |  |  | Excess(+) | 1 | Full Conversion | INR | [40 empty] | #VALUE! | #VALUE! | #VALUE! | 7.09 | Twin rubber stopper | Item69 | 2 | each | Construction of chamber for 100mm sluices valve | item3 | 10 | Nos
7.1 | Providing and fixing factory made uPVC door frame made of uPVC extruded sections having an overall dimension as below (tolerance ±1mm), with wall thickness 2.0 mm (± 0.2 mm), corners of the door frame to be Jointed with galvanized brackets and stainless steel screws, joints mitred and Plastic welded. The hinge side vertical of the frames reinforced by galvanized M.S. tube of size 19 X 19 mm and 1 mm (± 0.1 mm) wall thickness and 3 nos. stainless steel hinges fixed to the frame complete as per manufacturer's specification and direction of Engineer- in-charge | Item70 | [52 empty] | 7.1 | Providing and fixing factory made uPVC door frame made of uPVC extruded sections having an overall dimension as below (tolerance ±1mm), with wall thickness 2.0 mm (± 0.2 mm), corners of the door frame to be Jointed with galvanized brackets and stainless steel screws, joints mitred and Plastic welded. The hinge side vertical of the frames reinforced by galvanized M.S. tube of size 19 X 19 mm and 1 mm (± 0.1 mm) wall thickness and 3 nos. stainless steel hinges fixed to the frame complete as per manufacturer's specification and direction of Engineer- in-charge | Item70 |  |  | Supplying, Conveying and fixing spls. Including ea | item4 | 10 | Nos
7.11 | Extruded section profile size 42x50 mm | Item71 | 10 | metre | 273.23 |  |  | Excess(+) | 1 | Full Conversion | INR | [40 empty] | #VALUE! | #VALUE! | #VALUE! | 7.11 | Extruded section profile size 42x50 mm | Item71 | 10 | metre | Supplying, Conveying and fixing spls. Including eart | item1 | 123.223 | Nos
7.12 | Providing and fixing factory made panel PVC door shutter consisting of frame made out of M.S. tubes of 19 gauge thickness and size of 19 mm x 19 mm for styles and 15x15 mm for top & bottom rails. M.S. frame shall have a coat of steel primers of approved make and manufacture. M.S. frame covered with 5 mm thick heat moulded PVC 'C' channel of size 30 mm thickness, 70 mm width out of which 50 mm shall be flat and 20 mm shall be tapered in 45 degree angle on both side forming styles and 5 mm thick, 95 mm wide PVC sheet out of which 75 mm shall be flat and 20 mm shall be tapered in 45 degree on the inner side to form top and bottom rail and 115 mm wide PVC sheet out of which 75 mm shall be flat and 20 mm shall be tapered on both sides to form lock rail. Top, bottom and lock rails shall be provided both side of the panel. 10 mm (5 mm x 2 ) thick, 20 mm wide cross PVC sheet be provided as gap insert for top rail & bottom rail, paneling of 5 mm thick both side PVC sheet to be fitted in the M.S. frame welded/ sealed to the styles & rails with 7 mm (5 mm+2 mm) thick x 15 mm wide PVC sheet beading on inner side, and joined together with solvent cement adhesive. An additional 5 mm thick PVC strip of 20 mm width is to be stuck on the interior side of the 'C' Channel using PVC solvent adhesive etc. complete as per direction of Engineer-in-charge, manufacturer's specification & drawing. | Item72 | [52 empty] | 7.12 | Providing and fixing factory made panel PVC door shutter consisting of frame made out of M.S. tubes of 19 gauge thickness and size of 19 mm x 19 mm for styles and 15x15 mm for top & bottom rails. M.S. frame shall have a coat of steel primers of approved make and manufacture. M.S. frame covered with 5 mm thick heat moulded PVC 'C' channel of size 30 mm thickness, 70 mm width out of which 50 mm shall be flat and 20 mm shall be tapered in 45 degree angle on both side forming styles and 5 mm thick, 95 mm wide PVC sheet out of which 75 mm shall be flat and 20 mm shall be tapered in 45 degree on the inner side to form top and bottom rail and 115 mm wide PVC sheet out of which 75 mm shall be flat and 20 mm shall be tapered on both sides to form lock rail. Top, bottom and lock rails shall be provided both side of the panel. 10 mm (5 mm x 2 ) thick, 20 mm wide cross PVC sheet be provided as gap insert for top rail & bottom rail, paneling of 5 mm thick both side PVC sheet to be fitted in the M.S. frame welded/ sealed to the styles & rails with 7 mm (5 mm+2 mm) thick x 15 mm wide PVC sheet beading on inner side, and joined together with solvent cement adhesive. An additional 5 mm thick PVC strip of 20 mm width is to be stuck on the interior side of the 'C' Channel using PVC solvent adhesive etc. complete as per direction of Engineer-in-charge, manufacturer's specification & drawing. | Item72 |  |  | Construction of chamber for 100mm sluice plates | item2 | 213 | Nos
7.13 | 30 mm thick pre laminated PVC door shutters | Item73 | 3.2 | sqm | 3021.19 |  |  | Excess(+) | 1 | Full Conversion | INR | [40 empty] | #VALUE! | #VALUE! | #VALUE! | 7.13 | 30 mm thick pre laminated PVC door shutters | Item73 | 3.2 | sqm | Construction of chamber for 100mm sluices valve | item3 | 10 | Nos
8 | STEEL WORK | Item74 | [52 empty] | 8 | STEEL WORK | Item74 |  |  | Supplying, Conveying and fixing spls. Including eart | item1 | 123.223 | Nos
8.01 | Steel work welded in built up sections/ framed work, including cutting, hoisting, fixing in position and applying a priming coat of approved steel primer using structural steel etc. as required. | Item75 | [52 empty] | 8.01 | Steel work welded in built up sections/ framed work, including cutting, hoisting, fixing in position and applying a priming coat of approved steel primer using structural steel etc. as required. | Item75 |  |  | Construction of chamber for 100mm sluice plates | item2 | 213 | Nos
8.02 | In gratings, frames, guard bar, ladder, railings, brackets, gates and similar works | Item76 | 60 | kg | 142.32 |  |  | Excess(+) | 1 | Full Conversion | INR | [40 empty] | #VALUE! | #VALUE! | #VALUE! | 8.02 | In gratings, frames, guard bar, ladder, railings, brackets, gates and similar works | Item76 | 60 | kg | Supplying, Conveying and fixing spls. Including ea | item4 | 10 | Nos
8.03 | Providing and fixing hand rail of approved size by welding etc. to steel ladder railing, balcony railing, staircase railing and similar works, including applying priming coat of approved steel primer. | Item77 | [52 empty] | 8.03 | Providing and fixing hand rail of approved size by welding etc. to steel ladder railing, balcony railing, staircase railing and similar works, including applying priming coat of approved steel primer. | Item77 |  |  | Supplying, Conveying and fixing spls. Including eart | item1 | 123.223 | Nos
8.04 | M.S. tube | Item78 | 60 | kg | 162.28 |  |  | Excess(+) | 1 | Full Conversion | INR | [40 empty] | #VALUE! | #VALUE! | #VALUE! | 8.04 | M.S. tube | Item78 | 60 | kg | Construction of chamber for 100mm sluice plates | item2 | 213 | Nos
8.05 | Providing and fixing carbon steel galvanised ( minimum coating 5 micron) dash fastener of 10 mm dia double threaded 6.8 grade (yield strength 480 N/mm2), counter sunk head, comprising of 10 mm dia polyamide PA 6 grade sleeve, including drilling of hole in frame , concrete/ masonry, etc. as per direction of Engineer-in-charge. | Item79 | [52 empty] | 8.05 | Providing and fixing carbon steel galvanised ( minimum coating 5 micron) dash fastener of 10 mm dia double threaded 6.8 grade (yield strength 480 N/mm2), counter sunk head, comprising of 10 mm dia polyamide PA 6 grade sleeve, including drilling of hole in frame , concrete/ masonry, etc. as per direction of Engineer-in-charge. | Item79 |  |  | Construction of chamber for 100mm sluices valve | item3 | 10 | Nos
8.06 | 10 x 120 mm | Item80 | 40 | each | 140.96 |  |  | Excess(+) | 1 | Full Conversion | INR | [40 empty] | #VALUE! | #VALUE! | #VALUE! | 8.06 | 10 x 120 mm | Item80 | 40 | each | Supplying, Conveying and fixing spls. Including ea | item4 | 10 | Nos
8.07 | Providing and fixing stainless steel ( Grade 304) railing made of Hollow tubes, channels, plates etc., including welding, grinding, bufing, polishing and making curvature (wherever required) and fitting the same with necessary stainless steel nuts and bolts complete, i/c fixing the railing with necessary accessories & stainless steel dash fasteners , stainless steel bolts etc., of required size, on the top of the floor or the side of waist slab with suitable arrangement as per approval of Engineer-in-charge, (for payment purpose only weight of stainless steel members shall be considered excluding fixing accessories such as nuts, bolts, fasteners etc.). | Item81 | 350 | kg | 636.92 |  |  | Excess(+) | 1 | Full Conversion | INR | [40 empty] | #VALUE! | #VALUE! | #VALUE! | 8.07 | Providing and fixing stainless steel ( Grade 304) railing made of Hollow tubes, channels, plates etc., including welding, grinding, bufing, polishing and making curvature (wherever required) and fitting the same with necessary stainless steel nuts and bolts complete, i/c fixing the railing with necessary accessories & stainless steel dash fasteners , stainless steel bolts etc., of required size, on the top of the floor or the side of waist slab with suitable arrangement as per approval of Engineer-in-charge, (for payment purpose only weight of stainless steel members shall be considered excluding fixing accessories such as nuts, bolts, fasteners etc.). | Item81 | 350 | kg | Supplying, Conveying and fixing spls. Including eart | item1 | 123.223 | Nos
9 | FLOORING | Item82 | [52 empty] | 9 | FLOORING | Item82 |  |  | Construction of chamber for 100mm sluice plates | item2 | 213 | Nos
9.01 | Brick on edge flooring with bricks of class designation 7.5 on a bed of 12 mm cement mortar, including filling the joints with same mortar, with common burnt clay non modular bricks: | Item83 | [52 empty] | 9.01 | Brick on edge flooring with bricks of class designation 7.5 on a bed of 12 mm cement mortar, including filling the joints with same mortar, with common burnt clay non modular bricks: | Item83 |  |  | Construction of chamber for 100mm sluices valve | item3 | 10 | Nos
9.02 | 1:6 (1cement :6 coarse sand) | Item84 | 9 | sqm | 796.19 |  |  | Excess(+) | 1 | Full Conversion | INR | [40 empty] | #VALUE! | #VALUE! | #VALUE! | 9.02 | 1:6 (1cement :6 coarse sand) | Item84 | 9 | sqm | Supplying, Conveying and fixing spls. Including eart | item1 | 123.223 | Nos
9.03 | Kota stone slab flooring over 20 mm (average) thick base laid over and jointed with grey cement slurry mixed with pigment to match the shade of the slab, including rubbing and polishing complete with base of cement mortar 1 : 4 (1 cement : 4 coarse sand) : | Item85 | [52 empty] | 9.03 | Kota stone slab flooring over 20 mm (average) thick base laid over and jointed with grey cement slurry mixed with pigment to match the shade of the slab, including rubbing and polishing complete with base of cement mortar 1 : 4 (1 cement : 4 coarse sand) : | Item85 |  |  | Construction of chamber for 100mm sluice plates | item2 | 213 | Nos
9.04 | 25 mm thick | Item86 | 14.5 | sqm | 1606.53 |  |  | Excess(+) | 1 | Full Conversion | INR | [40 empty] | #VALUE! | #VALUE! | #VALUE! | 9.04 | 25 mm thick | Item86 | 14.5 | sqm | Construction of chamber for 100mm sluices valve | item3 | 10 | Nos
9.05 | Kota stone slabs 20 mm thick in risers of steps, skirting, dado and pillars laid on 12 mm (average) thick cement mortar 1:3 (1 cement: 3 coarse sand) and jointed with grey cement slurry mixed with pigment to match the shade of the slabs, including rubbing and polishing complete. | Item87 | 1.6 | sqm | 1941.7 |  |  | Excess(+) | 1 | Full Conversion | INR | [40 empty] | #VALUE! | #VALUE! | #VALUE! | 9.05 | Kota stone slabs 20 mm thick in risers of steps, skirting, dado and pillars laid on 12 mm (average) thick cement mortar 1:3 (1 cement: 3 coarse sand) and jointed with grey cement slurry mixed with pigment to match the shade of the slabs, including rubbing and polishing complete. | Item87 | 1.6 | sqm | Supplying, Conveying and fixing spls. Including ea | item4 | 10 | Nos
9.06 | Providing and fixing 1st quality ceramic glazed floor tiles conforming to IS : 15622 (thickness to be specified by the manufacturer) of approved make in all colours, shades except burgundy, bottle green, black of any size as approved by Engineer-in-Charge in skirting, risers of steps and dados over 12 mm thick bed of cement Mortar 1:3 (1 cement: 3 coarse sand) and jointing with grey cement slurry @ 3.3kg per sqm including pointing in white cement mixed with pigment of matching shade complete. | Item88 | 17.1 | sqm | 917.53 |  |  | Excess(+) | 1 | Full Conversion | INR | [40 empty] | #VALUE! | #VALUE! | #VALUE! | 9.06 | Providing and fixing 1st quality ceramic glazed floor tiles conforming to IS : 15622 (thickness to be specified by the manufacturer) of approved make in all colours, shades except burgundy, bottle green, black of any size as approved by Engineer-in-Charge in skirting, risers of steps and dados over 12 mm thick bed of cement Mortar 1:3 (1 cement: 3 coarse sand) and jointing with grey cement slurry @ 3.3kg per sqm including pointing in white cement mixed with pigment of matching shade complete. | Item88 | 17.1 | sqm | Construction of chamber for 100mm sluices valve | item3 | 10 | Nos
10 | ROOFING | Item89 | [52 empty] | 10 | ROOFING | Item89 |  |  | Supplying, Conveying and fixing spls. Including eart | item1 | 123.223 | Nos
10.01 | Making khurras 45x45 cm with average minimum thickness of 5 cm cement concrete 1:2:4 (1 cement : 2 coarse sand : 4 graded stone aggregate of 20 mm nominal size) over P.V.C. sheet 1 m x1 m x 400 micron, finished with 12 mm cement plaster 1:3 (1 cement : 3 coarse sand) and a coat of neat cement, rounding the edges and making and finishing the outlet complete. | Item90 | 2 | each | 245.93 |  |  | Excess(+) | 1 | Full Conversion | INR | [40 empty] | #VALUE! | #VALUE! | #VALUE! | 10.01 | Making khurras 45x45 cm with average minimum thickness of 5 cm cement concrete 1:2:4 (1 cement : 2 coarse sand : 4 graded stone aggregate of 20 mm nominal size) over P.V.C. sheet 1 m x1 m x 400 micron, finished with 12 mm cement plaster 1:3 (1 cement : 3 coarse sand) and a coat of neat cement, rounding the edges and making and finishing the outlet complete. | Item90 | 2 | each | Construction of chamber for 100mm sluice plates | item2 | 213 | Nos
10.02 | Providing and fixing on wall face unplasticised Rigid PVC rain water pipes conforming to IS : 13592 Type A, including jointing with seal ring conforming to IS : 5382, leaving 10 mm gap for thermal expansion, (i) Single socketed pipes. | Item91 | [52 empty] | 10.02 | Providing and fixing on wall face unplasticised Rigid PVC rain water pipes conforming to IS : 13592 Type A, including jointing with seal ring conforming to IS : 5382, leaving 10 mm gap for thermal expansion, (i) Single socketed pipes. | Item91 |  |  | Construction of chamber for 100mm sluices valve | item3 | 10 | Nos
10.03 | 110 mm diameter | Item92 | 6.5 | metre | 311.2 |  |  | Excess(+) | 1 | Full Conversion | INR | [40 empty] | #VALUE! | #VALUE! | #VALUE! | 10.03 | 110 mm diameter | Item92 | 6.5 | metre | Supplying, Conveying and fixing spls. Including ea | item4 | 10 | Nos
10.04 | Providing and fixing on wall face unplasticised - PVC moulded fittings/ accessories for unplasticised Rigid PVC rain water pipes conforming to IS : 13592 Type A, including jointing with seal ring conforming to IS :5382, leaving 10 mm gap for thermal expansion. | Item93 | [52 empty] | 10.04 | Providing and fixing on wall face unplasticised - PVC moulded fittings/ accessories for unplasticised Rigid PVC rain water pipes conforming to IS : 13592 Type A, including jointing with seal ring conforming to IS :5382, leaving 10 mm gap for thermal expansion. | Item93 |  |  | Supplying, Conveying and fixing spls. Including eart | item1 | 123.223 | Nos
10.05 | Single tee without door | Item94 | [52 empty] | 10.05 | Single tee without door | Item94 |  |  | Construction of chamber for 100mm sluice plates | item2 | 213 | Nos
10.06 | 110x110x110 mm | Item95 | 2 | each | 182.52 |  |  | Excess(+) | 1 | Full Conversion | INR | [40 empty] | #VALUE! | #VALUE! | #VALUE! | 10.06 | 110x110x110 mm | Item95 | 2 | each | Construction of chamber for 100mm sluices valve | item3 | 10 | Nos
10.07 | Shoe (Plain) | Item96 | [52 empty] | 10.07 | Shoe (Plain) | Item96 |  |  | Supplying, Conveying and fixing spls. Including eart | item1 | 123.223 | Nos
10.08 | 110 mm Shoe | Item97 | 2 | each | 108.72 |  |  | Excess(+) | 1 | Full Conversion | INR | [40 empty] | #VALUE! | #VALUE! | #VALUE! | 10.08 | 110 mm Shoe | Item97 | 2 | each | Construction of chamber for 100mm sluice plates | item2 | 213 | Nos
10.09 | Providing and fixing unplasticised -PVC pipe clips of approved design to unplasticised - PVC rain water pipes by means of 50x50x50 mm hard wood plugs, screwed with M.S. screws of required length, including cutting brick work and fixing in cement mortar 1:4 (1 cement : 4 coarse sand) and making good the wall etc. complete. | Item98 | [52 empty] | 10.09 | Providing and fixing unplasticised -PVC pipe clips of approved design to unplasticised - PVC rain water pipes by means of 50x50x50 mm hard wood plugs, screwed with M.S. screws of required length, including cutting brick work and fixing in cement mortar 1:4 (1 cement : 4 coarse sand) and making good the wall etc. complete. | Item98 |  |  | Construction of chamber for 100mm sluices valve | item3 | 10 | Nos
10.1 | 110 mm | Item99 | 6 | each | 306.17 |  |  | Excess(+) | 1 | Full Conversion | INR | [40 empty] | #VALUE! | #VALUE! | #VALUE! | 10.1 | 110 mm | Item99 | 6 | each | Supplying, Conveying and fixing spls. Including ea | item4 | 10 | Nos
11 | FINISHING | Item100 | [52 empty] | 11 | FINISHING | Item100 |  |  | Supplying, Conveying and fixing spls. Including eart | item1 | 123.223 | Nos
11.01 | 12 mm cement plaster of mix: | Item101 | [52 empty] | 11.01 | 12 mm cement plaster of mix: | Item101 |  |  | Construction of chamber for 100mm sluice plates | item2 | 213 | Nos
11.02 | 1:6 (1 cement: 6 coarse sand) | Item102 | 32 | sqm | 283.37 |  |  | Excess(+) | 1 | Full Conversion | INR | [40 empty] | #VALUE! | #VALUE! | #VALUE! | 11.02 | 1:6 (1 cement: 6 coarse sand) | Item102 | 32 | sqm | Construction of chamber for 100mm sluices valve | item3 | 10 | Nos
11.03 | 15 mm cement plaster on rough side of single or half brick wall of mix: | Item103 | [52 empty] | 11.03 | 15 mm cement plaster on rough side of single or half brick wall of mix: | Item103 |  |  | Supplying, Conveying and fixing spls. Including ea | item4 | 10 | Nos
11.04 | 1:6(1 cement: 6 coarse sand) | Item104 | 65 | sqm | 326 |  |  | Excess(+) | 1 | Full Conversion | INR | [40 empty] | #VALUE! | #VALUE! | #VALUE! | 11.04 | 1:6(1 cement: 6 coarse sand) | Item104 | 65 | sqm | Supplying, Conveying and fixing spls. Including eart | item1 | 123.223 | Nos
11.05 | 12 mm cement plaster finished with a floating coat of neat cement of mix: | Item105 | [52 empty] | 11.05 | 12 mm cement plaster finished with a floating coat of neat cement of mix: | Item105 |  |  | Construction of chamber for 100mm sluice plates | item2 | 213 | Nos
11.06 | 1:4(1 cement: 4 fine sand) | Item106 | 1 | sqm | 350.91 |  |  | Excess(+) | 1 | Full Conversion | INR | [40 empty] | #VALUE! | #VALUE! | #VALUE! | 11.06 | 1:4(1 cement: 4 fine sand) | Item106 | 1 | sqm | Construction of chamber for 100mm sluices valve | item3 | 10 | Nos
11.07 | 6 mm cement plaster of mix: | Item107 | [52 empty] | 11.07 | 6 mm cement plaster of mix: | Item107 |  |  | Supplying, Conveying and fixing spls. Including ea | item4 | 10 | Nos
11.08 | 1:3(1 cement :3 fine sand) | Item108 | 70 | sqm | 247.75 |  |  | Excess(+) | 1 | Full Conversion | INR | [40 empty] | #VALUE! | #VALUE! | #VALUE! | 11.08 | 1:3(1 cement :3 fine sand) | Item108 | 70 | sqm | Supplying, Conveying and fixing spls. Including eart | item1 | 123.223 | Nos
11.09 | Extra for plastering: | Item109 | [52 empty] | 11.09 | Extra for plastering: | Item109 |  |  | Construction of chamber for 100mm sluice plates | item2 | 213 | Nos
11.1 | Flewing sofits | Item110 | 20 | sqm | 97.01 |  |  | Excess(+) | 1 | Full Conversion | INR | [40 empty] | #VALUE! | #VALUE! | #VALUE! | 11.1 | Flewing sofits | Item110 | 20 | sqm | Construction of chamber for 100mm sluices valve | item3 | 10 | Nos
11.11 | Finishing walls with Acrylic Smooth exterior paint of required shade: | Item111 | [52 empty] | 11.11 | Finishing walls with Acrylic Smooth exterior paint of required shade: | Item111 |  |  | Supplying, Conveying and fixing spls. Including eart | item1 | 123.223 | Nos
11.12 | New work (Two or more coat applied @ 1.67 ltr/10 sqm over and including priming coat of exterior primer applied @ 0.90 litre/10 sqm) | Item112 | 110 | sqm | 132.43 |  |  | Excess(+) | 1 | Full Conversion | INR | [40 empty] | #VALUE! | #VALUE! | #VALUE! | 11.12 | New work (Two or more coat applied @ 1.67 ltr/10 sqm over and including priming coat of exterior primer applied @ 0.90 litre/10 sqm) | Item112 | 110 | sqm | Construction of chamber for 100mm sluice plates | item2 | 213 | Nos
11.13 | Painting with synthetic enamel paint of approved brand and manufacture to give an even shade : | Item113 | [52 empty] | 11.13 | Painting with synthetic enamel paint of approved brand and manufacture to give an even shade : | Item113 |  |  | Supplying, Conveying and fixing spls. Including ea | item4 | 10 | Nos
11.14 | Two or more coats on new work | Item114 | 10 | sqm | 128.55 |  |  | Excess(+) | 1 | Full Conversion | INR | [40 empty] | #VALUE! | #VALUE! | #VALUE! | 11.14 | Two or more coats on new work | Item114 | 10 | sqm | Supplying, Conveying and fixing spls. Including eart | item1 | 123.223 | Nos
11.15 | Painting with synthetic enamel paint of approved brand and manufacture of required colour to give an even shade: | Item115 | [52 empty] | 11.15 | Painting with synthetic enamel paint of approved brand and manufacture of required colour to give an even shade: | Item115 |  |  | Construction of chamber for 100mm sluice plates | item2 | 213 | Nos
11.16 | Two or more coats on new work over an under coat of suitable shade with ordinary paint of approved brand and manufacture | Item116 | 12 | sqm | 186.56 |  |  | Excess(+) | 1 | Full Conversion | INR | [40 empty] | #VALUE! | #VALUE! | #VALUE! | 11.16 | Two or more coats on new work over an under coat of suitable shade with ordinary paint of approved brand and manufacture | Item116 | 12 | sqm | Construction of chamber for 100mm sluices valve | item3 | 10 | Nos
11.17 | Providing and applying white cement based putty of average thickness 1 mm, of approved brand and manufacturer, over the plastered wall surface to prepare the surface even and smooth complete. | Item117 | 45 | sqm | 128.67 |  |  | Excess(+) | 1 | Full Conversion | INR | [40 empty] | #VALUE! | #VALUE! | #VALUE! | 11.17 | Providing and applying white cement based putty of average thickness 1 mm, of approved brand and manufacturer, over the plastered wall surface to prepare the surface even and smooth complete. | Item117 | 45 | sqm | Supplying, Conveying and fixing spls. Including ea | item4 | 10 | Nos
11.18 | Distempering with 1st quality acrylic distemper (ready mixed) having VOC content less than 50 gms/litre, of approved manufacturer, of required shade and colour complete, as per manufacturer's specification. Two or more coats on new work | Item118 | 45 | Sqm | 92.31 |  |  | Excess(+) | 1 | Full Conversion | INR | [40 empty] | #VALUE! | #VALUE! | #VALUE! | 11.18 | Distempering with 1st quality acrylic distemper (ready mixed) having VOC content less than 50 gms/litre, of approved manufacturer, of required shade and colour complete, as per manufacturer's specification. Two or more coats on new work | Item118 | 45 | Sqm | Supplying, Conveying and fixing spls. Including eart | item1 | 123.223 | Nos
12 | Dismantling and Demolishing | Item119 | [52 empty] | 12 | Dismantling and Demolishing | Item119 |  |  | Construction of chamber for 100mm sluice plates | item2 | 213 | Nos
12.01 | Demolishing brick work manually/ by mechanical means including stacking of serviceable material and disposal of unserviceable material within 50 metres lead as per direction of Engineer-in-charge. | Item120 | [52 empty] | 12.01 | Demolishing brick work manually/ by mechanical means including stacking of serviceable material and disposal of unserviceable material within 50 metres lead as per direction of Engineer-in-charge. | Item120 |  |  | Construction of chamber for 100mm sluices valve | item3 | 10 | Nos
12.02 | In cement mortar | Item121 | 0.9 | cum | 1698.85 |  |  | Excess(+) | 1 | Full Conversion | INR | [40 empty] | #VALUE! | #VALUE! | #VALUE! | 12.02 | In cement mortar | Item121 | 0.9 | cum | Supplying, Conveying and fixing spls. Including eart | item1 | 123.223 | Nos
13 | SANITARY INSTALLATIONS | Item122 | [52 empty] | 13 | SANITARY INSTALLATIONS | Item122 |  |  | Construction of chamber for 100mm sluice plates | item2 | 213 | Nos
13.01 | Providing and fixing white vitreous china flat back half stall urinal of size 580x380x350 mm with white PVC automatic flushing cistern, with fittings, standard size C.P. brass flush pipe, spreaders with unions and clamps (all in C.P. brass) with waste fitting as per IS : 2556, C.I. trap with outlet grating and other couplings in C.P. brass, including painting of fittings and cutting and making good the walls and floors wherever required : | Item123 | [52 empty] | 13.01 | Providing and fixing white vitreous china flat back half stall urinal of size 580x380x350 mm with white PVC automatic flushing cistern, with fittings, standard size C.P. brass flush pipe, spreaders with unions and clamps (all in C.P. brass) with waste fitting as per IS : 2556, C.I. trap with outlet grating and other couplings in C.P. brass, including painting of fittings and cutting and making good the walls and floors wherever required : | Item123 |  |  | Construction of chamber for 100mm sluices valve | item3 | 10 | Nos
13.02 | Single half stall urinal with 5 litre P.V.C. automatic flushing cistern | Item124 | 2 | each | 9954.44 |  |  | Excess(+) | 1 | Full Conversion | INR | [40 empty] | #VALUE! | #VALUE! | #VALUE! | 13.02 | Single half stall urinal with 5 litre P.V.C. automatic flushing cistern | Item124 | 2 | each | Supplying, Conveying and fixing spls. Including ea | item4 | 10 | Nos
13.03 | Providing and fixing CP Brass 32 mm size Bottle Trap of approved quality & make and as per the direction of Engineer-in-charge. | Item125 | 4 | each | 853.3 |  |  | Excess(+) | 1 | Full Conversion | INR | [40 empty] | #VALUE! | #VALUE! | #VALUE! | 13.03 | Providing and fixing CP Brass 32 mm size Bottle Trap of approved quality & make and as per the direction of Engineer-in-charge. | Item125 | 4 | each | Supplying, Conveying and fixing spls. Including eart | item1 | 123.223 | Nos
13.04 | Providing and fixing 600x450 mm beveled edge mirror of superior glass (of approved quality) complete with 6 mm thick hard board ground fixed to wooden cleats with C.P. brass screws and washers complete. | Item126 | 2 | each | 1325.92 |  |  | Excess(+) | 1 | Full Conversion | INR | [40 empty] | #VALUE! | #VALUE! | #VALUE! | 13.04 | Providing and fixing 600x450 mm beveled edge mirror of superior glass (of approved quality) complete with 6 mm thick hard board ground fixed to wooden cleats with C.P. brass screws and washers complete. | Item126 | 2 | each | Construction of chamber for 100mm sluice plates | item2 | 213 | Nos
13.05 | Providing and fixing soil, waste and vent pipes : | Item127 | [52 empty] | 13.05 | Providing and fixing soil, waste and vent pipes : | Item127 |  |  | Construction of chamber for 100mm sluices valve | item3 | 10 | Nos
13.06 | 100 mm dia | Item128 | [52 empty] | 13.06 | 100 mm dia | Item128 |  |  | Supplying, Conveying and fixing spls. Including ea | item4 | 10 | Nos
13.07 | Hubless centrifugally cast (spun) iron pipes epoxy coated inside & outside IS:15905 | Item129 | 15 | metre | 964.21 |  |  | Excess(+) | 1 | Full Conversion | INR | [40 empty] | #VALUE! | #VALUE! | #VALUE! | 13.07 | Hubless centrifugally cast (spun) iron pipes epoxy coated inside & outside IS:15905 | Item129 | 15 | metre | Supplying, Conveying and fixing spls. Including eart | item1 | 123.223 | Nos
13.08 | 75 mm diameter : | Item130 | [52 empty] | 13.08 | 75 mm diameter : | Item130 |  |  | Construction of chamber for 100mm sluice plates | item2 | 213 | Nos
13.09 | Hubless centrifugally cast (spun) iron pipes epoxy coated inside & outside IS:15905 | Item131 | 5.4 | metre | 795.12 |  |  | Excess(+) | 1 | Full Conversion | INR | [40 empty] | #VALUE! | #VALUE! | #VALUE! | 13.09 | Hubless centrifugally cast (spun) iron pipes epoxy coated inside & outside IS:15905 | Item131 | 5.4 | metre | Construction of chamber for 100mm sluices valve | item3 | 10 | Nos
13.1 | Providing and fixing bend of required degree with access door, insertion rubber washer 3 mm thick, bolts and nuts complete. | Item132 | [52 empty] | 13.1 | Providing and fixing bend of required degree with access door, insertion rubber washer 3 mm thick, bolts and nuts complete. | Item132 |  |  | Supplying, Conveying and fixing spls. Including ea | item4 | 10 | Nos
13.11 | 100 mm dia | Item133 | [52 empty] | 13.11 | 100 mm dia | Item133 |  |  | Construction of chamber for 100mm sluices valve | item3 | 10 | Nos
13.12 | Hubless centrifugally cast (spun) iron epoxy coated inside & outside as per IS:15905 | Item134 | 6 | each | 467.71 |  |  | Excess(+) | 1 | Full Conversion | INR | [40 empty] | #VALUE! | #VALUE! | #VALUE! | 13.12 | Hubless centrifugally cast (spun) iron epoxy coated inside & outside as per IS:15905 | Item134 | 6 | each | Supplying, Conveying and fixing spls. Including ea | item4 | 10 | Nos
13.13 | Providing and fixing plain bend of required degree. | Item135 | [52 empty] | 13.13 | Providing and fixing plain bend of required degree. | Item135 |  |  | Supplying, Conveying and fixing spls. Including eart | item1 | 123.223 | Nos
13.14 | 100 mm dia | Item136 | [52 empty] | 13.14 | 100 mm dia | Item136 |  |  | Construction of chamber for 100mm sluice plates | item2 | 213 | Nos
13.15 | Hubless centrifugally cast (spun) iron pipes epoxy coated inside & outside IS:15905 | Item137 | 1 | each | 303.45 |  |  | Excess(+) | 1 | Full Conversion | INR | [40 empty] | #VALUE! | #VALUE! | #VALUE! | 13.15 | Hubless centrifugally cast (spun) iron pipes epoxy coated inside & outside IS:15905 | Item137 | 1 | each | Construction of chamber for 100mm sluices valve | item3 | 10 | Nos
13.16 | Providing and fixing shielded coupling for Hubless centrifugally cast iron pipe | Item138 | [52 empty] | 13.16 | Providing and fixing shielded coupling for Hubless centrifugally cast iron pipe | Item138 |  |  | Supplying, Conveying and fixing spls. Including eart | item1 | 123.223 | Nos
13.17 | 100 mm dia | Item139 | [52 empty] | 13.17 | 100 mm dia | Item139 |  |  | Construction of chamber for 100mm sluice plates | item2 | 213 | Nos
13.18 | SS 304 grade coupling with EPDM rubber gasket | Item140 | 15 | each | 356.27 |  |  | Excess(+) | 1 | Full Conversion | INR | [40 empty] | #VALUE! | #VALUE! | #VALUE! | 13.18 | SS 304 grade coupling with EPDM rubber gasket | Item140 | 15 | each | Construction of chamber for 100mm sluices valve | item3 | 10 | Nos
13.19 | Providing and fixing trap of self cleansing design with screwed down or hinged grating with or without vent arm complete, including cost of cutting and making good the walls and floors : | Item141 | [52 empty] | 13.19 | Providing and fixing trap of self cleansing design with screwed down or hinged grating with or without vent arm complete, including cost of cutting and making good the walls and floors : | Item141 |  |  | Supplying, Conveying and fixing spls. Including ea | item4 | 10 | Nos
13.2 | 100 mm inlet and 100 mm outlet | Item142 | [52 empty] | 13.2 | 100 mm inlet and 100 mm outlet | Item142 |  |  | Supplying, Conveying and fixing spls. Including eart | item1 | 123.223 | Nos
13.21 | Hubless centrifugally cast (spun) iron epoxy coated inside & outside as per IS:15905 | Item143 | 2 | each | 704.66 |  |  | Excess(+) | 1 | Full Conversion | INR | [40 empty] | #VALUE! | #VALUE! | #VALUE! | 13.21 | Hubless centrifugally cast (spun) iron epoxy coated inside & outside as per IS:15905 | Item143 | 2 | each | Construction of chamber for 100mm sluice plates | item2 | 213 | Nos
13.22 | 100 mm inlet and 75 mm outlet | Item144 | [52 empty] | 13.22 | 100 mm inlet and 75 mm outlet | Item144 |  |  | Construction of chamber for 100mm sluices valve | item3 | 10 | Nos
13.23 | Hubless centrifugally cast (spun) iron epoxy coated inside & outside as per IS:15905 | Item145 | 4 | each | 487.67 |  |  | Excess(+) | 1 | Full Conversion | INR | [40 empty] | #VALUE! | #VALUE! | #VALUE! | 13.23 | Hubless centrifugally cast (spun) iron epoxy coated inside & outside as per IS:15905 | Item145 | 4 | each | Supplying, Conveying and fixing spls. Including ea | item4 | 10 | Nos
13.24 | Providing and fixing white vitreous china extended wall mounting water closet of size 780x370x690 mm of approved shape including providing & fixing white vitreous china cistern with dual flush fitting, of flushing capacity 3 litre/ 6 litre (adjustable to 4 litre/ 8 litres), including seat cover, and cistern fittings, nuts, bolts and gasket etc complete. | Item146 | 2 | each | 12368.39 |  |  | Excess(+) | 1 | Full Conversion | INR | [40 empty] | #VALUE! | #VALUE! | #VALUE! | 13.24 | Providing and fixing white vitreous china extended wall mounting water closet of size 780x370x690 mm of approved shape including providing & fixing white vitreous china cistern with dual flush fitting, of flushing capacity 3 litre/ 6 litre (adjustable to 4 litre/ 8 litres), including seat cover, and cistern fittings, nuts, bolts and gasket etc complete. | Item146 | 2 | each | Supplying, Conveying and fixing spls. Including eart | item1 | 123.223 | Nos
14 | WATER SUPPLY | Item147 | [52 empty] | 14 | WATER SUPPLY | Item147 |  |  | Construction of chamber for 100mm sluice plates | item2 | 213 | Nos
14.01 | Providing and fixing Chlorinated Polyvinyl Chloride (CPVC) pipes, having thermal stability for hot & cold water supply, including all CPVC plain & brass threaded fittings and fixing the pipe with clamps at 1.00 m spacing. This includes jointing of pipes & fittings with one step CPVC solvent cement and the cost of cutting chases and making good the same including testing of joints complete as per direction of Engineer in Charge. Concealed work, including cutting chases and making good the walls etc. | Item148 | [52 empty] | 14.01 | Providing and fixing Chlorinated Polyvinyl Chloride (CPVC) pipes, having thermal stability for hot & cold water supply, including all CPVC plain & brass threaded fittings and fixing the pipe with clamps at 1.00 m spacing. This includes jointing of pipes & fittings with one step CPVC solvent cement and the cost of cutting chases and making good the same including testing of joints complete as per direction of Engineer in Charge. Concealed work, including cutting chases and making good the walls etc. | Item148 |  |  | Construction of chamber for 100mm sluices valve | item3 | 10 | Nos
14.02 | 20 mm nominal dia Pipes | Item149 | 25 | metre | 443.3 |  |  | Excess(+) | 1 | Full Conversion | INR | [40 empty] | #VALUE! | #VALUE! | #VALUE! | 14.02 | 20 mm nominal dia Pipes | Item149 | 25 | metre | Supplying, Conveying and fixing spls. Including ea | item4 | 10 | Nos
14.03 | Providing and fixing Chlorinated Polyvinyl Chloride (CPVC) pipes, having thermal stability for hot & cold water supply including all CPVC plain & brass threaded fittings This includes jointing of pipes & fittings with one step CPVC solvent cement, trenching, refilling & testing of joints complete as per direction of Engineer in Charge. External work | Item150 | [52 empty] | 14.03 | Providing and fixing Chlorinated Polyvinyl Chloride (CPVC) pipes, having thermal stability for hot & cold water supply including all CPVC plain & brass threaded fittings This includes jointing of pipes & fittings with one step CPVC solvent cement, trenching, refilling & testing of joints complete as per direction of Engineer in Charge. External work | Item150 |  |  | Supplying, Conveying and fixing spls. Including eart | item1 | 123.223 | Nos
14.04 | 25 mm nominal dia Pipes | Item151 | 10 | metre | 293.06 |  |  | Excess(+) | 1 | Full Conversion | INR | [40 empty] | #VALUE! | #VALUE! | #VALUE! | 14.04 | 25 mm nominal dia Pipes | Item151 | 10 | metre | Construction of chamber for 100mm sluice plates | item2 | 213 | Nos
14.05 | Providing and fixing uplasticised PVC connection pipe with brass unions : | Item152 | [52 empty] | 14.05 | Providing and fixing uplasticised PVC connection pipe with brass unions : | Item152 |  |  | Construction of chamber for 100mm sluices valve | item3 | 10 | Nos
14.06 | 45 cm length | Item153 | [52 empty] | 14.06 | 45 cm length | Item153 |  |  | Supplying, Conveying and fixing spls. Including eart | item1 | 123.223 | Nos
14.07 | 15 mm nominal bore | Item154 | 4 | each | 80.6 |  |  | Excess(+) | 1 | Full Conversion | INR | [40 empty] | #VALUE! | #VALUE! | #VALUE! | 14.07 | 15 mm nominal bore | Item154 | 4 | each | Construction of chamber for 100mm sluice plates | item2 | 213 | Nos
14.08 | Constructing masonry Chamber 30x30x50 cm inside, in brick work in cement mortar 1:4 (1 cement :4 coarse sand) for stop cock, with C. I. surface box 100x100 x75 mm (inside) with hinged cover fixed in reinforced cement concrete slab 1:1.5:3 mix (1 cement : 1.5 coarse sand : 3 graded stone aggregate 20 mm nominal size), including necessary excavation, foundation concrete 1:5:10 ( 1 cement : 5 fine sand : 10 graded stone aggregate 40 mm nominal size ) and inside plastering with cement mortar 1:3 (1 cement : 3 coarse sand) 12 mm thick, finished with a floating coat of neat cement complete as per standard design : | Item155 | [52 empty] | 14.08 | Constructing masonry Chamber 30x30x50 cm inside, in brick work in cement mortar 1:4 (1 cement :4 coarse sand) for stop cock, with C. I. surface box 100x100 x75 mm (inside) with hinged cover fixed in reinforced cement concrete slab 1:1.5:3 mix (1 cement : 1.5 coarse sand : 3 graded stone aggregate 20 mm nominal size), including necessary excavation, foundation concrete 1:5:10 ( 1 cement : 5 fine sand : 10 graded stone aggregate 40 mm nominal size ) and inside plastering with cement mortar 1:3 (1 cement : 3 coarse sand) 12 mm thick, finished with a floating coat of neat cement complete as per standard design : | Item155 |  |  | Supplying, Conveying and fixing spls. Including ea | item4 | 10 | Nos
14.09 | With common burnt clay F.P.S.(non modular) bricks of class designation 7.5 | Item156 | 1 | each | 1643.11 |  |  | Excess(+) | 1 | Full Conversion | INR | [40 empty] | #VALUE! | #VALUE! | #VALUE! | 14.09 | With common burnt clay F.P.S.(non modular) bricks of class designation 7.5 | Item156 | 1 | each | Supplying, Conveying and fixing spls. Including eart | item1 | 123.223 | Nos
14.1 | Providing and fixing C.P. brass bib cock of approved quality conforming to IS:8931 : | Item157 | [52 empty] | 14.1 | Providing and fixing C.P. brass bib cock of approved quality conforming to IS:8931 : | Item157 |  |  | Construction of chamber for 100mm sluice plates | item2 | 213 | Nos
14.11 | 15 mm nominal bore | Item158 | 2 | each | 417.91 |  |  | Excess(+) | 1 | Full Conversion | INR | [40 empty] | #VALUE! | #VALUE! | #VALUE! | 14.11 | 15 mm nominal bore | Item158 | 2 | each | Construction of chamber for 100mm sluices valve | item3 | 10 | Nos
14.12 | Providing and fixing C.P. brass long nose bib cock of approved quality conforming to IS standards and weighing not less than 810 gms. | Item159 | [52 empty] | 14.12 | Providing and fixing C.P. brass long nose bib cock of approved quality conforming to IS standards and weighing not less than 810 gms. | Item159 |  |  | Supplying, Conveying and fixing spls. Including ea | item4 | 10 | Nos
14.13 | 15 mm nominal bore | Item160 | 2 | each | 676.75 |  |  | Excess(+) | 1 | Full Conversion | INR | [40 empty] | #VALUE! | #VALUE! | #VALUE! | 14.13 | 15 mm nominal bore | Item160 | 2 | each | Supplying, Conveying and fixing spls. Including eart | item1 | 123.223 | Nos
14.14 | Providing and fixing C.P. brass stop cock (concealed) of standard design and of approved make conforming to IS:8931. | Item161 | [52 empty] | 14.14 | Providing and fixing C.P. brass stop cock (concealed) of standard design and of approved make conforming to IS:8931. | Item161 |  |  | Construction of chamber for 100mm sluice plates | item2 | 213 | Nos
14.15 | 15 mm nominal bore | Item162 | 2 | each | 552.85 |  |  | Excess(+) | 1 | Full Conversion | INR | [40 empty] | #VALUE! | #VALUE! | #VALUE! | 14.15 | 15 mm nominal bore | Item162 | 2 | each | Construction of chamber for 100mm sluices valve | item3 | 10 | Nos
14.16 | Providing and fixing C.P. brass angle valve for basin mixer and geyser points of approved quality conforming to IS:8931 | Item163 | [52 empty] | 14.16 | Providing and fixing C.P. brass angle valve for basin mixer and geyser points of approved quality conforming to IS:8931 | Item163 |  |  | Supplying, Conveying and fixing spls. Including eart | item1 | 123.223 | Nos
14.17 | 15 mm nominal bore | Item164 | 6 | each | 473.57 |  |  | Excess(+) | 1 | Full Conversion | INR | [40 empty] | #VALUE! | #VALUE! | #VALUE! | 14.17 | 15 mm nominal bore | Item164 | 6 | each | Construction of chamber for 100mm sluice plates | item2 | 213 | Nos
14.18 | Providing and Fixing C.P. hand spray (health faucet) with push button control and flexible hose connection with C.P. hook of approved make complete in all respects. | Item165 | 2 | Each | 897.99 |  |  | Excess(+) | 1 | Full Conversion | INR | [40 empty] | #VALUE! | #VALUE! | #VALUE! | 14.18 | Providing and Fixing C.P. hand spray (health faucet) with push button control and flexible hose connection with C.P. hook of approved make complete in all respects. | Item165 | 2 | Each | Construction of chamber for 100mm sluices valve | item3 | 10 | Nos
14.19 | Providing and fixing CPVC Gate Valve 20 mm dia with all complete. | Item166 | 2 | Each | 824.18 |  |  | Excess(+) | 1 | Full Conversion | INR | [40 empty] | #VALUE! | #VALUE! | #VALUE! | 14.19 | Providing and fixing CPVC Gate Valve 20 mm dia with all complete. | Item166 | 2 | Each | Supplying, Conveying and fixing spls. Including ea | item4 | 10 | Nos
14.2 | Providing and fixing CP brass flange and extension piece as per requirement. | Item167 | 10 | Each | 107.19 |  |  | Excess(+) | 1 | Full Conversion | INR | [40 empty] | #VALUE! | #VALUE! | #VALUE! | 14.2 | Providing and fixing CP brass flange and extension piece as per requirement. | Item167 | 10 | Each | Supplying, Conveying and fixing spls. Including eart | item1 | 123.223 | Nos
15 | DRAINAGE | Item168 | [52 empty] | 15 | DRAINAGE | Item168 |  |  | Construction of chamber for 100mm sluice plates | item2 | 213 | Nos
15.01 | Providing, laying and jointing glazed stoneware pipes class SP-1 with stiff mixture of cement mortar in the proportion of 1:1 (1 cement : 1 fine sand) including testing of joints etc. complete : | Item169 | [52 empty] | 15.01 | Providing, laying and jointing glazed stoneware pipes class SP-1 with stiff mixture of cement mortar in the proportion of 1:1 (1 cement : 1 fine sand) including testing of joints etc. complete : | Item169 |  |  | Construction of chamber for 100mm sluices valve | item3 | 10 | Nos
15.02 | 150 mm diameter | Item170 | 10 | metre | 573.76 |  |  | Excess(+) | 1 | Full Conversion | INR | [40 empty] | #VALUE! | #VALUE! | #VALUE! | 15.02 | 150 mm diameter | Item170 | 10 | metre | Supplying, Conveying and fixing spls. Including ea | item4 | 10 | Nos
15.03 | Providing and laying cement concrete 1:5:10 (1 cement : 5 coarse sand : 10 graded stone aggregate 40 mm nominal size) all-round S.W. pipes including bed concrete as per standard design : | Item171 | [52 empty] | 15.03 | Providing and laying cement concrete 1:5:10 (1 cement : 5 coarse sand : 10 graded stone aggregate 40 mm nominal size) all-round S.W. pipes including bed concrete as per standard design : | Item171 |  |  | Supplying, Conveying and fixing spls. Including eart | item1 | 123.223 | Nos
15.04 | 150 mm diameter S.W. pipe | Item172 | 10 | metre | 972.91 |  |  | Excess(+) | 1 | Full Conversion | INR | [40 empty] | #VALUE! | #VALUE! | #VALUE! | 15.04 | 150 mm diameter S.W. pipe | Item172 | 10 | metre | Construction of chamber for 100mm sluice plates | item2 | 213 | Nos
15.05 | Providing and fixing square-mouth S.W. gully trap class SP-1 complete with C.I. grating brick masonry chamber with water tight C.I. cover with frame of 300 x 300 mm size (inside) the weight of cover to be not less than 4.50 kg and frame to be not less than 2.70 kg as per standard design: | Item173 | [52 empty] | 15.05 | Providing and fixing square-mouth S.W. gully trap class SP-1 complete with C.I. grating brick masonry chamber with water tight C.I. cover with frame of 300 x 300 mm size (inside) the weight of cover to be not less than 4.50 kg and frame to be not less than 2.70 kg as per standard design: | Item173 |  |  | Construction of chamber for 100mm sluices valve | item3 | 10 | Nos
15.06 | 150 x 100 mm size P type | Item174 | [52 empty] | 15.06 | 150 x 100 mm size P type | Item174 |  |  | Supplying, Conveying and fixing spls. Including ea | item4 | 10 | Nos
15.07 | With common burnt clay F.P.S. (non modular) bricks of class designation 7.5 | Item175 | 2 | each | 2254.63 |  |  | Excess(+) | 1 | Full Conversion | INR | [40 empty] | #VALUE! | #VALUE! | #VALUE! | 15.07 | With common burnt clay F.P.S. (non modular) bricks of class designation 7.5 | Item175 | 2 | each | Supplying, Conveying and fixing spls. Including eart | item1 | 123.223 | Nos
15.08 | Constructing brick masonry manhole in cement mortar 1:4 ( 1 cement : 4 coarse sand ) with R.C.C. top slab with 1:1.5:3 mix (1 cement : 1.5 coarse sand (zone-III) : 3 graded stone aggregate 20 mm nominal size), foundation concrete 1:4:8 mix (1 cement : 4 coarse sand (zone-III) : 8 graded stone aggregate 40 mm nominal size), inside plastering 12 mm thick with cement mortar 1:3 (1 cement : 3 coarse sand) finished with floating coat of neat cement and making channels in cement concrete 1:2:4 (1 cement : 2 coarse sand : 4 graded stone aggregate 20 mm nominal size) finished with a floating coat of neat cement complete as per standard design : | Item176 | [52 empty] | 15.08 | Constructing brick masonry manhole in cement mortar 1:4 ( 1 cement : 4 coarse sand ) with R.C.C. top slab with 1:1.5:3 mix (1 cement : 1.5 coarse sand (zone-III) : 3 graded stone aggregate 20 mm nominal size), foundation concrete 1:4:8 mix (1 cement : 4 coarse sand (zone-III) : 8 graded stone aggregate 40 mm nominal size), inside plastering 12 mm thick with cement mortar 1:3 (1 cement : 3 coarse sand) finished with floating coat of neat cement and making channels in cement concrete 1:2:4 (1 cement : 2 coarse sand : 4 graded stone aggregate 20 mm nominal size) finished with a floating coat of neat cement complete as per standard design : | Item176 |  |  | Construction of chamber for 100mm sluice plates | item2 | 213 | Nos
15.09 | Inside size 90x80 cm and 45 cm deep including C.I. cover with frame (light duty) 455x610 mm internal dimensions, total weight of cover and frame to be not less than 38 kg (weight of cover 23 kg and weight of frame 15 kg) : | Item177 | [52 empty] | 15.09 | Inside size 90x80 cm and 45 cm deep including C.I. cover with frame (light duty) 455x610 mm internal dimensions, total weight of cover and frame to be not less than 38 kg (weight of cover 23 kg and weight of frame 15 kg) : | Item177 |  |  | Construction of chamber for 100mm sluices valve | item3 | 10 | Nos
15.1 | With common burnt clay F.P.S. (non modular) bricks of class designation 7.5 | Item178 | 2 | each | 10530.67 |  |  | Excess(+) | 1 | Full Conversion | INR | [40 empty] | #VALUE! | #VALUE! | #VALUE! | 15.1 | With common burnt clay F.P.S. (non modular) bricks of class designation 7.5 | Item178 | 2 | each | Supplying, Conveying and fixing spls. Including eart | item1 | 123.223 | Nos
15.11 | Extra for depth for manholes : | Item179 | [52 empty] | 15.11 | Extra for depth for manholes : | Item179 |  |  | Construction of chamber for 100mm sluice plates | item2 | 213 | Nos
15.12 | Size 90x80 cm | Item180 | [52 empty] | 15.12 | Size 90x80 cm | Item180 |  |  | Construction of chamber for 100mm sluices valve | item3 | 10 | Nos
15.13 | With common burnt clay F.P.S. (non modular) bricks of class designation 7.5 | Item181 | 1 | metre | 7277.48 |  |  | Excess(+) | 1 | Full Conversion | INR | [40 empty] | #VALUE! | #VALUE! | #VALUE! | 15.13 | With common burnt clay F.P.S. (non modular) bricks of class designation 7.5 | Item181 | 1 | metre | Supplying, Conveying and fixing spls. Including ea | item4 | 10 | Nos
15.14 | Making connection of drain or sewer line with existing manhole including breaking into and making good the walls, floors with cement concrete 1:2:4 mix (1 cement : 2 coarse sand : 4 graded stone aggregate 20 mm nominal size) cement plastered on both sides with cement mortar 1:3 (1 cement : 3 coarse sand), finished with a floating coat of neat cement and making necessary channels for the drain etc. complete : | Item182 | [52 empty] | 15.14 | Making connection of drain or sewer line with existing manhole including breaking into and making good the walls, floors with cement concrete 1:2:4 mix (1 cement : 2 coarse sand : 4 graded stone aggregate 20 mm nominal size) cement plastered on both sides with cement mortar 1:3 (1 cement : 3 coarse sand), finished with a floating coat of neat cement and making necessary channels for the drain etc. complete : | Item182 |  |  | Supplying, Conveying and fixing spls. Including eart | item1 | 123.223 | Nos
15.15 | For pipes 250 to 300 mm diameter | Item183 | 1 | each | 760.61 |  |  | Excess(+) | 1 | Full Conversion | INR | [40 empty] | #VALUE! | #VALUE! | #VALUE! | 15.15 | For pipes 250 to 300 mm diameter | Item183 | 1 | each | Construction of chamber for 100mm sluice plates | item2 | 213 | Nos
15.16 | Constructing brick masonry road gully chamber 110x50x77.5 cm with bricks in cement mortar 1:4 (1 cement : 4 coarse sand) including 500x450 mm precast R.C.C. horizontal grating with frame and vertical grating complete as per standard design : | Item184 | [52 empty] | 15.16 | Constructing brick masonry road gully chamber 110x50x77.5 cm with bricks in cement mortar 1:4 (1 cement : 4 coarse sand) including 500x450 mm precast R.C.C. horizontal grating with frame and vertical grating complete as per standard design : | Item184 |  |  | Construction of chamber for 100mm sluices valve | item3 | 10 | Nos
15.17 | With common burnt clay F.P.S. (non modular) bricks of class designation 7.5 | Item185 | 2 | each | 9499.91 |  |  | Excess(+) | 1 | Full Conversion | INR | [40 empty] | #VALUE! | #VALUE! | #VALUE! | 15.17 | With common burnt clay F.P.S. (non modular) bricks of class designation 7.5 | Item185 | 2 | each | Supplying, Conveying and fixing spls. Including eart | item1 | 123.223 | Nos
16 | ALUMINIUM WORK | Item186 | [52 empty] | 16 | ALUMINIUM WORK | Item186 |  |  | Construction of chamber for 100mm sluice plates | item2 | 213 | Nos
16.01 | Providing and fixing aluminium work for doors, windows, ventilators and partitions with extruded built up standard tubular sections/ appropriate Z sections and other sections of approved make conforming to IS: 733 and IS: 1285, fixing with dash fasteners of required dia and size, including necessary filling up the gaps at junctions, i.e. at top, bottom and sides with required EPDM rubber/ neoprene gasket etc. Aluminium sections shall be smooth, rust free, straight, mitred and jointed mechanically wherever required including cleat angle, Aluminium snap beading for glazing / panelling, C.P. brass / stainless steel screws, all complete as per architectural drawings and the directions of Engineer-in-charge. (Glazing, paneling and dash fasteners to be paid for separately) : | Item187 | [52 empty] | 16.01 | Providing and fixing aluminium work for doors, windows, ventilators and partitions with extruded built up standard tubular sections/ appropriate Z sections and other sections of approved make conforming to IS: 733 and IS: 1285, fixing with dash fasteners of required dia and size, including necessary filling up the gaps at junctions, i.e. at top, bottom and sides with required EPDM rubber/ neoprene gasket etc. Aluminium sections shall be smooth, rust free, straight, mitred and jointed mechanically wherever required including cleat angle, Aluminium snap beading for glazing / panelling, C.P. brass / stainless steel screws, all complete as per architectural drawings and the directions of Engineer-in-charge. (Glazing, paneling and dash fasteners to be paid for separately) : | Item187 |  |  | Construction of chamber for 100mm sluices valve | item3 | 10 | Nos
16.02 | For fixed portion | Item188 | [52 empty] | 16.02 | For fixed portion | Item188 |  |  | Supplying, Conveying and fixing spls. Including ea | item4 | 10 | Nos
16.03 | Powder coated aluminium (minimum thickness of powder coating 50 micron) | Item189 | 50 | kg | 437.78 |  |  | Excess(+) | 1 | Full Conversion | INR | [40 empty] | #VALUE! | #VALUE! | #VALUE! | 16.03 | Powder coated aluminium (minimum thickness of powder coating 50 micron) | Item189 | 50 | kg | Supplying, Conveying and fixing spls. Including eart | item1 | 123.223 | Nos
16.04 | For shutters of doors, windows & ventilators including providing and fixing hinges/ pivots and making provision for fixing of fittings wherever required including the cost of EPDM rubber / neoprene gasket required (Fittings shall be paid for separately) | Item190 | [52 empty] | 16.04 | For shutters of doors, windows & ventilators including providing and fixing hinges/ pivots and making provision for fixing of fittings wherever required including the cost of EPDM rubber / neoprene gasket required (Fittings shall be paid for separately) | Item190 |  |  | Construction of chamber for 100mm sluice plates | item2 | 213 | Nos
16.05 | Powder coated aluminium (minimum thickness of powder coating 50 micron) | Item191 | 80 | kg | 523.17 |  |  | Excess(+) | 1 | Full Conversion | INR | [40 empty] | #VALUE! | #VALUE! | #VALUE! | 16.05 | Powder coated aluminium (minimum thickness of powder coating 50 micron) | Item191 | 80 | kg | Construction of chamber for 100mm sluices valve | item3 | 10 | Nos
16.06 | Providing and fixing glazing in aluminium door, window, ventilator shutters and partitions etc. with EPDM rubber / neoprene gasket etc. complete as per the architectural drawings and the directions of engineer-in-charge . (Cost of aluminium snap beading shall be paid in basic item): | Item192 | [52 empty] | 16.06 | Providing and fixing glazing in aluminium door, window, ventilator shutters and partitions etc. with EPDM rubber / neoprene gasket etc. complete as per the architectural drawings and the directions of engineer-in-charge . (Cost of aluminium snap beading shall be paid in basic item): | Item192 |  |  | Supplying, Conveying and fixing spls. Including ea | item4 | 10 | Nos
16.07 | With float glass panes of 5 mm thickness (weight not less than 12.50 kg/sqm) | Item193 | 4 | sqm | 1241.23 |  |  | Excess(+) | 1 | Full Conversion | INR | [40 empty] | #VALUE! | #VALUE! | #VALUE! | 16.07 | With float glass panes of 5 mm thickness (weight not less than 12.50 kg/sqm) | Item193 | 4 | sqm | Supplying, Conveying and fixing spls. Including eart | item1 | 123.223 | Nos
16.08 | Providing and fixing stainless steel (SS 304 grade) adjustable friction windows stays of approved quality with necessary stainless steel screws etc. to the side hung windows as per direction of Engineer-in-charge complete. | Item194 | [52 empty] | 16.08 | Providing and fixing stainless steel (SS 304 grade) adjustable friction windows stays of approved quality with necessary stainless steel screws etc. to the side hung windows as per direction of Engineer-in-charge complete. | Item194 |  |  | Construction of chamber for 100mm sluice plates | item2 | 213 | Nos
16.09 | 255 X 19 mm | Item195 | 2 | each | 319.12 |  |  | Excess(+) | 1 | Full Conversion | INR | [40 empty] | #VALUE! | #VALUE! | #VALUE! | 16.09 | 255 X 19 mm | Item195 | 2 | each | Construction of chamber for 100mm sluices valve | item3 | 10 | Nos
16.1 | 355 X 19 mm | Item196 | 4 | each | 268.65 |  |  | Excess(+) | 1 | Full Conversion | INR | [40 empty] | #VALUE! | #VALUE! | #VALUE! | 16.1 | 355 X 19 mm | Item196 | 4 | each | Supplying, Conveying and fixing spls. Including ea | item4 | 10 | Nos
16.11 | Extra for providing and fixing of Aluminum System window over basic item Providing and fixing aluminium work for doors, windows, ventilators and partitions with extruded built up standard tubular sections/ appropriate Z sections and other sections of approved make conforming to IS: 733 and IS: 1285, fixing with dash fasteners of required dia and size, including necessary filling up the gaps at junctions, i.e. at top, bottom and sides with required EPDM rubber/ neoprene gasket etc. Aluminium sections shall be smooth, rust free, straight, mitred and jointed mechanically wherever required including cleat angle, Aluminium snap beading for glazing / panelling, C.P. brass / stainless steel screws, all complete as per architectural drawings and the directions of Engineer-in-charge.For fixed portion or For shutters of doors, windows & ventilators Powder coated aluminium (minimum thickness of powder coating 50 micron) i/c all corner cleat complete. | Item197 | 130 | Kg | 35.45 |  |  | Excess(+) | 1 | Full Conversion | INR | [40 empty] | #VALUE! | #VALUE! | #VALUE! | 16.11 | Extra for providing and fixing of Aluminum System window over basic item Providing and fixing aluminium work for doors, windows, ventilators and partitions with extruded built up standard tubular sections/ appropriate Z sections and other sections of approved make conforming to IS: 733 and IS: 1285, fixing with dash fasteners of required dia and size, including necessary filling up the gaps at junctions, i.e. at top, bottom and sides with required EPDM rubber/ neoprene gasket etc. Aluminium sections shall be smooth, rust free, straight, mitred and jointed mechanically wherever required including cleat angle, Aluminium snap beading for glazing / panelling, C.P. brass / stainless steel screws, all complete as per architectural drawings and the directions of Engineer-in-charge.For fixed portion or For shutters of doors, windows & ventilators Powder coated aluminium (minimum thickness of powder coating 50 micron) i/c all corner cleat complete. | Item197 | 130 | Kg | Supplying, Conveying and fixing spls. Including eart | item1 | 123.223 | Nos
17 | WATER PROOFING | Item198 | [52 empty] | 17 | WATER PROOFING | Item198 |  |  | Construction of chamber for 100mm sluice plates | item2 | 213 | Nos
17.01 | Providing and laying integral cement based water proofing treatment including preparation of surface as required for treatment of roofs, balconies, terraces etc consisting of following operations: (a) Applying a slurry coat of neat cement using 2.75 kg/sqm of cement admixed with water proofing compound conforming to IS. 2645 and approved by Engineer-in-charge over the RCC slab including adjoining walls upto 300 mm height including cleaning the surface before treatment. (b) Laying brick bats with mortar using broken bricks/brick bats 25 mm to 115 mm size with 50% of cement mortar 1:5 (1 cement : 5 coarse sand) admixed with water proofing compound conforming to IS : 2645 and approved by Engineer-in-charge over 20 mm thick layer of cement mortar of mix 1:5 (1 cement :5 coarse sand) admixed with water proofing compound conforming to IS : 2645 and approved by Engineer-in-charge to required slope and treating similarly the adjoining walls upto 300 mm height including rounding of junctions of walls and slabs. (c) After two days of proper curing applying a second coat of cement slurry using 2.75 kg/ sqm of cement admixed with water proofing compound conforming to IS : 2645 and approved by Engineer-in-charge. (d) Finishing the surface with 20 mm thick jointless cement mortar of mix 1:4 (1 cement :4 coarse sand) admixed with water proofing compound conforming to IS : 2645 and approved by Engineer-in-charge including laying glass fibre cloth of approved quality in top layer of plaster and finally finishing the surface with trowel with neat cement slurry and making pattern of 300x300 mm square 3 mm deep. (e) The whole terrace so finished shall be flooded with water for a minimum period of two weeks for curing and for final test. “All above operations to be done in order and as directed and specified by the Engineer-in-Charge”: | Item199 | [52 empty] | 17.01 | Providing and laying integral cement based water proofing treatment including preparation of surface as required for treatment of roofs, balconies, terraces etc consisting of following operations: (a) Applying a slurry coat of neat cement using 2.75 kg/sqm of cement admixed with water proofing compound conforming to IS. 2645 and approved by Engineer-in-charge over the RCC slab including adjoining walls upto 300 mm height including cleaning the surface before treatment. (b) Laying brick bats with mortar using broken bricks/brick bats 25 mm to 115 mm size with 50% of cement mortar 1:5 (1 cement : 5 coarse sand) admixed with water proofing compound conforming to IS : 2645 and approved by Engineer-in-charge over 20 mm thick layer of cement mortar of mix 1:5 (1 cement :5 coarse sand) admixed with water proofing compound conforming to IS : 2645 and approved by Engineer-in-charge to required slope and treating similarly the adjoining walls upto 300 mm height including rounding of junctions of walls and slabs. (c) After two days of proper curing applying a second coat of cement slurry using 2.75 kg/ sqm of cement admixed with water proofing compound conforming to IS : 2645 and approved by Engineer-in-charge. (d) Finishing the surface with 20 mm thick jointless cement mortar of mix 1:4 (1 cement :4 coarse sand) admixed with water proofing compound conforming to IS : 2645 and approved by Engineer-in-charge including laying glass fibre cloth of approved quality in top layer of plaster and finally finishing the surface with trowel with neat cement slurry and making pattern of 300x300 mm square 3 mm deep. (e) The whole terrace so finished shall be flooded with water for a minimum period of two weeks for curing and for final test. “All above operations to be done in order and as directed and specified by the Engineer-in-Charge”: | Item199 |  |  | Construction of chamber for 100mm sluices valve | item3 | 10 | Nos
17.02 | With average thickness of 120 mm and minimum thickness at khurra as 65 mm. | Item200 | 31 | sqm | 1389.13 |  |  | Excess(+) | 1 | Full Conversion | INR | [40 empty] | #VALUE! | #VALUE! | #VALUE! | 17.02 | With average thickness of 120 mm and minimum thickness at khurra as 65 mm. | Item200 | 31 | sqm | Supplying, Conveying and fixing spls. Including eart | item1 | 123.223 | Nos
17.03 | Extra for finishing the surface by providing and laying China mosaic finish with approved broken ceramic tile piece (assorted colour 30% and white tile 70% pieces of size not less than 20 mm in either direction), as specified and selected by the Engineer, set evenly over vaults, domes,terrace and similar surfaces to required profiles and pattern etc. laid over green brick bat coba , grouted with mortar as per pattern and instructions of the Engineer in charge including pointing neatly with white cement cleaning the finished surfaces and necessary scaffolding, curing etc. complete. | Item201 | 31 | Sqm | 340.56 |  |  | Excess(+) | 1 | Full Conversion | INR | [40 empty] | #VALUE! | #VALUE! | #VALUE! | 17.03 | Extra for finishing the surface by providing and laying China mosaic finish with approved broken ceramic tile piece (assorted colour 30% and white tile 70% pieces of size not less than 20 mm in either direction), as specified and selected by the Engineer, set evenly over vaults, domes,terrace and similar surfaces to required profiles and pattern etc. laid over green brick bat coba , grouted with mortar as per pattern and instructions of the Engineer in charge including pointing neatly with white cement cleaning the finished surfaces and necessary scaffolding, curing etc. complete. | Item201 | 31 | Sqm | Construction of chamber for 100mm sluice plates | item2 | 213 | Nos
18 | Minor Civil Maintenance Work | Item202 | [52 empty] | 18 | Minor Civil Maintenance Work | Item202 |  |  | Supplying, Conveying and fixing spls. Including ea | item4 | 10 | Nos
18.01 | "P/F C.P brass towel rod complete with two C.P.brass brackets fixed to wooden cleats with C.P. brass screws of approved quality size of 600 x 20 mm. | Item203 | 2 | Each | 442.85 |  |  | Excess(+) | 1 | Full Conversion | INR | [40 empty] | #VALUE! | #VALUE! | #VALUE! | 18.01 | "P/F C.P brass towel rod complete with two C.P.brass brackets fixed to wooden cleats with C.P. brass screws of approved quality size of 600 x 20 mm. | Item203 | 2 | Each | Supplying, Conveying and fixing spls. Including eart | item1 | 123.223 | Nos
18.02 | "Providing and fixing C.P. grating with or without hole for waste pipe for floor/ nahani trap 100 mm dia. weight not less than 100 grams. | Item204 | 4 | Each | 82.13 |  |  | Excess(+) | 1 | Full Conversion | INR | [40 empty] | #VALUE! | #VALUE! | #VALUE! | 18.02 | "Providing and fixing C.P. grating with or without hole for waste pipe for floor/ nahani trap 100 mm dia. weight not less than 100 grams. | Item204 | 4 | Each | Construction of chamber for 100mm sluice plates | item2 | 213 | Nos
18.03 | "Providing and fixing C.P. waste 32 mm dia of make L&K for wash basin / sink. | Item205 | 2 | Each | 371.89 |  |  | Excess(+) | 1 | Full Conversion | INR | [40 empty] | #VALUE! | #VALUE! | #VALUE! | 18.03 | "Providing and fixing C.P. waste 32 mm dia of make L&K for wash basin / sink. | Item205 | 2 | Each | Construction of chamber for 100mm sluices valve | item3 | 10 | Nos
18.04 | "Providing and fixing ISI marked flush door shutter non decorative type, core of block board construction with frame of first class hard wood and well matched commercial 3 ply veneering with vertical grains or cross bands and face veneers on both faces of shutters. 35 mm thick including ISI marked M.S butt hinges with necessary screw complete." | Item206 | 4 | Sqm | 2531.41 |  |  | Excess(+) | 1 | Full Conversion | INR | [40 empty] | #VALUE! | #VALUE! | #VALUE! | 18.04 | "Providing and fixing ISI marked flush door shutter non decorative type, core of block board construction with frame of first class hard wood and well matched commercial 3 ply veneering with vertical grains or cross bands and face veneers on both faces of shutters. 35 mm thick including ISI marked M.S butt hinges with necessary screw complete." | Item206 | 4 | Sqm | Supplying, Conveying and fixing spls. Including ea | item4 | 10 | Nos
18.05 | "Providing and fixing white vitreous china oval type wash basin of size 550 x 480 with 15mm C.P brass pillar tap, 32mm C.P brass waste of standard pattern. | Item207 | 2 | Each | 3767.95 |  |  | Excess(+) | 1 | Full Conversion | INR | [40 empty] | #VALUE! | #VALUE! | #VALUE! | 18.05 | "Providing and fixing white vitreous china oval type wash basin of size 550 x 480 with 15mm C.P brass pillar tap, 32mm C.P brass waste of standard pattern. | Item207 | 2 | Each | Supplying, Conveying and fixing spls. Including eart | item1 | 123.223 | Nos
18.06 | Providing and fixing fly proof stainless steel grade 304 wire gauge, to Aluminum windows and Aluminum clerestory windows using wire gauge with average width of aperture 1.4 mm in both directions with wire of dia. 0.50 mm, with all necessary complete. | Item208 | 2 | SQM | 739.67 |  |  | Excess(+) | 1 | Full Conversion | INR | [40 empty] | #VALUE! | #VALUE! | #VALUE! | 18.06 | Providing and fixing fly proof stainless steel grade 304 wire gauge, to Aluminum windows and Aluminum clerestory windows using wire gauge with average width of aperture 1.4 mm in both directions with wire of dia. 0.50 mm, with all necessary complete. | Item208 | 2 | SQM | Construction of chamber for 100mm sluice plates | item2 | 213 | Nos
18.07 | "Providing and fixing C.P waste 40 mm nominal bore for china sink or wash basin (L&K) make. | Item209 | 2 | Each | 316.73 |  |  | Excess(+) | 1 | Full Conversion | INR | [40 empty] | #VALUE! | #VALUE! | #VALUE! | 18.07 | "Providing and fixing C.P waste 40 mm nominal bore for china sink or wash basin (L&K) make. | Item209 | 2 | Each | Construction of chamber for 100mm sluices valve | item3 | 10 | Nos
18.08 | Providing and fixing C.P basin mixer of 15 mm nominal bore (L&K) make etc. complete | Item210 | 2 | Each | 2140.92 |  |  | Excess(+) | 1 | Full Conversion | INR | [40 empty] | #VALUE! | #VALUE! | #VALUE! | 18.08 | Providing and fixing C.P basin mixer of 15 mm nominal bore (L&K) make etc. complete | Item210 | 2 | Each | Supplying, Conveying and fixing spls. Including eart | item1 | 123.223 | Nos
18.09 | "Providind and fixing C.P. hand spray (heath faucet) jaquar make or equivalant with push button control and flexible hose connection with C.P hook complete in all respects. " | Item211 | 2 | Each | 1355.19 |  |  | Excess(+) | 1 | Full Conversion | INR | [40 empty] | #VALUE! | #VALUE! | #VALUE! | 18.09 | "Providind and fixing C.P. hand spray (heath faucet) jaquar make or equivalant with push button control and flexible hose connection with C.P hook complete in all respects. " | Item211 | 2 | Each | Construction of chamber for 100mm sluice plates | item2 | 213 | Nos
18.1 | """Providing and fixing aluminum door seal in door i/c necessary screw etc complete. "" " | Item212 | 2 | Metre | 175.97 |  |  | Excess(+) | 1 | Full Conversion | INR | [40 empty] | #VALUE! | #VALUE! | #VALUE! | 18.1 | """Providing and fixing aluminum door seal in door i/c necessary screw etc complete. "" " | Item212 | 2 | Metre | Construction of chamber for 100mm sluices valve | item3 | 10 | Nos
18.11 | Providing and fixing CPVC ball valve 25 mm dia i/c all fittings complete of Approved make. For one piece only | Item213 | 2 | Each | 351.94 |  |  | Excess(+) | 1 | Full Conversion | INR | [40 empty] | #VALUE! | #VALUE! | #VALUE! | 18.11 | Providing and fixing CPVC ball valve 25 mm dia i/c all fittings complete of Approved make. For one piece only | Item213 | 2 | Each | Supplying, Conveying and fixing spls. Including ea | item4 | 10 | Nos
18.12 | Providing and fixing Single point locking handles "PULSE" (aluminium & zamak) ( PL205H / Model) of LGF Sysmac ( I ) Pvt. Ltd. or equivalent make as approved powder coated to required colour or shade including the cost of screw and other incidental charges complete as per manufacturers specification. | Item214 | 6 | Each | 325.21 |  |  | Excess(+) | 1 | Full Conversion | INR | [40 empty] | #VALUE! | #VALUE! | #VALUE! | 18.12 | Providing and fixing Single point locking handles "PULSE" (aluminium & zamak) ( PL205H / Model) of LGF Sysmac ( I ) Pvt. Ltd. or equivalent make as approved powder coated to required colour or shade including the cost of screw and other incidental charges complete as per manufacturers specification. | Item214 | 6 | Each | Supplying, Conveying and fixing spls. Including eart | item1 | 123.223 | Nos
Total in Figures | [51 empty] | #VALUE! | #VALUE! | #VALUE! |  |  |  |  | 4 | Construction of chamber for 100mm sluice plates | item5 | 10 | Nos
Quoted Rate in Figures |  |  |  | Select | [47 empty] | 0 | 0 | #VALUE!
Quoted Rate in Words |  | #VALUE!
Note on K15: gepadmin: 1. If you choose "Full Conversion" then Column BA (AMOUNT) and Column BB (TAXES) BOTH values will be convert based on selected Currency in (Column L). 2. If you choose "Partial Conversion" then Column BA (AMOUNT) only will be converted based on selected currency (Column L) and Column BB (TAXES) value (INR) will be added to the converted values.
Note on K18: gepadmin: 1. If you choose "Full Conversion" then Column BA (AMOUNT) and Column BB (TAXES) BOTH values will be convert based on selected Currency in (Column L). 2. If you choose "Partial Conversion" then Column BA (AMOUNT) only will be converted based on selected currency (Column L) and Column BB (TAXES) value (INR) will be added to the converted values.
Note on K21: gepadmin: 1. If you choose "Full Conversion" then Column BA (AMOUNT) and Column BB (TAXES) BOTH values will be convert based on selected Currency in (Column L). 2. If you choose "Partial Conversion" then Column BA (AMOUNT) only will be converted based on selected currency (Column L) and Column BB (TAXES) value (INR) will be added to the converted values.
Note on K22: gepadmin: 1. If you choose "Full Conversion" then Column BA (AMOUNT) and Column BB (TAXES) BOTH values will be convert based on selected Currency in (Column L). 2. If you choose "Partial Conversion" then Column BA (AMOUNT) only will be converted based on selected currency (Column L) and Column BB (TAXES) value (INR) will be added to the converted values.
Note on K23: gepadmin: 1. If you choose "Full Conversion" then Column BA (AMOUNT) and Column BB (TAXES) BOTH values will be convert based on selected Currency in (Column L). 2. If you choose "Partial Conversion" then Column BA (AMOUNT) only will be converted based on selected currency (Column L) and Column BB (TAXES) value (INR) will be added to the converted values.
Note on K26: gepadmin: 1. If you choose "Full Conversion" then Column BA (AMOUNT) and Column BB (TAXES) BOTH values will be convert based on selected Currency in (Column L). 2. If you choose "Partial Conversion" then Column BA (AMOUNT) only will be converted based on selected currency (Column L) and Column BB (TAXES) value (INR) will be added to the converted values.
Note on K27: gepadmin: 1. If you choose "Full Conversion" then Column BA (AMOUNT) and Column BB (TAXES) BOTH values will be convert based on selected Currency in (Column L). 2. If you choose "Partial Conversion" then Column BA (AMOUNT) only will be converted based on selected currency (Column L) and Column BB (TAXES) value (INR) will be added to the converted values.
Note on K28: gepadmin: 1. If you choose "Full Conversion" then Column BA (AMOUNT) and Column BB (TAXES) BOTH values will be convert based on selected Currency in (Column L). 2. If you choose "Partial Conversion" then Column BA (AMOUNT) only will be converted based on selected currency (Column L) and Column BB (TAXES) value (INR) will be added to the converted values.
Note on K29: gepadmin: 1. If you choose "Full Conversion" then Column BA (AMOUNT) and Column BB (TAXES) BOTH values will be convert based on selected Currency in (Column L). 2. If you choose "Partial Conversion" then Column BA (AMOUNT) only will be converted based on selected currency (Column L) and Column BB (TAXES) value (INR) will be added to the converted values.
Note on K30: gepadmin: 1. If you choose "Full Conversion" then Column BA (AMOUNT) and Column BB (TAXES) BOTH values will be convert based on selected Currency in (Column L). 2. If you choose "Partial Conversion" then Column BA (AMOUNT) only will be converted based on selected currency (Column L) and Column BB (TAXES) value (INR) will be added to the converted values.
Note on K31: gepadmin: 1. If you choose "Full Conversion" then Column BA (AMOUNT) and Column BB (TAXES) BOTH values will be convert based on selected Currency in (Column L). 2. If you choose "Partial Conversion" then Column BA (AMOUNT) only will be converted based on selected currency (Column L) and Column BB (TAXES) value (INR) will be added to the converted values.
Note on K32: gepadmin: 1. If you choose "Full Conversion" then Column BA (AMOUNT) and Column BB (TAXES) BOTH values will be convert based on selected Currency in (Column L). 2. If you choose "Partial Conversion" then Column BA (AMOUNT) only will be converted based on selected currency (Column L) and Column BB (TAXES) value (INR) will be added to the converted values.
Note on K35: gepadmin: 1. If you choose "Full Conversion" then Column BA (AMOUNT) and Column BB (TAXES) BOTH values will be convert based on selected Currency in (Column L). 2. If you choose "Partial Conversion" then Column BA (AMOUNT) only will be converted based on selected currency (Column L) and Column BB (TAXES) value (INR) will be added to the converted values.
Note on K36: gepadmin: 1. If you choose "Full Conversion" then Column BA (AMOUNT) and Column BB (TAXES) BOTH values will be convert based on selected Currency in (Column L). 2. If you choose "Partial Conversion" then Column BA (AMOUNT) only will be converted based on selected currency (Column L) and Column BB (TAXES) value (INR) will be added to the converted values.
Note on K37: gepadmin: 1. If you choose "Full Conversion" then Column BA (AMOUNT) and Column BB (TAXES) BOTH values will be convert based on selected Currency in (Column L). 2. If you choose "Partial Conversion" then Column BA (AMOUNT) only will be converted based on selected currency (Column L) and Column BB (TAXES) value (INR) will be added to the converted values.
Note on K38: gepadmin: 1. If you choose "Full Conversion" then Column BA (AMOUNT) and Column BB (TAXES) BOTH values will be convert based on selected Currency in (Column L). 2. If you choose "Partial Conversion" then Column BA (AMOUNT) only will be converted based on selected currency (Column L) and Column BB (TAXES) value (INR) will be added to the converted values.
Note on K39: gepadmin: 1. If you choose "Full Conversion" then Column BA (AMOUNT) and Column BB (TAXES) BOTH values will be convert based on selected Currency in (Column L). 2. If you choose "Partial Conversion" then Column BA (AMOUNT) only will be converted based on selected currency (Column L) and Column BB (TAXES) value (INR) will be added to the converted values.
Note on K40: gepadmin: 1. If you choose "Full Conversion" then Column BA (AMOUNT) and Column BB (TAXES) BOTH values will be convert based on selected Currency in (Column L). 2. If you choose "Partial Conversion" then Column BA (AMOUNT) only will be converted based on selected currency (Column L) and Column BB (TAXES) value (INR) will be added to the converted values.
Note on K41: gepadmin: 1. If you choose "Full Conversion" then Column BA (AMOUNT) and Column BB (TAXES) BOTH values will be convert based on selected Currency in (Column L). 2. If you choose "Partial Conversion" then Column BA (AMOUNT) only will be converted based on selected currency (Column L) and Column BB (TAXES) value (INR) will be added to the converted values.
Note on K43: gepadmin: 1. If you choose "Full Conversion" then Column BA (AMOUNT) and Column BB (TAXES) BOTH values will be convert based on selected Currency in (Column L). 2. If you choose "Partial Conversion" then Column BA (AMOUNT) only will be converted based on selected currency (Column L) and Column BB (TAXES) value (INR) will be added to the converted values.
Note on K45: gepadmin: 1. If you choose "Full Conversion" then Column BA (AMOUNT) and Column BB (TAXES) BOTH values will be convert based on selected Currency in (Column L). 2. If you choose "Partial Conversion" then Column BA (AMOUNT) only will be converted based on selected currency (Column L) and Column BB (TAXES) value (INR) will be added to the converted values.
Note on K47: gepadmin: 1. If you choose "Full Conversion" then Column BA (AMOUNT) and Column BB (TAXES) BOTH values will be convert based on selected Currency in (Column L). 2. If you choose "Partial Conversion" then Column BA (AMOUNT) only will be converted based on selected currency (Column L) and Column BB (TAXES) value (INR) will be added to the converted values.
Note on K48: gepadmin: 1. If you choose "Full Conversion" then Column BA (AMOUNT) and Column BB (TAXES) BOTH values will be convert based on selected Currency in (Column L). 2. If you choose "Partial Conversion" then Column BA (AMOUNT) only will be converted based on selected currency (Column L) and Column BB (TAXES) value (INR) will be added to the converted values.
Note on K51: gepadmin: 1. If you choose "Full Conversion" then Column BA (AMOUNT) and Column BB (TAXES) BOTH values will be convert based on selected Currency in (Column L). 2. If you choose "Partial Conversion" then Column BA (AMOUNT) only will be converted based on selected currency (Column L) and Column BB (TAXES) value (INR) will be added to the converted values.
Note on K53: gepadmin: 1. If you choose "Full Conversion" then Column BA (AMOUNT) and Column BB (TAXES) BOTH values will be convert based on selected Currency in (Column L). 2. If you choose "Partial Conversion" then Column BA (AMOUNT) only will be converted based on selected currency (Column L) and Column BB (TAXES) value (INR) will be added to the converted values.
Note on K56: gepadmin: 1. If you choose "Full Conversion" then Column BA (AMOUNT) and Column BB (TAXES) BOTH values will be convert based on selected Currency in (Column L). 2. If you choose "Partial Conversion" then Column BA (AMOUNT) only will be converted based on selected currency (Column L) and Column BB (TAXES) value (INR) will be added to the converted values.
Note on K58: gepadmin: 1. If you choose "Full Conversion" then Column BA (AMOUNT) and Column BB (TAXES) BOTH values will be convert based on selected Currency in (Column L). 2. If you choose "Partial Conversion" then Column BA (AMOUNT) only will be converted based on selected currency (Column L) and Column BB (TAXES) value (INR) will be added to the converted values.
Note on K60: gepadmin: 1. If you choose "Full Conversion" then Column BA (AMOUNT) and Column BB (TAXES) BOTH values will be convert based on selected Currency in (Column L). 2. If you choose "Partial Conversion" then Column BA (AMOUNT) only will be converted based on selected currency (Column L) and Column BB (TAXES) value (INR) will be added to the converted values.
Note on K62: gepadmin: 1. If you choose "Full Conversion" then Column BA (AMOUNT) and Column BB (TAXES) BOTH values will be convert based on selected Currency in (Column L). 2. If you choose "Partial Conversion" then Column BA (AMOUNT) only will be converted based on selected currency (Column L) and Column BB (TAXES) value (INR) will be added to the converted values.
Note on K63: gepadmin: 1. If you choose "Full Conversion" then Column BA (AMOUNT) and Column BB (TAXES) BOTH values will be convert based on selected Currency in (Column L). 2. If you choose "Partial Conversion" then Column BA (AMOUNT) only will be converted based on selected currency (Column L) and Column BB (TAXES) value (INR) will be added to the converted values.
Note on K67: gepadmin: 1. If you choose "Full Conversion" then Column BA (AMOUNT) and Column BB (TAXES) BOTH values will be convert based on selected Currency in (Column L). 2. If you choose "Partial Conversion" then Column BA (AMOUNT) only will be converted based on selected currency (Column L) and Column BB (TAXES) value (INR) will be added to the converted values.
Note on K68: gepadmin: 1. If you choose "Full Conversion" then Column BA (AMOUNT) and Column BB (TAXES) BOTH values will be convert based on selected Currency in (Column L). 2. If you choose "Partial Conversion" then Column BA (AMOUNT) only will be converted based on selected currency (Column L) and Column BB (TAXES) value (INR) will be added to the converted values.
Note on K70: gepadmin: 1. If you choose "Full Conversion" then Column BA (AMOUNT) and Column BB (TAXES) BOTH values will be convert based on selected Currency in (Column L). 2. If you choose "Partial Conversion" then Column BA (AMOUNT) only will be converted based on selected currency (Column L) and Column BB (TAXES) value (INR) will be added to the converted values.
Note on K71: gepadmin: 1. If you choose "Full Conversion" then Column BA (AMOUNT) and Column BB (TAXES) BOTH values will be convert based on selected Currency in (Column L). 2. If you choose "Partial Conversion" then Column BA (AMOUNT) only will be converted based on selected currency (Column L) and Column BB (TAXES) value (INR) will be added to the converted values.
Note on K74: gepadmin: 1. If you choose "Full Conversion" then Column BA (AMOUNT) and Column BB (TAXES) BOTH values will be convert based on selected Currency in (Column L). 2. If you choose "Partial Conversion" then Column BA (AMOUNT) only will be converted based on selected currency (Column L) and Column BB (TAXES) value (INR) will be added to the converted values.
Note on K76: gepadmin: 1. If you choose "Full Conversion" then Column BA (AMOUNT) and Column BB (TAXES) BOTH values will be convert based on selected Currency in (Column L). 2. If you choose "Partial Conversion" then Column BA (AMOUNT) only will be converted based on selected currency (Column L) and Column BB (TAXES) value (INR) will be added to the converted values.
Note on K77: gepadmin: 1. If you choose "Full Conversion" then Column BA (AMOUNT) and Column BB (TAXES) BOTH values will be convert based on selected Currency in (Column L). 2. If you choose "Partial Conversion" then Column BA (AMOUNT) only will be converted based on selected currency (Column L) and Column BB (TAXES) value (INR) will be added to the converted values.
Note on K79: gepadmin: 1. If you choose "Full Conversion" then Column BA (AMOUNT) and Column BB (TAXES) BOTH values will be convert based on selected Currency in (Column L). 2. If you choose "Partial Conversion" then Column BA (AMOUNT) only will be converted based on selected currency (Column L) and Column BB (TAXES) value (INR) will be added to the converted values.
Note on K81: gepadmin: 1. If you choose "Full Conversion" then Column BA (AMOUNT) and Column BB (TAXES) BOTH values will be convert based on selected Currency in (Column L). 2. If you choose "Partial Conversion" then Column BA (AMOUNT) only will be converted based on selected currency (Column L) and Column BB (TAXES) value (INR) will be added to the converted values.
Note on K83: gepadmin: 1. If you choose "Full Conversion" then Column BA (AMOUNT) and Column BB (TAXES) BOTH values will be convert based on selected Currency in (Column L). 2. If you choose "Partial Conversion" then Column BA (AMOUNT) only will be converted based on selected currency (Column L) and Column BB (TAXES) value (INR) will be added to the converted values.
Note on K85: gepadmin: 1. If you choose "Full Conversion" then Column BA (AMOUNT) and Column BB (TAXES) BOTH values will be convert based on selected Currency in (Column L). 2. If you choose "Partial Conversion" then Column BA (AMOUNT) only will be converted based on selected currency (Column L) and Column BB (TAXES) value (INR) will be added to the converted values.
Note on K88: gepadmin: 1. If you choose "Full Conversion" then Column BA (AMOUNT) and Column BB (TAXES) BOTH values will be convert based on selected Currency in (Column L). 2. If you choose "Partial Conversion" then Column BA (AMOUNT) only will be converted based on selected currency (Column L) and Column BB (TAXES) value (INR) will be added to the converted values.
Note on K90: gepadmin: 1. If you choose "Full Conversion" then Column BA (AMOUNT) and Column BB (TAXES) BOTH values will be convert based on selected Currency in (Column L). 2. If you choose "Partial Conversion" then Column BA (AMOUNT) only will be converted based on selected currency (Column L) and Column BB (TAXES) value (INR) will be added to the converted values.
Note on K92: gepadmin: 1. If you choose "Full Conversion" then Column BA (AMOUNT) and Column BB (TAXES) BOTH values will be convert based on selected Currency in (Column L). 2. If you choose "Partial Conversion" then Column BA (AMOUNT) only will be converted based on selected currency (Column L) and Column BB (TAXES) value (INR) will be added to the converted values.
Note on K93: gepadmin: 1. If you choose "Full Conversion" then Column BA (AMOUNT) and Column BB (TAXES) BOTH values will be convert based on selected Currency in (Column L). 2. If you choose "Partial Conversion" then Column BA (AMOUNT) only will be converted based on selected currency (Column L) and Column BB (TAXES) value (INR) will be added to the converted values.
Note on K96: gepadmin: 1. If you choose "Full Conversion" then Column BA (AMOUNT) and Column BB (TAXES) BOTH values will be convert based on selected Currency in (Column L). 2. If you choose "Partial Conversion" then Column BA (AMOUNT) only will be converted based on selected currency (Column L) and Column BB (TAXES) value (INR) will be added to the converted values.
Note on K98: gepadmin: 1. If you choose "Full Conversion" then Column BA (AMOUNT) and Column BB (TAXES) BOTH values will be convert based on selected Currency in (Column L). 2. If you choose "Partial Conversion" then Column BA (AMOUNT) only will be converted based on selected currency (Column L) and Column BB (TAXES) value (INR) will be added to the converted values.
Note on K99: gepadmin: 1. If you choose "Full Conversion" then Column BA (AMOUNT) and Column BB (TAXES) BOTH values will be convert based on selected Currency in (Column L). 2. If you choose "Partial Conversion" then Column BA (AMOUNT) only will be converted based on selected currency (Column L) and Column BB (TAXES) value (INR) will be added to the converted values.
Note on K100: gepadmin: 1. If you choose "Full Conversion" then Column BA (AMOUNT) and Column BB (TAXES) BOTH values will be convert based on selected Currency in (Column L). 2. If you choose "Partial Conversion" then Column BA (AMOUNT) only will be converted based on selected currency (Column L) and Column BB (TAXES) value (INR) will be added to the converted values.
Note on K102: gepadmin: 1. If you choose "Full Conversion" then Column BA (AMOUNT) and Column BB (TAXES) BOTH values will be convert based on selected Currency in (Column L). 2. If you choose "Partial Conversion" then Column BA (AMOUNT) only will be converted based on selected currency (Column L) and Column BB (TAXES) value (INR) will be added to the converted values.
Note on K104: gepadmin: 1. If you choose "Full Conversion" then Column BA (AMOUNT) and Column BB (TAXES) BOTH values will be convert based on selected Currency in (Column L). 2. If you choose "Partial Conversion" then Column BA (AMOUNT) only will be converted based on selected currency (Column L) and Column BB (TAXES) value (INR) will be added to the converted values.
Note on K107: gepadmin: 1. If you choose "Full Conversion" then Column BA (AMOUNT) and Column BB (TAXES) BOTH values will be convert based on selected Currency in (Column L). 2. If you choose "Partial Conversion" then Column BA (AMOUNT) only will be converted based on selected currency (Column L) and Column BB (TAXES) value (INR) will be added to the converted values.
Note on K109: gepadmin: 1. If you choose "Full Conversion" then Column BA (AMOUNT) and Column BB (TAXES) BOTH values will be convert based on selected Currency in (Column L). 2. If you choose "Partial Conversion" then Column BA (AMOUNT) only will be converted based on selected currency (Column L) and Column BB (TAXES) value (INR) will be added to the converted values.
Note on K111: gepadmin: 1. If you choose "Full Conversion" then Column BA (AMOUNT) and Column BB (TAXES) BOTH values will be convert based on selected Currency in (Column L). 2. If you choose "Partial Conversion" then Column BA (AMOUNT) only will be converted based on selected currency (Column L) and Column BB (TAXES) value (INR) will be added to the converted values.
Note on K114: gepadmin: 1. If you choose "Full Conversion" then Column BA (AMOUNT) and Column BB (TAXES) BOTH values will be convert based on selected Currency in (Column L). 2. If you choose "Partial Conversion" then Column BA (AMOUNT) only will be converted based on selected currency (Column L) and Column BB (TAXES) value (INR) will be added to the converted values.
Note on K116: gepadmin: 1. If you choose "Full Conversion" then Column BA (AMOUNT) and Column BB (TAXES) BOTH values will be convert based on selected Currency in (Column L). 2. If you choose "Partial Conversion" then Column BA (AMOUNT) only will be converted based on selected currency (Column L) and Column BB (TAXES) value (INR) will be added to the converted values.
Note on K118: gepadmin: 1. If you choose "Full Conversion" then Column BA (AMOUNT) and Column BB (TAXES) BOTH values will be convert based on selected Currency in (Column L). 2. If you choose "Partial Conversion" then Column BA (AMOUNT) only will be converted based on selected currency (Column L) and Column BB (TAXES) value (INR) will be added to the converted values.
Note on K120: gepadmin: 1. If you choose "Full Conversion" then Column BA (AMOUNT) and Column BB (TAXES) BOTH values will be convert based on selected Currency in (Column L). 2. If you choose "Partial Conversion" then Column BA (AMOUNT) only will be converted based on selected currency (Column L) and Column BB (TAXES) value (INR) will be added to the converted values.
Note on K122: gepadmin: 1. If you choose "Full Conversion" then Column BA (AMOUNT) and Column BB (TAXES) BOTH values will be convert based on selected Currency in (Column L). 2. If you choose "Partial Conversion" then Column BA (AMOUNT) only will be converted based on selected currency (Column L) and Column BB (TAXES) value (INR) will be added to the converted values.
Note on K124: gepadmin: 1. If you choose "Full Conversion" then Column BA (AMOUNT) and Column BB (TAXES) BOTH values will be convert based on selected Currency in (Column L). 2. If you choose "Partial Conversion" then Column BA (AMOUNT) only will be converted based on selected currency (Column L) and Column BB (TAXES) value (INR) will be added to the converted values.
Note on K126: gepadmin: 1. If you choose "Full Conversion" then Column BA (AMOUNT) and Column BB (TAXES) BOTH values will be convert based on selected Currency in (Column L). 2. If you choose "Partial Conversion" then Column BA (AMOUNT) only will be converted based on selected currency (Column L) and Column BB (TAXES) value (INR) will be added to the converted values.
Note on K128: gepadmin: 1. If you choose "Full Conversion" then Column BA (AMOUNT) and Column BB (TAXES) BOTH values will be convert based on selected Currency in (Column L). 2. If you choose "Partial Conversion" then Column BA (AMOUNT) only will be converted based on selected currency (Column L) and Column BB (TAXES) value (INR) will be added to the converted values.
Note on K129: gepadmin: 1. If you choose "Full Conversion" then Column BA (AMOUNT) and Column BB (TAXES) BOTH values will be convert based on selected Currency in (Column L). 2. If you choose "Partial Conversion" then Column BA (AMOUNT) only will be converted based on selected currency (Column L) and Column BB (TAXES) value (INR) will be added to the converted values.
Note on K130: gepadmin: 1. If you choose "Full Conversion" then Column BA (AMOUNT) and Column BB (TAXES) BOTH values will be convert based on selected Currency in (Column L). 2. If you choose "Partial Conversion" then Column BA (AMOUNT) only will be converted based on selected currency (Column L) and Column BB (TAXES) value (INR) will be added to the converted values.
Note on K133: gepadmin: 1. If you choose "Full Conversion" then Column BA (AMOUNT) and Column BB (TAXES) BOTH values will be convert based on selected Currency in (Column L). 2. If you choose "Partial Conversion" then Column BA (AMOUNT) only will be converted based on selected currency (Column L) and Column BB (TAXES) value (INR) will be added to the converted values.
Note on K136: gepadmin: 1. If you choose "Full Conversion" then Column BA (AMOUNT) and Column BB (TAXES) BOTH values will be convert based on selected Currency in (Column L). 2. If you choose "Partial Conversion" then Column BA (AMOUNT) only will be converted based on selected currency (Column L) and Column BB (TAXES) value (INR) will be added to the converted values.
Note on K137: gepadmin: 1. If you choose "Full Conversion" then Column BA (AMOUNT) and Column BB (TAXES) BOTH values will be convert based on selected Currency in (Column L). 2. If you choose "Partial Conversion" then Column BA (AMOUNT) only will be converted based on selected currency (Column L) and Column BB (TAXES) value (INR) will be added to the converted values.
Note on K138: gepadmin: 1. If you choose "Full Conversion" then Column BA (AMOUNT) and Column BB (TAXES) BOTH values will be convert based on selected Currency in (Column L). 2. If you choose "Partial Conversion" then Column BA (AMOUNT) only will be converted based on selected currency (Column L) and Column BB (TAXES) value (INR) will be added to the converted values.
Note on K141: gepadmin: 1. If you choose "Full Conversion" then Column BA (AMOUNT) and Column BB (TAXES) BOTH values will be convert based on selected Currency in (Column L). 2. If you choose "Partial Conversion" then Column BA (AMOUNT) only will be converted based on selected currency (Column L) and Column BB (TAXES) value (INR) will be added to the converted values.
Note on K143: gepadmin: 1. If you choose "Full Conversion" then Column BA (AMOUNT) and Column BB (TAXES) BOTH values will be convert based on selected Currency in (Column L). 2. If you choose "Partial Conversion" then Column BA (AMOUNT) only will be converted based on selected currency (Column L) and Column BB (TAXES) value (INR) will be added to the converted values.
Note on K146: gepadmin: 1. If you choose "Full Conversion" then Column BA (AMOUNT) and Column BB (TAXES) BOTH values will be convert based on selected Currency in (Column L). 2. If you choose "Partial Conversion" then Column BA (AMOUNT) only will be converted based on selected currency (Column L) and Column BB (TAXES) value (INR) will be added to the converted values.
Note on K149: gepadmin: 1. If you choose "Full Conversion" then Column BA (AMOUNT) and Column BB (TAXES) BOTH values will be convert based on selected Currency in (Column L). 2. If you choose "Partial Conversion" then Column BA (AMOUNT) only will be converted based on selected currency (Column L) and Column BB (TAXES) value (INR) will be added to the converted values.
Note on K152: gepadmin: 1. If you choose "Full Conversion" then Column BA (AMOUNT) and Column BB (TAXES) BOTH values will be convert based on selected Currency in (Column L). 2. If you choose "Partial Conversion" then Column BA (AMOUNT) only will be converted based on selected currency (Column L) and Column BB (TAXES) value (INR) will be added to the converted values.
Note on K155: gepadmin: 1. If you choose "Full Conversion" then Column BA (AMOUNT) and Column BB (TAXES) BOTH values will be convert based on selected Currency in (Column L). 2. If you choose "Partial Conversion" then Column BA (AMOUNT) only will be converted based on selected currency (Column L) and Column BB (TAXES) value (INR) will be added to the converted values.
Note on K157: gepadmin: 1. If you choose "Full Conversion" then Column BA (AMOUNT) and Column BB (TAXES) BOTH values will be convert based on selected Currency in (Column L). 2. If you choose "Partial Conversion" then Column BA (AMOUNT) only will be converted based on selected currency (Column L) and Column BB (TAXES) value (INR) will be added to the converted values.
Note on K158: gepadmin: 1. If you choose "Full Conversion" then Column BA (AMOUNT) and Column BB (TAXES) BOTH values will be convert based on selected Currency in (Column L). 2. If you choose "Partial Conversion" then Column BA (AMOUNT) only will be converted based on selected currency (Column L) and Column BB (TAXES) value (INR) will be added to the converted values.
Note on K161: gepadmin: 1. If you choose "Full Conversion" then Column BA (AMOUNT) and Column BB (TAXES) BOTH values will be convert based on selected Currency in (Column L). 2. If you choose "Partial Conversion" then Column BA (AMOUNT) only will be converted based on selected currency (Column L) and Column BB (TAXES) value (INR) will be added to the converted values.
Note on K163: gepadmin: 1. If you choose "Full Conversion" then Column BA (AMOUNT) and Column BB (TAXES) BOTH values will be convert based on selected Currency in (Column L). 2. If you choose "Partial Conversion" then Column BA (AMOUNT) only will be converted based on selected currency (Column L) and Column BB (TAXES) value (INR) will be added to the converted values.
Note on K166: gepadmin: 1. If you choose "Full Conversion" then Column BA (AMOUNT) and Column BB (TAXES) BOTH values will be convert based on selected Currency in (Column L). 2. If you choose "Partial Conversion" then Column BA (AMOUNT) only will be converted based on selected currency (Column L) and Column BB (TAXES) value (INR) will be added to the converted values.
Note on K168: gepadmin: 1. If you choose "Full Conversion" then Column BA (AMOUNT) and Column BB (TAXES) BOTH values will be convert based on selected Currency in (Column L). 2. If you choose "Partial Conversion" then Column BA (AMOUNT) only will be converted based on selected currency (Column L) and Column BB (TAXES) value (INR) will be added to the converted values.
Note on K170: gepadmin: 1. If you choose "Full Conversion" then Column BA (AMOUNT) and Column BB (TAXES) BOTH values will be convert based on selected Currency in (Column L). 2. If you choose "Partial Conversion" then Column BA (AMOUNT) only will be converted based on selected currency (Column L) and Column BB (TAXES) value (INR) will be added to the converted values.
Note on K172: gepadmin: 1. If you choose "Full Conversion" then Column BA (AMOUNT) and Column BB (TAXES) BOTH values will be convert based on selected Currency in (Column L). 2. If you choose "Partial Conversion" then Column BA (AMOUNT) only will be converted based on selected currency (Column L) and Column BB (TAXES) value (INR) will be added to the converted values.
Note on K174: gepadmin: 1. If you choose "Full Conversion" then Column BA (AMOUNT) and Column BB (TAXES) BOTH values will be convert based on selected Currency in (Column L). 2. If you choose "Partial Conversion" then Column BA (AMOUNT) only will be converted based on selected currency (Column L) and Column BB (TAXES) value (INR) will be added to the converted values.
Note on K176: gepadmin: 1. If you choose "Full Conversion" then Column BA (AMOUNT) and Column BB (TAXES) BOTH values will be convert based on selected Currency in (Column L). 2. If you choose "Partial Conversion" then Column BA (AMOUNT) only will be converted based on selected currency (Column L) and Column BB (TAXES) value (INR) will be added to the converted values.
Note on K177: gepadmin: 1. If you choose "Full Conversion" then Column BA (AMOUNT) and Column BB (TAXES) BOTH values will be convert based on selected Currency in (Column L). 2. If you choose "Partial Conversion" then Column BA (AMOUNT) only will be converted based on selected currency (Column L) and Column BB (TAXES) value (INR) will be added to the converted values.
Note on K178: gepadmin: 1. If you choose "Full Conversion" then Column BA (AMOUNT) and Column BB (TAXES) BOTH values will be convert based on selected Currency in (Column L). 2. If you choose "Partial Conversion" then Column BA (AMOUNT) only will be converted based on selected currency (Column L) and Column BB (TAXES) value (INR) will be added to the converted values.
Note on K179: gepadmin: 1. If you choose "Full Conversion" then Column BA (AMOUNT) and Column BB (TAXES) BOTH values will be convert based on selected Currency in (Column L). 2. If you choose "Partial Conversion" then Column BA (AMOUNT) only will be converted based on selected currency (Column L) and Column BB (TAXES) value (INR) will be added to the converted values.
Note on K182: gepadmin: 1. If you choose "Full Conversion" then Column BA (AMOUNT) and Column BB (TAXES) BOTH values will be convert based on selected Currency in (Column L). 2. If you choose "Partial Conversion" then Column BA (AMOUNT) only will be converted based on selected currency (Column L) and Column BB (TAXES) value (INR) will be added to the converted values.
Note on K184: gepadmin: 1. If you choose "Full Conversion" then Column BA (AMOUNT) and Column BB (TAXES) BOTH values will be convert based on selected Currency in (Column L). 2. If you choose "Partial Conversion" then Column BA (AMOUNT) only will be converted based on selected currency (Column L) and Column BB (TAXES) value (INR) will be added to the converted values.
Note on K187: gepadmin: 1. If you choose "Full Conversion" then Column BA (AMOUNT) and Column BB (TAXES) BOTH values will be convert based on selected Currency in (Column L). 2. If you choose "Partial Conversion" then Column BA (AMOUNT) only will be converted based on selected currency (Column L) and Column BB (TAXES) value (INR) will be added to the converted values.
Note on K190: gepadmin: 1. If you choose "Full Conversion" then Column BA (AMOUNT) and Column BB (TAXES) BOTH values will be convert based on selected Currency in (Column L). 2. If you choose "Partial Conversion" then Column BA (AMOUNT) only will be converted based on selected currency (Column L) and Column BB (TAXES) value (INR) will be added to the converted values.
Note on K193: gepadmin: 1. If you choose "Full Conversion" then Column BA (AMOUNT) and Column BB (TAXES) BOTH values will be convert based on selected Currency in (Column L). 2. If you choose "Partial Conversion" then Column BA (AMOUNT) only will be converted based on selected currency (Column L) and Column BB (TAXES) value (INR) will be added to the converted values.
Note on K195: gepadmin: 1. If you choose "Full Conversion" then Column BA (AMOUNT) and Column BB (TAXES) BOTH values will be convert based on selected Currency in (Column L). 2. If you choose "Partial Conversion" then Column BA (AMOUNT) only will be converted based on selected currency (Column L) and Column BB (TAXES) value (INR) will be added to the converted values.
Note on K197: gepadmin: 1. If you choose "Full Conversion" then Column BA (AMOUNT) and Column BB (TAXES) BOTH values will be convert based on selected Currency in (Column L). 2. If you choose "Partial Conversion" then Column BA (AMOUNT) only will be converted based on selected currency (Column L) and Column BB (TAXES) value (INR) will be added to the converted values.
Note on K201: gepadmin: 1. If you choose "Full Conversion" then Column BA (AMOUNT) and Column BB (TAXES) BOTH values will be convert based on selected Currency in (Column L). 2. If you choose "Partial Conversion" then Column BA (AMOUNT) only will be converted based on selected currency (Column L) and Column BB (TAXES) value (INR) will be added to the converted values.
Note on K203: gepadmin: 1. If you choose "Full Conversion" then Column BA (AMOUNT) and Column BB (TAXES) BOTH values will be convert based on selected Currency in (Column L). 2. If you choose "Partial Conversion" then Column BA (AMOUNT) only will be converted based on selected currency (Column L) and Column BB (TAXES) value (INR) will be added to the converted values.
Note on K205: gepadmin: 1. If you choose "Full Conversion" then Column BA (AMOUNT) and Column BB (TAXES) BOTH values will be convert based on selected Currency in (Column L). 2. If you choose "Partial Conversion" then Column BA (AMOUNT) only will be converted based on selected currency (Column L) and Column BB (TAXES) value (INR) will be added to the converted values.
Note on K207: gepadmin: 1. If you choose "Full Conversion" then Column BA (AMOUNT) and Column BB (TAXES) BOTH values will be convert based on selected Currency in (Column L). 2. If you choose "Partial Conversion" then Column BA (AMOUNT) only will be converted based on selected currency (Column L) and Column BB (TAXES) value (INR) will be added to the converted values.
Note on K208: gepadmin: 1. If you choose "Full Conversion" then Column BA (AMOUNT) and Column BB (TAXES) BOTH values will be convert based on selected Currency in (Column L). 2. If you choose "Partial Conversion" then Column BA (AMOUNT) only will be converted based on selected currency (Column L) and Column BB (TAXES) value (INR) will be added to the converted values.
Note on K209: gepadmin: 1. If you choose "Full Conversion" then Column BA (AMOUNT) and Column BB (TAXES) BOTH values will be convert based on selected Currency in (Column L). 2. If you choose "Partial Conversion" then Column BA (AMOUNT) only will be converted based on selected currency (Column L) and Column BB (TAXES) value (INR) will be added to the converted values.
Note on K212: gepadmin: 1. If you choose "Full Conversion" then Column BA (AMOUNT) and Column BB (TAXES) BOTH values will be convert based on selected Currency in (Column L). 2. If you choose "Partial Conversion" then Column BA (AMOUNT) only will be converted based on selected currency (Column L) and Column BB (TAXES) value (INR) will be added to the converted values.
Note on K213: gepadmin: 1. If you choose "Full Conversion" then Column BA (AMOUNT) and Column BB (TAXES) BOTH values will be convert based on selected Currency in (Column L). 2. If you choose "Partial Conversion" then Column BA (AMOUNT) only will be converted based on selected currency (Column L) and Column BB (TAXES) value (INR) will be added to the converted values.
Note on K215: gepadmin: 1. If you choose "Full Conversion" then Column BA (AMOUNT) and Column BB (TAXES) BOTH values will be convert based on selected Currency in (Column L). 2. If you choose "Partial Conversion" then Column BA (AMOUNT) only will be converted based on selected currency (Column L) and Column BB (TAXES) value (INR) will be added to the converted values.
Note on K216: gepadmin: 1. If you choose "Full Conversion" then Column BA (AMOUNT) and Column BB (TAXES) BOTH values will be convert based on selected Currency in (Column L). 2. If you choose "Partial Conversion" then Column BA (AMOUNT) only will be converted based on selected currency (Column L) and Column BB (TAXES) value (INR) will be added to the converted values.
Note on K217: gepadmin: 1. If you choose "Full Conversion" then Column BA (AMOUNT) and Column BB (TAXES) BOTH values will be convert based on selected Currency in (Column L). 2. If you choose "Partial Conversion" then Column BA (AMOUNT) only will be converted based on selected currency (Column L) and Column BB (TAXES) value (INR) will be added to the converted values.
Note on K218: gepadmin: 1. If you choose "Full Conversion" then Column BA (AMOUNT) and Column BB (TAXES) BOTH values will be convert based on selected Currency in (Column L). 2. If you choose "Partial Conversion" then Column BA (AMOUNT) only will be converted based on selected currency (Column L) and Column BB (TAXES) value (INR) will be added to the converted values.
Note on K219: gepadmin: 1. If you choose "Full Conversion" then Column BA (AMOUNT) and Column BB (TAXES) BOTH values will be convert based on selected Currency in (Column L). 2. If you choose "Partial Conversion" then Column BA (AMOUNT) only will be converted based on selected currency (Column L) and Column BB (TAXES) value (INR) will be added to the converted values.
Note on K220: gepadmin: 1. If you choose "Full Conversion" then Column BA (AMOUNT) and Column BB (TAXES) BOTH values will be convert based on selected Currency in (Column L). 2. If you choose "Partial Conversion" then Column BA (AMOUNT) only will be converted based on selected currency (Column L) and Column BB (TAXES) value (INR) will be added to the converted values.
Note on K221: gepadmin: 1. If you choose "Full Conversion" then Column BA (AMOUNT) and Column BB (TAXES) BOTH values will be convert based on selected Currency in (Column L). 2. If you choose "Partial Conversion" then Column BA (AMOUNT) only will be converted based on selected currency (Column L) and Column BB (TAXES) value (INR) will be added to the converted values.
Note on K222: gepadmin: 1. If you choose "Full Conversion" then Column BA (AMOUNT) and Column BB (TAXES) BOTH values will be convert based on selected Currency in (Column L). 2. If you choose "Partial Conversion" then Column BA (AMOUNT) only will be converted based on selected currency (Column L) and Column BB (TAXES) value (INR) will be added to the converted values.
Note on K223: gepadmin: 1. If you choose "Full Conversion" then Column BA (AMOUNT) and Column BB (TAXES) BOTH values will be convert based on selected Currency in (Column L). 2. If you choose "Partial Conversion" then Column BA (AMOUNT) only will be converted based on selected currency (Column L) and Column BB (TAXES) value (INR) will be added to the converted values.
Note on K224: gepadmin: 1. If you choose "Full Conversion" then Column BA (AMOUNT) and Column BB (TAXES) BOTH values will be convert based on selected Currency in (Column L). 2. If you choose "Partial Conversion" then Column BA (AMOUNT) only will be converted based on selected currency (Column L) and Column BB (TAXES) value (INR) will be added to the converted values.
Note on K225: gepadmin: 1. If you choose "Full Conversion" then Column BA (AMOUNT) and Column BB (TAXES) BOTH values will be convert based on selected Currency in (Column L). 2. If you choose "Partial Conversion" then Column BA (AMOUNT) only will be converted based on selected currency (Column L) and Column BB (TAXES) value (INR) will be added to the converted values.
Note on K226: gepadmin: 1. If you choose "Full Conversion" then Column BA (AMOUNT) and Column BB (TAXES) BOTH values will be convert based on selected Currency in (Column L). 2. If you choose "Partial Conversion" then Column BA (AMOUNT) only will be converted based on selected currency (Column L) and Column BB (TAXES) value (INR) will be added to the converted values.
Validate
Print
Help

## Macros
Please Enable Macros to View BoQ information