## BoQ1 (hidden)
Percentage BoQ
BoQ_Ver3.1 | Percentage | Normal | INR Only | INR
Select, At Par, Excess (+), Less (-) |  | IOCL
Tender Inviting Authority: Executive Engineer, IWD, IIT, Kanpur
Name of Work: Setting right of vacant house no. 401 type-IV, IIT Kanpur
Contract No: 34/Civil/D3/2024-25
Name of the Bidder/ Bidding Firm / Company :
PRICE SCHEDULE (This BOQ template must not be modified/replaced by the bidder and the same should be uploaded after filling the relevant columns, else the bidder is liable to be rejected for this tender. Bidders are allowed to enter the Bidder Name and Values only )
NUMBER # | TEXT # | TEXT # | NUMBER # | TEXT # | NUMBER | NUMBER | TEXT | TEXT # | NUMBER # | TEXT# | TEXT # | NUMBER # | NUMBER | NUMBER | NUMBER | NUMBER | TEXT | TEXT | NUMBER | NUMBER | NUMBER | NUMBER | TEXT | TEXT | NUMBER | NUMBER | NUMBER | NUMBER | TEXT | TEXT | NUMBER | NUMBER | NUMBER | NUMBER | TEXT | TEXT | NUMBER | NUMBER | NUMBER | NUMBER | TEXT | TEXT | NUMBER | NUMBER | NUMBER # | NUMBER # | TEXT | TEXT | NUMBER # | NUMBER # | DATE | NUMBER # | NUMBER # | TEXT #
Sl. No. | Item Description | Item Code / Make | Quantity | Units | Estimated Rate in Rs. P |  |  | Addition / Deduction | Addition / Deduction Values | Currency Convertion against each Item | Quoted Currency in INR / Other Currency | BASIC RATE In Figures To be entered by the Bidder Rs. P | Excise Duty | VAT | Freight Charges ( Unloading & Stacking) | Any Other Taxes/Duties/Levies |  |  | Other Taxes 2 | IIIrd Party i.e DGS&D / RITES etc Inspection Charges @0.34%+Service Tax | Less for Cenvat Credit,if any respect of Supplies Under full Excise Duty Category | [30 empty] | TOTAL AMOUNT Without Taxes in Rs. P | TOTAL AMOUNT With Taxes | TOTAL AMOUNT In Words
1 | 2 | 3 | 4 | 5 | 6 | 7 | 8 | 9 | 10 | 11 | 12 | 13 | 14 | 15 | 16 | 17 | 18 | 19 | 20 | 21 | 22 | 23 | 24 | 25 | 26 | 27 | 28 | 29 | 30 | 31 | 32 | 33 | 34 | 35 | 36 | 37 | 38 | 39 | 40 | 41 | 42 | 43 | 44 | 45 | 46 | 47 | 48 | 49 | 50 | 51 | 52 | 7 | 54 | 8
1 | Carriage of Materials | [53 empty] | 1 | Carriage of Materials
1.01 | By Mechanical Transport including loading,unloading and stacking | [53 empty] | 1.01 | By Mechanical Transport including loading,unloading and stacking
1.02 | Lime, moorum, building rubbish Lead - 2 |  | 1 | cum | 162.17 |  |  | Excess(+) | 1 | Full Conversion | INR | [40 empty] | #VALUE! | #VALUE! | #VALUE! | 1.02 | Lime, moorum, building rubbish Lead - 2 | 1 | cum
2 | EARTH WORK | [53 empty] | 2 | EARTH WORK
2.01 | Earth work in excavation by mechanical means (Hydraulic excavator) / manual means in foundation trenches or drains (not exceeding 1.5 m in width or 10 sqm on plan), including dressing of sides and ramming of bottoms, for all lift, including getting out the excavated soil and disposal of surplus excavated soil as directed, within a lead of 50 m. | [53 empty] | 2.01 | Earth work in excavation by mechanical means (Hydraulic excavator) / manual means in foundation trenches or drains (not exceeding 1.5 m in width or 10 sqm on plan), including dressing of sides and ramming of bottoms, for all lift, including getting out the excavated soil and disposal of surplus excavated soil as directed, within a lead of 50 m.
2.02 | All kinds of soil. |  | 0.1 | cum | 214.65 |  |  | Excess(+) | 1 | Full Conversion | INR | [40 empty] | #VALUE! | #VALUE! | #VALUE! | 2.02 | All kinds of soil. | 0.1 | cum
2.03 | Excavating trenches by mechinical / manual means of required width for pipes, cables, etc including excavation for sockets, and dressing of sides, ramming of bottoms, for all depth, including getting out the excavated soil, and then returning the soil as required, in layers not exceeding 20 cm in depth, including consolidating each deposited layer by ramming, watering, etc. and disposing of surplus excavated soil as directed, within a lead of 50 m: | [53 empty] | 2.03 | Excavating trenches by mechinical / manual means of required width for pipes, cables, etc including excavation for sockets, and dressing of sides, ramming of bottoms, for all depth, including getting out the excavated soil, and then returning the soil as required, in layers not exceeding 20 cm in depth, including consolidating each deposited layer by ramming, watering, etc. and disposing of surplus excavated soil as directed, within a lead of 50 m:
2.04 | All kinds of soil | [53 empty] | 2.04 | All kinds of soil
2.05 | Pipes, cables etc. exceeding 80 mm dia. but not exceeding 300 mm dia |  | 1 | metre | 290.39 |  |  | Excess(+) | 1 | Full Conversion | INR | [40 empty] | #VALUE! | #VALUE! | #VALUE! | 2.05 | Pipes, cables etc. exceeding 80 mm dia. but not exceeding 300 mm dia | 1 | metre
2.06 | Excavating holes more than 0.10 cum & upto 0.5 cum including getting out the excavated soil, then returning the soil as required in layers not exceeding 20cm in depth, including consolidating each deposited layer by ramming, watering etc, disposing of surplus excavated soil, as directed within a lead of 50 m and lift upto 1.5 m. | [53 empty] | 2.06 | Excavating holes more than 0.10 cum & upto 0.5 cum including getting out the excavated soil, then returning the soil as required in layers not exceeding 20cm in depth, including consolidating each deposited layer by ramming, watering etc, disposing of surplus excavated soil, as directed within a lead of 50 m and lift upto 1.5 m.
2.07 | All kinds of soil |  | 2 | each | 67.99 |  |  | Excess(+) | 1 | Full Conversion | INR | [40 empty] | #VALUE! | #VALUE! | #VALUE! | 2.07 | All kinds of soil | 2 | each
2.08 | Supplying chemical emulsion in sealed containers including delivery as specified. | [53 empty] | 2.08 | Supplying chemical emulsion in sealed containers including delivery as specified.
2.09 | Chlorpyriphos/ Lindane emulsifiable concentrate of 20% |  | 20 | litre | 193.58 |  |  | Excess(+) | 1 | Full Conversion | INR | [40 empty] | #VALUE! | #VALUE! | #VALUE! | 2.09 | Chlorpyriphos/ Lindane emulsifiable concentrate of 20% | 20 | litre
3 | CEMENT CONCRETE (CAST IN SITU) | [53 empty] | 3 | CEMENT CONCRETE (CAST IN SITU)
3.01 | Providing and laying in position excluding cement concrete of level: specified grade the cost of centering and shuttering - All work up to plinth | [53 empty] | 3.01 | Providing and laying in position excluding cement concrete of level: specified grade the cost of centering and shuttering - All work up to plinth
3.02 | 1:2:4 (1 Cement : 2 coarse sand (zone-Ill) derived from natural sources : 4 graded stone aggregate 40 mm nominal size derived from natural sources) |  | 0.5 | cum | 6415.68 |  |  | Excess(+) | 1 | Full Conversion | INR | [40 empty] | #VALUE! | #VALUE! | #VALUE! | 3.02 | 1:2:4 (1 Cement : 2 coarse sand (zone-Ill) derived from natural sources : 4 graded stone aggregate 40 mm nominal size derived from natural sources) | 0.5 | cum
3.03 | Making plinth protection 50 mm thick of cement concrete 1:3:6 (1 cement : 3 coarse sand (zone-Ill) derived from natural sources : 6 graded stone aggregate 20 mm nominal size derived from natural sources) over 75 mm thick bed of dry brick ballast 40 mm nominal size, well rammed and consolidated and grouted with fine sand, including necessary excavation, levelling & dressing & finishing the top smooth. |  | 15 | sqm | 617.88 |  |  | Excess(+) | 1 | Full Conversion | INR | [40 empty] | #VALUE! | #VALUE! | #VALUE! | 3.03 | Making plinth protection 50 mm thick of cement concrete 1:3:6 (1 cement : 3 coarse sand (zone-Ill) derived from natural sources : 6 graded stone aggregate 20 mm nominal size derived from natural sources) over 75 mm thick bed of dry brick ballast 40 mm nominal size, well rammed and consolidated and grouted with fine sand, including necessary excavation, levelling & dressing & finishing the top smooth. | 15 | sqm
4 | REINFORCED CEMENT CONCRETE | [53 empty] | 4 | REINFORCED CEMENT CONCRETE
4.01 | Reinforced cement concrete work in beams, suspended floors, roofs having slope up to 15 degree landings, balconies, shelves, chajjas, lintels, bands, plain window sills, staircases and spiral stair cases above plinth level up to floor five level, excluding the cost of centering, shuttering, finishing and reinforcement with 1:1.5:3 (1 cement : 1.5 coarse sand (zone-III) derived from natural sources : 3 graded stone aggregate 20 mm nominal size derived from natural sources). |  | 0.75 | cum | 9487.51 |  |  | Excess(+) | 1 | Full Conversion | INR | [40 empty] | #VALUE! | #VALUE! | #VALUE! | 4.01 | Reinforced cement concrete work in beams, suspended floors, roofs having slope up to 15 degree landings, balconies, shelves, chajjas, lintels, bands, plain window sills, staircases and spiral stair cases above plinth level up to floor five level, excluding the cost of centering, shuttering, finishing and reinforcement with 1:1.5:3 (1 cement : 1.5 coarse sand (zone-III) derived from natural sources : 3 graded stone aggregate 20 mm nominal size derived from natural sources). | 0.75 | cum
4.02 | Centering and shuttering including strutting, propping etc. and removal of form for | [53 empty] | 4.02 | Centering and shuttering including strutting, propping etc. and removal of form for
4.03 | Shelves (Cast in situ) |  | 7.5 | sqm | 764.62 |  |  | Excess(+) | 1 | Full Conversion | INR | [40 empty] | #VALUE! | #VALUE! | #VALUE! | 4.03 | Shelves (Cast in situ) | 7.5 | sqm
4.04 | Steel reinforcement for R.C.C. work including straightening, cutting, bending, placing in position and binding all complete above plinth level. | [53 empty] | 4.04 | Steel reinforcement for R.C.C. work including straightening, cutting, bending, placing in position and binding all complete above plinth level.
4.05 | Thermo-Mechanically Treated bars of grade Fe-500D or more. |  | 50 | kg | 88.93 |  |  | Excess(+) | 1 | Full Conversion | INR | [40 empty] | #VALUE! | #VALUE! | #VALUE! | 4.05 | Thermo-Mechanically Treated bars of grade Fe-500D or more. | 50 | kg
4.06 | Add for plaster drip course/ groove in plastered surface or moulding to R.C.C. projections. |  | 5 | metre | 64.65 |  |  | Excess(+) | 1 | Full Conversion | INR | [40 empty] | #VALUE! | #VALUE! | #VALUE! | 4.06 | Add for plaster drip course/ groove in plastered surface or moulding to R.C.C. projections. | 5 | metre
5 | MASONRY WORK | [53 empty] | 5 | MASONRY WORK
5.01 | Brick work with common burnt clay F.P.S. (non modular) bricks of class designation 7.5 in foundation and plinth in: | [53 empty] | 5.01 | Brick work with common burnt clay F.P.S. (non modular) bricks of class designation 7.5 in foundation and plinth in:
5.02 | Cement mortar 1:6(1 cement :6 coarse sand) |  | 0.1 | cum | 5881.3 |  |  | Excess(+) | 1 | Full Conversion | INR | [40 empty] | #VALUE! | #VALUE! | #VALUE! | 5.02 | Cement mortar 1:6(1 cement :6 coarse sand) | 0.1 | cum
5.03 | Brick work with common burnt clay F.P.S. (non modular) bricks of class designation 7.5 in superstructure above plinth level up to floor V level in all shapes and sizes in : | [53 empty] | 5.03 | Brick work with common burnt clay F.P.S. (non modular) bricks of class designation 7.5 in superstructure above plinth level up to floor V level in all shapes and sizes in :
5.04 | Cement mortar 1:6(1 cement : 6 coarse sand) |  | 0.1 | cum | 7508.82 |  |  | Excess(+) | 1 | Full Conversion | INR | [40 empty] | #VALUE! | #VALUE! | #VALUE! | 5.04 | Cement mortar 1:6(1 cement : 6 coarse sand) | 0.1 | cum
5.05 | Half brick masonry with common burnt clay F.P.S. (non modular) bricks of class designation 7.5 in foundations and plinth in : | [53 empty] | 5.05 | Half brick masonry with common burnt clay F.P.S. (non modular) bricks of class designation 7.5 in foundations and plinth in :
5.06 | cement mortar 1:4(1 cement :4 coarse sand) |  | 2 | sqm | 746.31 |  |  | Excess(+) | 1 | Full Conversion | INR | [40 empty] | #VALUE! | #VALUE! | #VALUE! | 5.06 | cement mortar 1:4(1 cement :4 coarse sand) | 2 | sqm
5.07 | Brick edging 7cm wide 11.4 cm deep to plinth protection with common burnt clay F.P.S. (non modular) bricks of class designation 7.5 including grouting with cement mortar 1:4 (1 cement : 4 fine sand). |  | 20 | metre | 50.18 |  |  | Excess(+) | 1 | Full Conversion | INR | [40 empty] | #VALUE! | #VALUE! | #VALUE! | 5.07 | Brick edging 7cm wide 11.4 cm deep to plinth protection with common burnt clay F.P.S. (non modular) bricks of class designation 7.5 including grouting with cement mortar 1:4 (1 cement : 4 fine sand). | 20 | metre
6 | CLADDING WORK | [53 empty] | 6 | CLADDING WORK
6.01 | Providing and fixing 18 mm thick gang saw cut, mirror polished, premoulded and prepolished, machine cut for kitchen platforms, vanity counters, window sills, facias and similar locations of required size, approved shade, colour and texture laid over 20 mm thick base cement mortar 1:4 (1 cement : 4 coarse sand), joints treated with white cement, mixed with matching pigment, epoxy touch ups, including rubbing, curing, moulding and polishing of edges to give high gloss finish etc. complete at all levels. | [53 empty] | 6.01 | Providing and fixing 18 mm thick gang saw cut, mirror polished, premoulded and prepolished, machine cut for kitchen platforms, vanity counters, window sills, facias and similar locations of required size, approved shade, colour and texture laid over 20 mm thick base cement mortar 1:4 (1 cement : 4 coarse sand), joints treated with white cement, mixed with matching pigment, epoxy touch ups, including rubbing, curing, moulding and polishing of edges to give high gloss finish etc. complete at all levels.
6.02 | Granite stone slab of colour black, Cherry/Ruby red | [53 empty] | 6.02 | Granite stone slab of colour black, Cherry/Ruby red
6.03 | Area of slab over 0.50 sqm |  | 4 | sqm | 4235.43 |  |  | Excess(+) | 1 | Full Conversion | INR | [40 empty] | #VALUE! | #VALUE! | #VALUE! | 6.03 | Area of slab over 0.50 sqm | 4 | sqm
6.04 | Providing and fixing 1st quality ceramic glazed wall tiles conforming to IS: 15622 (thickness to be specified by the manufacturer), of approved make, in all colours, shades except burgundy, bottle green, black of any size as approved by Engineer-in-Charge, in skirting, risers of steps and dados, over 12 mm thick bed of cement mortar 1:3(1 cement : 3 coarse sand) and jointing with grey cement slurry @ 3.3kg per sqm, including pointing in white cement mixed with pigment of matching shade complete. |  | 47 | sqm | 1045.56 |  |  | Excess(+) | 1 | Full Conversion | INR | [40 empty] | #VALUE! | #VALUE! | #VALUE! | 6.04 | Providing and fixing 1st quality ceramic glazed wall tiles conforming to IS: 15622 (thickness to be specified by the manufacturer), of approved make, in all colours, shades except burgundy, bottle green, black of any size as approved by Engineer-in-Charge, in skirting, risers of steps and dados, over 12 mm thick bed of cement mortar 1:3(1 cement : 3 coarse sand) and jointing with grey cement slurry @ 3.3kg per sqm, including pointing in white cement mixed with pigment of matching shade complete. | 47 | sqm
7 | WOOD AND P. V. C. WORK | [53 empty] | 7 | WOOD AND P. V. C. WORK
7.01 | Providing wood work in frames of doors, windows, clerestory windows and other frames, wrought framed and fixed in position with hold fast lugs or with dash fasteners of required dia & length (hold fast lugs or dash fastener shall be paid for separately). | [53 empty] | 7.01 | Providing wood work in frames of doors, windows, clerestory windows and other frames, wrought framed and fixed in position with hold fast lugs or with dash fasteners of required dia & length (hold fast lugs or dash fastener shall be paid for separately).
7.02 | Second class teak wood |  | 0.01 | cum | 117877.22 |  |  | Excess(+) | 1 | Full Conversion | INR | [40 empty] | #VALUE! | #VALUE! | #VALUE! | 7.02 | Second class teak wood | 0.01 | cum
7.03 | Providing and fixing glazed shutters for doors, windows and clerestory windows using 4 mm thick float glass panes (weight not less than 10 kg per sqm) fixing with ISI marked M.S. pressed butt hinges bright finished of required size with necessary screws. | [53 empty] | 7.03 | Providing and fixing glazed shutters for doors, windows and clerestory windows using 4 mm thick float glass panes (weight not less than 10 kg per sqm) fixing with ISI marked M.S. pressed butt hinges bright finished of required size with necessary screws.
7.04 | Second class teak wood | [53 empty] | 7.04 | Second class teak wood
7.05 | 35 mm thick |  | 1.2 | sqm | 4073.72 |  |  | Excess(+) | 1 | Full Conversion | INR | [40 empty] | #VALUE! | #VALUE! | #VALUE! | 7.05 | 35 mm thick | 1.2 | sqm
7.06 | Providing and fixing M.S. grills of required pattern in frames of windows etc. with M.S. flats, square or round bars etc. including priming coat with approved steel primer all complete. | [53 empty] | 7.06 | Providing and fixing M.S. grills of required pattern in frames of windows etc. with M.S. flats, square or round bars etc. including priming coat with approved steel primer all complete.
7.07 | Fixed to openings /wooden frames with rawl plugs screws etc. |  | 5 | kg | 196.54 |  |  | Excess(+) | 1 | Full Conversion | INR | [40 empty] | #VALUE! | #VALUE! | #VALUE! | 7.07 | Fixed to openings /wooden frames with rawl plugs screws etc. | 5 | kg
7.08 | Providing and fixing ISI marked oxidised M.S. sliding door bolts with nuts and screws etc. complete (Copper oxidised as per IS 1378) | [53 empty] | 7.08 | Providing and fixing ISI marked oxidised M.S. sliding door bolts with nuts and screws etc. complete (Copper oxidised as per IS 1378)
7.09 | 250x16 mm |  | 2 | each | 159.73 |  |  | Excess(+) | 1 | Full Conversion | INR | [40 empty] | #VALUE! | #VALUE! | #VALUE! | 7.09 | 250x16 mm | 2 | each
7.1 | Providing and fixing ISI marked oxidised M.S. tower bolt black finish, (Barrel type) with necessary screws etc. complete (Copper oxidised as per IS 1378) | [53 empty] | 7.1 | Providing and fixing ISI marked oxidised M.S. tower bolt black finish, (Barrel type) with necessary screws etc. complete (Copper oxidised as per IS 1378)
7.11 | 150x10 mm |  | 2 | each | 49.02 |  |  | Excess(+) | 1 | Full Conversion | INR | [40 empty] | #VALUE! | #VALUE! | #VALUE! | 7.11 | 150x10 mm | 2 | each
7.12 | 100x10 mm |  | 2 | each | 36.53 |  |  | Excess(+) | 1 | Full Conversion | INR | [40 empty] | #VALUE! | #VALUE! | #VALUE! | 7.12 | 100x10 mm | 2 | each
7.13 | Providing and fixing ISI marked oxidised M.S. door latches conforming to IS:5930 with screws etc. complete (Copper oxidised as per IS 1378) | [53 empty] | 7.13 | Providing and fixing ISI marked oxidised M.S. door latches conforming to IS:5930 with screws etc. complete (Copper oxidised as per IS 1378)
7.14 | 250x20x6 mm |  | 2 | each | 65.84 |  |  | Excess(+) | 1 | Full Conversion | INR | [40 empty] | #VALUE! | #VALUE! | #VALUE! | 7.14 | 250x20x6 mm | 2 | each
7.15 | Providing and fixing ISI marked oxidised M.S. handles conforming to IS:4992 with necessary screws etc. complete (Copper oxidised as per IS 1378) | [53 empty] | 7.15 | Providing and fixing ISI marked oxidised M.S. handles conforming to IS:4992 with necessary screws etc. complete (Copper oxidised as per IS 1378)
7.16 | 125 mm |  | 2 | each | 32.94 |  |  | Excess(+) | 1 | Full Conversion | INR | [40 empty] | #VALUE! | #VALUE! | #VALUE! | 7.16 | 125 mm | 2 | each
7.17 | 100 mm |  | 2 | each | 26.84 |  |  | Excess(+) | 1 | Full Conversion | INR | [40 empty] | #VALUE! | #VALUE! | #VALUE! | 7.17 | 100 mm | 2 | each
7.18 | Providing and fixing aluminium sliding door bolts, ISI marked anodised (anodic coating not less than grade AC 10 as per IS: 1868), transparent or dyed to required colour or shade, with nuts and screws etc. complete : | [53 empty] | 7.18 | Providing and fixing aluminium sliding door bolts, ISI marked anodised (anodic coating not less than grade AC 10 as per IS: 1868), transparent or dyed to required colour or shade, with nuts and screws etc. complete :
7.19 | 250x16 mm |  | 1 | each | 214.89 |  |  | Excess(+) | 1 | Full Conversion | INR | [40 empty] | #VALUE! | #VALUE! | #VALUE! | 7.19 | 250x16 mm | 1 | each
7.2 | Providing and fixing aluminium tower bolts, ISI marked, anodised (anodic coating not less than grade AC 10 as per IS : 1868 ) transparent or dyed to required colour or shade, with necessary screws etc. complete : | [53 empty] | 7.2 | Providing and fixing aluminium tower bolts, ISI marked, anodised (anodic coating not less than grade AC 10 as per IS : 1868 ) transparent or dyed to required colour or shade, with necessary screws etc. complete :
7.21 | 200x10 mm |  | 2 | each | 82.21 |  |  | Excess(+) | 1 | Full Conversion | INR | [40 empty] | #VALUE! | #VALUE! | #VALUE! | 7.21 | 200x10 mm | 2 | each
7.22 | 150x10 mm |  | 6 | each | 68.07 |  |  | Excess(+) | 1 | Full Conversion | INR | [40 empty] | #VALUE! | #VALUE! | #VALUE! | 7.22 | 150x10 mm | 6 | each
7.23 | 100x10 mm |  | 6 | each | 53.35 |  |  | Excess(+) | 1 | Full Conversion | INR | [40 empty] | #VALUE! | #VALUE! | #VALUE! | 7.23 | 100x10 mm | 6 | each
7.24 | Providing and fixing aluminium handles, ISI marked, anodised (anodic coating not less than grade AC 10 as per IS : 1868) transparent or dyed to required colour or shade, with necessary screws etc. complete : | [53 empty] | 7.24 | Providing and fixing aluminium handles, ISI marked, anodised (anodic coating not less than grade AC 10 as per IS : 1868) transparent or dyed to required colour or shade, with necessary screws etc. complete :
7.25 | 125 mm |  | 8 | each | 54.63 |  |  | Excess(+) | 1 | Full Conversion | INR | [40 empty] | #VALUE! | #VALUE! | #VALUE! | 7.25 | 125 mm | 8 | each
7.26 | 100 mm |  | 4 | each | 49.11 |  |  | Excess(+) | 1 | Full Conversion | INR | [40 empty] | #VALUE! | #VALUE! | #VALUE! | 7.26 | 100 mm | 4 | each
7.27 | Providing and fixing aluminium hanging floor door stopper, ISI marked, anodised (anodic coating not less than grade AC 10 as per IS : 1868) transparent or dyed to required colour and shade, with necessary screws etc. complete. | [53 empty] | 7.27 | Providing and fixing aluminium hanging floor door stopper, ISI marked, anodised (anodic coating not less than grade AC 10 as per IS : 1868) transparent or dyed to required colour and shade, with necessary screws etc. complete.
7.28 | Twin rubber stopper |  | 14 | each | 59.66 |  |  | Excess(+) | 1 | Full Conversion | INR | [40 empty] | #VALUE! | #VALUE! | #VALUE! | 7.28 | Twin rubber stopper | 14 | each
7.29 | Providing and fixing factory made uPVC door frame made of uPVC extruded sections having an overall dimension as below (tolerance ±1mm), with wall thickness 2.0 mm (± 0.2 mm), corners of the door frame to be Jointed with galvanized brackets and stainless steel screws, joints mitred and Plastic welded. The hinge side vertical of the frames reinforced by galvanized M.S. tube of size 19 X 19 mm and 1 mm (± 0.1 mm) wall thickness and 3 nos. stainless steel hinges fixed to the frame complete as per manufacturer's specification and direction of Engineer- in-charge | [53 empty] | 7.29 | Providing and fixing factory made uPVC door frame made of uPVC extruded sections having an overall dimension as below (tolerance ±1mm), with wall thickness 2.0 mm (± 0.2 mm), corners of the door frame to be Jointed with galvanized brackets and stainless steel screws, joints mitred and Plastic welded. The hinge side vertical of the frames reinforced by galvanized M.S. tube of size 19 X 19 mm and 1 mm (± 0.1 mm) wall thickness and 3 nos. stainless steel hinges fixed to the frame complete as per manufacturer's specification and direction of Engineer- in-charge
7.3 | Extruded section profile size 48x40 mm |  | 15 | metre | 222.81 |  |  | Excess(+) | 1 | Full Conversion | INR | [40 empty] | #VALUE! | #VALUE! | #VALUE! | 7.3 | Extruded section profile size 48x40 mm | 15 | metre
7.31 | Providing and fixing to existing door frames. | [53 empty] | 7.31 | Providing and fixing to existing door frames.
7.32 | 24 mm thick factory made PVC door shutters made of styles cleats. The shutter frame filled and rails of a uPVC hollow section of size 59x24 mm and wall thickness 2 mm (± 0.2 mm) with inbuilt edging on both sides. The styles and rails mitred and joint at the corners by means of M.S. galvanised/ plastic brackets of size 75x220 mm having wall thickness 1.0 mm and stainless steel screws. The styles of the shutter reinforced by inserting galvanised M.S. tube of size 20x20 mm and 1 mm (± 0.1 mm) wall thickness. The lock rail made up of 'H' section, a uPVC hollow section of size 100x24 mm and 2 mm (± 0.2 mm) wall thickness, fixed to the shutter styles by means of plastic/galvanised M.S. with a uPVC multi-chambered single panel of size not less than 620 mm, having over all thickness of 20 mm and 1 mm (± 0.1 mm) wall thickness. The panels filled vertically and tie bar at two places by inserting horizontally 6 mm galvanised M.S. rod and fastened with nuts and washers, complete as per manufacturer's specification and direction of Engineer- in-charge. (For W.C. and bathroom door shutter). |  | 4.5 | sqm | 2448.46 |  |  | Excess(+) | 1 | Full Conversion | INR | [40 empty] | #VALUE! | #VALUE! | #VALUE! | 7.32 | 24 mm thick factory made PVC door shutters made of styles cleats. The shutter frame filled and rails of a uPVC hollow section of size 59x24 mm and wall thickness 2 mm (± 0.2 mm) with inbuilt edging on both sides. The styles and rails mitred and joint at the corners by means of M.S. galvanised/ plastic brackets of size 75x220 mm having wall thickness 1.0 mm and stainless steel screws. The styles of the shutter reinforced by inserting galvanised M.S. tube of size 20x20 mm and 1 mm (± 0.1 mm) wall thickness. The lock rail made up of 'H' section, a uPVC hollow section of size 100x24 mm and 2 mm (± 0.2 mm) wall thickness, fixed to the shutter styles by means of plastic/galvanised M.S. with a uPVC multi-chambered single panel of size not less than 620 mm, having over all thickness of 20 mm and 1 mm (± 0.1 mm) wall thickness. The panels filled vertically and tie bar at two places by inserting horizontally 6 mm galvanised M.S. rod and fastened with nuts and washers, complete as per manufacturer's specification and direction of Engineer- in-charge. (For W.C. and bathroom door shutter). | 4.5 | sqm
8 | STEEL WORK | [53 empty] | 8 | STEEL WORK
8.01 | Structural steel work riveted, bolted or welded in built up sections, trusses and framed work, including cutting, hoisting, fixing in position and applying a priming coat of approved steel primer all complete. |  | 20 | kg | 110.25 |  |  | Excess(+) | 1 | Full Conversion | INR | [40 empty] | #VALUE! | #VALUE! | #VALUE! | 8.01 | Structural steel work riveted, bolted or welded in built up sections, trusses and framed work, including cutting, hoisting, fixing in position and applying a priming coat of approved steel primer all complete. | 20 | kg
8.02 | Providing and fixing 1 mm thick M.S. sheet door with frame of 40x40x6 mm angle iron and 3 mm M.S. gusset plates at the junctions and corners, all necessary fittings complete, including applying a priming coat of approved steel primer. | [53 empty] | 8.02 | Providing and fixing 1 mm thick M.S. sheet door with frame of 40x40x6 mm angle iron and 3 mm M.S. gusset plates at the junctions and corners, all necessary fittings complete, including applying a priming coat of approved steel primer.
8.03 | Using M.S. angels 40x40x6 mm for diagonal braces |  | 1.2 | sqm | 4786.3 |  |  | Excess(+) | 1 | Full Conversion | INR | [40 empty] | #VALUE! | #VALUE! | #VALUE! | 8.03 | Using M.S. angels 40x40x6 mm for diagonal braces | 1.2 | sqm
9 | FLOORING | [53 empty] | 9 | FLOORING
9.01 | Brick on edge flooring with bricks of class designation 7.5 on a bed of 12 mm cement mortar, including filling the joints with same mortar, with common burnt clay non modular bricks: | [53 empty] | 9.01 | Brick on edge flooring with bricks of class designation 7.5 on a bed of 12 mm cement mortar, including filling the joints with same mortar, with common burnt clay non modular bricks:
9.02 | 1:6 (1cement :6 coarse sand) |  | 1.2 | sqm | 796.2 |  |  | Excess(+) | 1 | Full Conversion | INR | [40 empty] | #VALUE! | #VALUE! | #VALUE! | 9.02 | 1:6 (1cement :6 coarse sand) | 1.2 | sqm
9.03 | Cement concrete flooring 1:2:4 (1 cement : 2 coarse sand : 4 graded stone aggregate) finished with a floating coat of neat cement, including cement slurry, but excluding the cost of nosing of steps etc. complete. | [53 empty] | 9.03 | Cement concrete flooring 1:2:4 (1 cement : 2 coarse sand : 4 graded stone aggregate) finished with a floating coat of neat cement, including cement slurry, but excluding the cost of nosing of steps etc. complete.
9.04 | 40 mm thick with 20 mm nominal size stone aggregate |  | 38 | sqm | 506.47 |  |  | Excess(+) | 1 | Full Conversion | INR | [40 empty] | #VALUE! | #VALUE! | #VALUE! | 9.04 | 40 mm thick with 20 mm nominal size stone aggregate | 38 | sqm
9.05 | Providing and fixing glass strips in joints of terrazo/ cement concrete floors. | [53 empty] | 9.05 | Providing and fixing glass strips in joints of terrazo/ cement concrete floors.
9.06 | 40 mm wide and 4 mm thick |  | 60 | metre | 75.66 |  |  | Excess(+) | 1 | Full Conversion | INR | [40 empty] | #VALUE! | #VALUE! | #VALUE! | 9.06 | 40 mm wide and 4 mm thick | 60 | metre
9.07 | Providing and laying Ceramic glazed floor tiles of size 300x300 mm (thickness to be specified by the manufacturer) of 1st quality conforming to IS : 15622 of approved make in colours such as White, Ivory, Grey, Fume Red Brown, laid on 20 mm thick cement mortar 1:4 (1 Cement :4 Coarse sand), Jointing with grey cement slurry @ 3.3 kg/sqm including pointing the joints with white cement and matching pigment etc., complete. |  | 10 | sqm | 904.22 |  |  | Excess(+) | 1 | Full Conversion | INR | [40 empty] | #VALUE! | #VALUE! | #VALUE! | 9.07 | Providing and laying Ceramic glazed floor tiles of size 300x300 mm (thickness to be specified by the manufacturer) of 1st quality conforming to IS : 15622 of approved make in colours such as White, Ivory, Grey, Fume Red Brown, laid on 20 mm thick cement mortar 1:4 (1 Cement :4 Coarse sand), Jointing with grey cement slurry @ 3.3 kg/sqm including pointing the joints with white cement and matching pigment etc., complete. | 10 | sqm
9.08 | Providing and laying vitrified floor tiles in diferent sizes (thickness to be specified by the manufacturer) with water absorption less than 0.08% and conforming to IS: 15622, of approved make, in all colours and shades, laid on 20 mm thick cement mortar 1:4 (1 cement : 4 coarse sand), jointing with grey cement slurry @ 3.3 kg/ sqm including grouting the joints with white cement and matching pigments etc., complete. | [53 empty] | 9.08 | Providing and laying vitrified floor tiles in diferent sizes (thickness to be specified by the manufacturer) with water absorption less than 0.08% and conforming to IS: 15622, of approved make, in all colours and shades, laid on 20 mm thick cement mortar 1:4 (1 cement : 4 coarse sand), jointing with grey cement slurry @ 3.3 kg/ sqm including grouting the joints with white cement and matching pigments etc., complete.
9.09 | Size of Tile 600x600 mm |  | 103 | sqm | 1280.98 |  |  | Excess(+) | 1 | Full Conversion | INR | [40 empty] | #VALUE! | #VALUE! | #VALUE! | 9.09 | Size of Tile 600x600 mm | 103 | sqm
9.1 | Providing and laying Vitrified tiles in floor in diferent sizes (thickness to be specified by the manufacturer) with water absorption less than 0.08% and conforming to IS:15622, of approved brand & manufacturer, in all colours and shade, laid on 20 mm thick cement mortar 1:4 (1 cement: 4 coarse sand) jointing with grey cement slurry @3.3 kg/sqm including grouting the joints with white cement and matching pigments etc. The tiles must be cut with the zero chipping diamond cutter only . Laying of tiles will be done with the notch trowel, plier, wedge, clips of required thickness, leveling system and rubber mallet for placing the tiles gently and easily. | [53 empty] | 9.1 | Providing and laying Vitrified tiles in floor in diferent sizes (thickness to be specified by the manufacturer) with water absorption less than 0.08% and conforming to IS:15622, of approved brand & manufacturer, in all colours and shade, laid on 20 mm thick cement mortar 1:4 (1 cement: 4 coarse sand) jointing with grey cement slurry @3.3 kg/sqm including grouting the joints with white cement and matching pigments etc. The tiles must be cut with the zero chipping diamond cutter only . Laying of tiles will be done with the notch trowel, plier, wedge, clips of required thickness, leveling system and rubber mallet for placing the tiles gently and easily.
9.11 | Double charge vitrified tile polished finish of size | [53 empty] | 9.11 | Double charge vitrified tile polished finish of size
9.12 | Size of Tile 600 x 600 mm |  | 13 | sqm | 1198.69 |  |  | Excess(+) | 1 | Full Conversion | INR | [40 empty] | #VALUE! | #VALUE! | #VALUE! | 9.12 | Size of Tile 600 x 600 mm | 13 | sqm
9.13 | Glazed vitrified floor tiles polished finish of size | [53 empty] | 9.13 | Glazed vitrified floor tiles polished finish of size
9.14 | Size of Tile 600 x 600 mm |  | 14.6 | sqm | 1239.18 |  |  | Excess(+) | 1 | Full Conversion | INR | [40 empty] | #VALUE! | #VALUE! | #VALUE! | 9.14 | Size of Tile 600 x 600 mm | 14.6 | sqm
10 | ROOFING | [53 empty] | 10 | ROOFING
10.01 | Providing corrugated G.S. sheet roofing including vertical/curved surface fixed with polymer coated J or L hooks, bolts and nuts 8 mm diameter with bitumen and G.I. limpet washers or with G.I. limpet washers filled with white lead, including a coat of approved steel primer and two coats of approved paint on overlapping of sheets complete (up to any pitch in horizontal/ vertical or curved surfaces), excluding the cost of purlins, rafters and trusses and including cutting to size and shape wherever required. | [53 empty] | 10.01 | Providing corrugated G.S. sheet roofing including vertical/curved surface fixed with polymer coated J or L hooks, bolts and nuts 8 mm diameter with bitumen and G.I. limpet washers or with G.I. limpet washers filled with white lead, including a coat of approved steel primer and two coats of approved paint on overlapping of sheets complete (up to any pitch in horizontal/ vertical or curved surfaces), excluding the cost of purlins, rafters and trusses and including cutting to size and shape wherever required.
10.02 | 0.63 mm thick with zinc coating not less than 275 gm/ m2 |  | 15 | sqm | 896.88 |  |  | Excess(+) | 1 | Full Conversion | INR | [40 empty] | #VALUE! | #VALUE! | #VALUE! | 10.02 | 0.63 mm thick with zinc coating not less than 275 gm/ m2 | 15 | sqm
10.03 | Providing gola 75x75 mm in cement concrete 1:2:4(1 cement :2 coarse sand : 4 stone aggregate 10 mm and down gauge), including finishing with cement mortar 1:3 (1 cement: 3 fine sand) as per standard design : | [53 empty] | 10.03 | Providing gola 75x75 mm in cement concrete 1:2:4(1 cement :2 coarse sand : 4 stone aggregate 10 mm and down gauge), including finishing with cement mortar 1:3 (1 cement: 3 fine sand) as per standard design :
10.04 | In 75x75 mm deep chase |  | 11.65 | metre | 251.63 |  |  | Excess(+) | 1 | Full Conversion | INR | [40 empty] | #VALUE! | #VALUE! | #VALUE! | 10.04 | In 75x75 mm deep chase | 11.65 | metre
10.05 | Making khurras 45x45 cm with average minimum thickness of 5 cm cement concrete 1:2:4 (1 cement : 2 coarse sand : 4 graded stone aggregate of 20 mm nominal size) over P.V.C. sheet 1 m x1 m x 400 micron, finished with 12 mm cement plaster 1:3 (1 cement : 3 coarse sand) and a coat of neat cement, rounding the edges and making and finishing the outlet complete. |  | 1 | each | 245.94 |  |  | Excess(+) | 1 | Full Conversion | INR | [40 empty] | #VALUE! | #VALUE! | #VALUE! | 10.05 | Making khurras 45x45 cm with average minimum thickness of 5 cm cement concrete 1:2:4 (1 cement : 2 coarse sand : 4 graded stone aggregate of 20 mm nominal size) over P.V.C. sheet 1 m x1 m x 400 micron, finished with 12 mm cement plaster 1:3 (1 cement : 3 coarse sand) and a coat of neat cement, rounding the edges and making and finishing the outlet complete. | 1 | each
10.06 | Providing and fixing on wall face unplasticised Rigid PVC rain water pipes conforming to IS : 13592 Type A, including jointing with seal ring conforming to IS : 5382, leaving 10 mm gap for thermal expansion, (i) Single socketed pipes. | [53 empty] | 10.06 | Providing and fixing on wall face unplasticised Rigid PVC rain water pipes conforming to IS : 13592 Type A, including jointing with seal ring conforming to IS : 5382, leaving 10 mm gap for thermal expansion, (i) Single socketed pipes.
10.07 | 75 mm diameter |  | 12.75 | metre | 205.16 |  |  | Excess(+) | 1 | Full Conversion | INR | [40 empty] | #VALUE! | #VALUE! | #VALUE! | 10.07 | 75 mm diameter | 12.75 | metre
10.08 | 110 mm diameter |  | 3.5 | metre | 311.21 |  |  | Excess(+) | 1 | Full Conversion | INR | [40 empty] | #VALUE! | #VALUE! | #VALUE! | 10.08 | 110 mm diameter | 3.5 | metre
10.09 | Providing and fixing on wall face unplasticised - PVC moulded fittings/ accessories for unplasticised Rigid PVC rain water pipes conforming to IS : 13592 Type A, including jointing with seal ring conforming to IS :5382, leaving 10 mm gap for thermal expansion. | [53 empty] | 10.09 | Providing and fixing on wall face unplasticised - PVC moulded fittings/ accessories for unplasticised Rigid PVC rain water pipes conforming to IS : 13592 Type A, including jointing with seal ring conforming to IS :5382, leaving 10 mm gap for thermal expansion.
10.1 | Single tee without door | [53 empty] | 10.1 | Single tee without door
10.11 | 110x110x110 mm |  | 1 | each | 182.53 |  |  | Excess(+) | 1 | Full Conversion | INR | [40 empty] | #VALUE! | #VALUE! | #VALUE! | 10.11 | 110x110x110 mm | 1 | each
10.12 | Shoe (Plain) | [53 empty] | 10.12 | Shoe (Plain)
10.13 | 110 mm Shoe |  | 1 | each | 108.72 |  |  | Excess(+) | 1 | Full Conversion | INR | [40 empty] | #VALUE! | #VALUE! | #VALUE! | 10.13 | 110 mm Shoe | 1 | each
10.14 | Providing and fixing unplasticised -PVC pipe clips of approved design to unplasticised - PVC rain water pipes by means of 50x50x50 mm hard wood plugs, screwed with M.S. screws of required length, including cutting brick work and fixing in cement mortar 1:4 (1 cement : 4 coarse sand) and making good the wall etc. complete. | [53 empty] | 10.14 | Providing and fixing unplasticised -PVC pipe clips of approved design to unplasticised - PVC rain water pipes by means of 50x50x50 mm hard wood plugs, screwed with M.S. screws of required length, including cutting brick work and fixing in cement mortar 1:4 (1 cement : 4 coarse sand) and making good the wall etc. complete.
10.15 | 110 mm |  | 1 | each | 306.18 |  |  | Excess(+) | 1 | Full Conversion | INR | [40 empty] | #VALUE! | #VALUE! | #VALUE! | 10.15 | 110 mm | 1 | each
11 | FINISHING | [53 empty] | 11 | FINISHING
11.01 | 12 mm cement plaster of mix: | [53 empty] | 11.01 | 12 mm cement plaster of mix:
11.02 | 1:6 (1 cement: 6 coarse sand) |  | 3 | sqm | 283.38 |  |  | Excess(+) | 1 | Full Conversion | INR | [40 empty] | #VALUE! | #VALUE! | #VALUE! | 11.02 | 1:6 (1 cement: 6 coarse sand) | 3 | sqm
11.03 | 15 mm cement plaster on rough side of single or half brick wall of mix: | [53 empty] | 11.03 | 15 mm cement plaster on rough side of single or half brick wall of mix:
11.04 | 1:6(1 cement: 6 coarse sand) |  | 4 | sqm | 326.01 |  |  | Excess(+) | 1 | Full Conversion | INR | [40 empty] | #VALUE! | #VALUE! | #VALUE! | 11.04 | 1:6(1 cement: 6 coarse sand) | 4 | sqm
11.05 | 15 mm cement plaster on rough side of single or half brick wall finished with a floating coat of neat cement of mix: | [53 empty] | 11.05 | 15 mm cement plaster on rough side of single or half brick wall finished with a floating coat of neat cement of mix:
11.06 | 1:4(1 cement: 4 fine sand) |  | 2 | sqm | 394.08 |  |  | Excess(+) | 1 | Full Conversion | INR | [40 empty] | #VALUE! | #VALUE! | #VALUE! | 11.06 | 1:4(1 cement: 4 fine sand) | 2 | sqm
11.07 | 6 mm cement plaster of mix: | [53 empty] | 11.07 | 6 mm cement plaster of mix:
11.08 | 1:3(1 cement :3 fine sand) |  | 4 | sqm | 247.75 |  |  | Excess(+) | 1 | Full Conversion | INR | [40 empty] | #VALUE! | #VALUE! | #VALUE! | 11.08 | 1:3(1 cement :3 fine sand) | 4 | sqm
11.09 | Pointing on brick work or brick flooring with cement mortar 1:3 (1 cement : 3 fine sand): | [53 empty] | 11.09 | Pointing on brick work or brick flooring with cement mortar 1:3 (1 cement : 3 fine sand):
11.1 | Flush / Ruled/ Struck or weathered pointing |  | 1.75 | sqm | 212.21 |  |  | Excess(+) | 1 | Full Conversion | INR | [40 empty] | #VALUE! | #VALUE! | #VALUE! | 11.1 | Flush / Ruled/ Struck or weathered pointing | 1.75 | sqm
11.11 | Finishing walls with Premium Acrylic Smooth exterior paint with Silicone additives of required shade: | [53 empty] | 11.11 | Finishing walls with Premium Acrylic Smooth exterior paint with Silicone additives of required shade:
11.12 | New work (Two or more coats applied @ 1.43 Itr/10 sqm over and including priming coat of exterior primer applied @ 0.90 litre/10 sqm) |  | 50 | sqm | 141.09 |  |  | Excess(+) | 1 | Full Conversion | INR | [40 empty] | #VALUE! | #VALUE! | #VALUE! | 11.12 | New work (Two or more coats applied @ 1.43 Itr/10 sqm over and including priming coat of exterior primer applied @ 0.90 litre/10 sqm) | 50 | sqm
11.13 | Painting with synthetic enamel paint of approved brand and manufacture to give an even shade : | [53 empty] | 11.13 | Painting with synthetic enamel paint of approved brand and manufacture to give an even shade :
11.14 | Two or more coats on new work |  | 10 | sqm | 128.56 |  |  | Excess(+) | 1 | Full Conversion | INR | [40 empty] | #VALUE! | #VALUE! | #VALUE! | 11.14 | Two or more coats on new work | 10 | sqm
11.15 | Painting with synthetic enamel paint of approved brand and manufacture of required colour to give an even shade: | [53 empty] | 11.15 | Painting with synthetic enamel paint of approved brand and manufacture of required colour to give an even shade:
11.16 | Two or more coats on new work over an under coat of suitable shade with ordinary paint of approved brand and manufacture |  | 5 | sqm | 186.57 |  |  | Excess(+) | 1 | Full Conversion | INR | [40 empty] | #VALUE! | #VALUE! | #VALUE! | 11.16 | Two or more coats on new work over an under coat of suitable shade with ordinary paint of approved brand and manufacture | 5 | sqm
11.17 | Providing and applying white cement based putty of average thickness 1 mm, of approved brand and manufacturer, over the plastered wall surface to prepare the surface even and smooth complete. |  | 140 | sqm | 128.68 |  |  | Excess(+) | 1 | Full Conversion | INR | [40 empty] | #VALUE! | #VALUE! | #VALUE! | 11.17 | Providing and applying white cement based putty of average thickness 1 mm, of approved brand and manufacturer, over the plastered wall surface to prepare the surface even and smooth complete. | 140 | sqm
11.18 | White washing with lime to give an even shade: | [53 empty] | 11.18 | White washing with lime to give an even shade:
11.19 | Old work (two or more coats) |  | 245 | sqm | 18.84 |  |  | Excess(+) | 1 | Full Conversion | INR | [40 empty] | #VALUE! | #VALUE! | #VALUE! | 11.19 | Old work (two or more coats) | 245 | sqm
11.2 | Removing white or colour wash by scrapping and sand papering and preparing the surface smooth including necessary repairs to scratches etc. complete |  | 245 | sqm | 16.29 |  |  | Excess(+) | 1 | Full Conversion | INR | [40 empty] | #VALUE! | #VALUE! | #VALUE! | 11.2 | Removing white or colour wash by scrapping and sand papering and preparing the surface smooth including necessary repairs to scratches etc. complete | 245 | sqm
11.21 | Removing dry or oil bound distemper, water proofing cement paint and the like by scrapping, sand papering and preparing the surface smooth including necessary repairs to scratches etc. complete. |  | 140 | sqm | 20.74 |  |  | Excess(+) | 1 | Full Conversion | INR | [40 empty] | #VALUE! | #VALUE! | #VALUE! | 11.21 | Removing dry or oil bound distemper, water proofing cement paint and the like by scrapping, sand papering and preparing the surface smooth including necessary repairs to scratches etc. complete. | 140 | sqm
11.22 | Painting with synthetic enamel paint of approved brand and manufacture of required colour to give an even shade: | [53 empty] | 11.22 | Painting with synthetic enamel paint of approved brand and manufacture of required colour to give an even shade:
11.23 | One or more coats on old work |  | 140 | sqm | 84.77 |  |  | Excess(+) | 1 | Full Conversion | INR | [40 empty] | #VALUE! | #VALUE! | #VALUE! | 11.23 | One or more coats on old work | 140 | sqm
11.24 | Finishing walls with Premium Acrylic Smooth exterior paint with Silicone additives of required shade | [53 empty] | 11.24 | Finishing walls with Premium Acrylic Smooth exterior paint with Silicone additives of required shade
11.25 | Old work (one or more coats applied @ 0.83 Itr/10 sqm). |  | 50 | sqm | 73.02 |  |  | Excess(+) | 1 | Full Conversion | INR | [40 empty] | #VALUE! | #VALUE! | #VALUE! | 11.25 | Old work (one or more coats applied @ 0.83 Itr/10 sqm). | 50 | sqm
11.26 | Distempering with 1st quality acrylic distemper (ready mixed) having VOC content less than 50 gms/litre, of approved manufacturer, of required shade and colour complete, as per manufacturer's specification. Two or more coats on new work |  | 345 | Sqm | 92.31 |  |  | Excess(+) | 1 | Full Conversion | INR | [40 empty] | #VALUE! | #VALUE! | #VALUE! | 11.26 | Distempering with 1st quality acrylic distemper (ready mixed) having VOC content less than 50 gms/litre, of approved manufacturer, of required shade and colour complete, as per manufacturer's specification. Two or more coats on new work | 345 | Sqm
12 | REPAIRS TO BUILDING | [53 empty] | 12 | REPAIRS TO BUILDING
12.01 | Repairs to plaster of thickness 12 mm to 20 mm in patches of area 2.5 sq.meters and under, including cutting the patch in proper shape, raking out joints and preparing and plastering the surface of the walls complete, including disposal of rubbish to the dumping ground, all complete as per direction of Engineer-in-Charge. | [53 empty] | 12.01 | Repairs to plaster of thickness 12 mm to 20 mm in patches of area 2.5 sq.meters and under, including cutting the patch in proper shape, raking out joints and preparing and plastering the surface of the walls complete, including disposal of rubbish to the dumping ground, all complete as per direction of Engineer-in-Charge.
12.02 | With cement mortar 1:4 (1cement: 4 coarse sand) |  | 10 | sqm | 462.19 |  |  | Excess(+) | 1 | Full Conversion | INR | [40 empty] | #VALUE! | #VALUE! | #VALUE! | 12.02 | With cement mortar 1:4 (1cement: 4 coarse sand) | 10 | sqm
12.03 | Fixing chowkhats in existing opening including embedding chowkhats in floors or walls cutting masonry for holdfasts, embedding hold fasts in cement concrete blocks of size 15 x 10 x 10 cm with cement concrete 1:3:6 (1 cement : 3 coarse sand : 6 graded stone aggregate 20 mm nominal size), painting two coats of approved wood preservative to sides of chowkhats and making good the damages to walls and floors as required complete, including disposal of rubbish to the dumping ground, all complete as per direction of Engineer-in-Charge. | [53 empty] | 12.03 | Fixing chowkhats in existing opening including embedding chowkhats in floors or walls cutting masonry for holdfasts, embedding hold fasts in cement concrete blocks of size 15 x 10 x 10 cm with cement concrete 1:3:6 (1 cement : 3 coarse sand : 6 graded stone aggregate 20 mm nominal size), painting two coats of approved wood preservative to sides of chowkhats and making good the damages to walls and floors as required complete, including disposal of rubbish to the dumping ground, all complete as per direction of Engineer-in-Charge.
12.04 | Door chowkhats |  | 1 | each | 1469.9 |  |  | Excess(+) | 1 | Full Conversion | INR | [40 empty] | #VALUE! | #VALUE! | #VALUE! | 12.04 | Door chowkhats | 1 | each
12.05 | Window chowkhats |  | 1 | each | 927.81 |  |  | Excess(+) | 1 | Full Conversion | INR | [40 empty] | #VALUE! | #VALUE! | #VALUE! | 12.05 | Window chowkhats | 1 | each
12.06 | Cutting holes of required size in brick masonry wall for fixing of exhaust fan including providing and fixing 300 mm dia PVC pipe conforming BIS-12818 and making good the same etc. complete as per direction of Engineer-in- charge. |  | 2 | each | 237.57 |  |  | Excess(+) | 1 | Full Conversion | INR | [40 empty] | #VALUE! | #VALUE! | #VALUE! | 12.06 | Cutting holes of required size in brick masonry wall for fixing of exhaust fan including providing and fixing 300 mm dia PVC pipe conforming BIS-12818 and making good the same etc. complete as per direction of Engineer-in- charge. | 2 | each
12.07 | Hacking of CC flooring including cleaning for surface etc. complete as per direction of the Engineer-in-Charge. |  | 115 | sqm | 2.84 |  |  | Excess(+) | 1 | Full Conversion | INR | [40 empty] | #VALUE! | #VALUE! | #VALUE! | 12.07 | Hacking of CC flooring including cleaning for surface etc. complete as per direction of the Engineer-in-Charge. | 115 | sqm
12.08 | Dismantling 15 to 40 mm dia G.I. pipe including stacking of dismantled pipes (within 50 metres lead) as per direction of Engineer-in-Charge. (a) Internal Work- Exposed on wall |  | 25 | metre | 2.68 |  |  | Excess(+) | 1 | Full Conversion | INR | [40 empty] | #VALUE! | #VALUE! | #VALUE! | 12.08 | Dismantling 15 to 40 mm dia G.I. pipe including stacking of dismantled pipes (within 50 metres lead) as per direction of Engineer-in-Charge. (a) Internal Work- Exposed on wall | 25 | metre
12.09 | Taking out existing wooden door shutter, repair by cutting, painting etc. and refixing of repaired door shutters to existing door frames, including replacement of hinges with screws, etc. as required, all complete as per the direction of the Engineer-in-charge. |  | 14 | each | 353.84 |  |  | Excess(+) | 1 | Full Conversion | INR | [40 empty] | #VALUE! | #VALUE! | #VALUE! | 12.09 | Taking out existing wooden door shutter, repair by cutting, painting etc. and refixing of repaired door shutters to existing door frames, including replacement of hinges with screws, etc. as required, all complete as per the direction of the Engineer-in-charge. | 14 | each
13 | Dismantling and Demolishing | [53 empty] | 13 | Dismantling and Demolishing
13.01 | Demolishing cement concrete manually/ by mechanical means including disposal of material within 50 metres lead as per direction of Engineer - in - charge. | [53 empty] | 13.01 | Demolishing cement concrete manually/ by mechanical means including disposal of material within 50 metres lead as per direction of Engineer - in - charge.
13.02 | Nominal concrete 1:3:6 or richer mix (including equivalent design mix) |  | 0.1 | cum | 2007.3 |  |  | Excess(+) | 1 | Full Conversion | INR | [40 empty] | #VALUE! | #VALUE! | #VALUE! | 13.02 | Nominal concrete 1:3:6 or richer mix (including equivalent design mix) | 0.1 | cum
13.03 | Nominal concrete 1:4:8 or leaner mix (including equivalent design mix) |  | 0.15 | cum | 1239.88 |  |  | Excess(+) | 1 | Full Conversion | INR | [40 empty] | #VALUE! | #VALUE! | #VALUE! | 13.03 | Nominal concrete 1:4:8 or leaner mix (including equivalent design mix) | 0.15 | cum
13.04 | Demolishing R.C.C. work manually/ by mechanical means including stacking of steel bars and disposal of unserviceable material within 50 metres lead as per direction of Engineer - in- charge. |  | 2 | cum | 2928.38 |  |  | Excess(+) | 1 | Full Conversion | INR | [40 empty] | #VALUE! | #VALUE! | #VALUE! | 13.04 | Demolishing R.C.C. work manually/ by mechanical means including stacking of steel bars and disposal of unserviceable material within 50 metres lead as per direction of Engineer - in- charge. | 2 | cum
13.05 | Extra for cutting reinforcement bars manually/ by mechanical means in R.C.C. or R.B. work (Payment shall be made on the cross sectional area of R.C.C. or R.B. work) as per direction of Engineer-in-charge. |  | 1 | sqm | 945.99 |  |  | Excess(+) | 1 | Full Conversion | INR | [40 empty] | #VALUE! | #VALUE! | #VALUE! | 13.05 | Extra for cutting reinforcement bars manually/ by mechanical means in R.C.C. or R.B. work (Payment shall be made on the cross sectional area of R.C.C. or R.B. work) as per direction of Engineer-in-charge. | 1 | sqm
13.06 | Demolishing brick work manually/ by mechanical means including stacking of serviceable material and disposal of unserviceable material within 50 metres lead as per direction of Engineer-in-charge. | [53 empty] | 13.06 | Demolishing brick work manually/ by mechanical means including stacking of serviceable material and disposal of unserviceable material within 50 metres lead as per direction of Engineer-in-charge.
13.07 | In cement mortar |  | 0.23 | cum | 1698.85 |  |  | Excess(+) | 1 | Full Conversion | INR | [40 empty] | #VALUE! | #VALUE! | #VALUE! | 13.07 | In cement mortar | 0.23 | cum
13.08 | Dismantling roofing including ridges, hips, valleys and gutters etc., and stacking the material within 50 metres lead of: | [53 empty] | 13.08 | Dismantling roofing including ridges, hips, valleys and gutters etc., and stacking the material within 50 metres lead of:
13.09 | Asbestos Cement sheet |  | 10 | sqm | 63.74 |  |  | Excess(+) | 1 | Full Conversion | INR | [40 empty] | #VALUE! | #VALUE! | #VALUE! | 13.09 | Asbestos Cement sheet | 10 | sqm
13.1 | Dismantling old plaster or skirting raking out joints and cleaning the surface for plaster including disposal of rubbish to the dumping ground within 50 metres lead. |  | 60 | sqm | 45.06 |  |  | Excess(+) | 1 | Full Conversion | INR | [40 empty] | #VALUE! | #VALUE! | #VALUE! | 13.1 | Dismantling old plaster or skirting raking out joints and cleaning the surface for plaster including disposal of rubbish to the dumping ground within 50 metres lead. | 60 | sqm
14 | ROAD WORK | [53 empty] | 14 | ROAD WORK
14.01 | Fencing with angle iron post placed at required distance embedded in cement concrete blocks, every 15th post, last but one end post and corner post shall be strutted on both sides and end post on one side only and provided with horizontal lines and two diagonals interwoven with horizontal wires, of barbed wire weighing 9.38 kg per 100 m (minimum), between the two posts fitted and fixed with G.I. staples, turn buckles etc. complete. (Cost of posts, struts, earth work and concrete work to be paid for separately). Payment to be made per metre cost of total length of barbed wire used. | [53 empty] | 14.01 | Fencing with angle iron post placed at required distance embedded in cement concrete blocks, every 15th post, last but one end post and corner post shall be strutted on both sides and end post on one side only and provided with horizontal lines and two diagonals interwoven with horizontal wires, of barbed wire weighing 9.38 kg per 100 m (minimum), between the two posts fitted and fixed with G.I. staples, turn buckles etc. complete. (Cost of posts, struts, earth work and concrete work to be paid for separately). Payment to be made per metre cost of total length of barbed wire used.
14.02 | With G.I. barbed wire |  | 200 | metre | 18.22 |  |  | Excess(+) | 1 | Full Conversion | INR | [40 empty] | #VALUE! | #VALUE! | #VALUE! | 14.02 | With G.I. barbed wire | 200 | metre
14.03 | Supplying at site Angle iron post & strut of required size including bottom to be split and bent at right angle in opposite direction for 10 cm length and drilling holes upto 10 mm dia. etc. complete. |  | 20 | kg | 103.69 |  |  | Excess(+) | 1 | Full Conversion | INR | [40 empty] | #VALUE! | #VALUE! | #VALUE! | 14.03 | Supplying at site Angle iron post & strut of required size including bottom to be split and bent at right angle in opposite direction for 10 cm length and drilling holes upto 10 mm dia. etc. complete. | 20 | kg
15 | SANITARY INSTALLATIONS | [53 empty] | 15 | SANITARY INSTALLATIONS
15.01 | Providing and fixing water closet squatting pan (Indian type W.C. pan ) with 100 mm sand cast Iron P or S trap, 10 litre low level white P.V.C. flushing cistern, including flush pipe, with manually controlled device (handle lever) conforming to IS : 7231, with all fittings and fixtures complete, including cutting and making good the walls and floors wherever required: | [53 empty] | 15.01 | Providing and fixing water closet squatting pan (Indian type W.C. pan ) with 100 mm sand cast Iron P or S trap, 10 litre low level white P.V.C. flushing cistern, including flush pipe, with manually controlled device (handle lever) conforming to IS : 7231, with all fittings and fixtures complete, including cutting and making good the walls and floors wherever required:
15.02 | White Vitreous china Orissa pattern W.C. pan of size 580x440 mm with integral type foot rests |  | 1 | each | 5580.44 |  |  | Excess(+) | 1 | Full Conversion | INR | [40 empty] | #VALUE! | #VALUE! | #VALUE! | 15.02 | White Vitreous china Orissa pattern W.C. pan of size 580x440 mm with integral type foot rests | 1 | each
15.03 | Providing and fixing white vitreous china pedestal type water closet (European type W.C. pan) with seat and lid, 10 litre low level white P.V.C. flushing cistern, including flush pipe, with manually controlled device (handle lever), conforming to IS : 7231, with all fittings and fixtures complete, including cutting and making good the walls and floors wherever required : | [53 empty] | 15.03 | Providing and fixing white vitreous china pedestal type water closet (European type W.C. pan) with seat and lid, 10 litre low level white P.V.C. flushing cistern, including flush pipe, with manually controlled device (handle lever), conforming to IS : 7231, with all fittings and fixtures complete, including cutting and making good the walls and floors wherever required :
15.04 | W.C. pan with ISI marked white solid plastic seat and lid |  | 1 | each | 5372.76 |  |  | Excess(+) | 1 | Full Conversion | INR | [40 empty] | #VALUE! | #VALUE! | #VALUE! | 15.04 | W.C. pan with ISI marked white solid plastic seat and lid | 1 | each
15.05 | Providing and fixing Stainless Steel A ISI 304 (18/8) kitchen sink as per IS:13983 with C.I. brackets and stainless steel plug 40 mm, including painting of fittings and brackets, cutting and making good the walls wherever required : | [53 empty] | 15.05 | Providing and fixing Stainless Steel A ISI 304 (18/8) kitchen sink as per IS:13983 with C.I. brackets and stainless steel plug 40 mm, including painting of fittings and brackets, cutting and making good the walls wherever required :
15.06 | Kitchen sink with drain board | [53 empty] | 15.06 | Kitchen sink with drain board
15.07 | 510x1040 mm bowl depth 200 mm |  | 1 | each | 5903.36 |  |  | Excess(+) | 1 | Full Conversion | INR | [40 empty] | #VALUE! | #VALUE! | #VALUE! | 15.07 | 510x1040 mm bowl depth 200 mm | 1 | each
15.08 | Providing and fixing CP Brass 32 mm size Bottle Trap of approved quality & make and as per the direction of Engineer-in-charge. |  | 2 | each | 853.3 |  |  | Excess(+) | 1 | Full Conversion | INR | [40 empty] | #VALUE! | #VALUE! | #VALUE! | 15.08 | Providing and fixing CP Brass 32 mm size Bottle Trap of approved quality & make and as per the direction of Engineer-in-charge. | 2 | each
15.09 | Providing and fixing CP Brass Single lever telephonic wall mixer of quality & make as approved by Engineer in charge. (a) 15 mm nominal dia |  | 2 | each | 5723.39 |  |  | Excess(+) | 1 | Full Conversion | INR | [40 empty] | #VALUE! | #VALUE! | #VALUE! | 15.09 | Providing and fixing CP Brass Single lever telephonic wall mixer of quality & make as approved by Engineer in charge. (a) 15 mm nominal dia | 2 | each
15.1 | Providing and fixing white vitreous china wash basin including making all connections but excluding the cost of fittings : | [53 empty] | 15.1 | Providing and fixing white vitreous china wash basin including making all connections but excluding the cost of fittings :
15.11 | Flat back wash basin of size 550x400 mm |  | 2 | each | 818.5 |  |  | Excess(+) | 1 | Full Conversion | INR | [40 empty] | #VALUE! | #VALUE! | #VALUE! | 15.11 | Flat back wash basin of size 550x400 mm | 2 | each
15.12 | Providing and fixing P.V.C. waste pipe for sink or wash basin including P.V.C. waste fittings complete. | [53 empty] | 15.12 | Providing and fixing P.V.C. waste pipe for sink or wash basin including P.V.C. waste fittings complete.
15.13 | Flexible pipe | [53 empty] | 15.13 | Flexible pipe
15.14 | 32 mm dia |  | 1 | each | 98.58 |  |  | Excess(+) | 1 | Full Conversion | INR | [40 empty] | #VALUE! | #VALUE! | #VALUE! | 15.14 | 32 mm dia | 1 | each
15.15 | Providing and fixing 600x450 mm beveled edge mirror of superior glass (of approved quality) complete with 6 mm thick hard board ground fixed to wooden cleats with C.P. brass screws and washers complete. |  | 2 | each | 1325.93 |  |  | Excess(+) | 1 | Full Conversion | INR | [40 empty] | #VALUE! | #VALUE! | #VALUE! | 15.15 | Providing and fixing 600x450 mm beveled edge mirror of superior glass (of approved quality) complete with 6 mm thick hard board ground fixed to wooden cleats with C.P. brass screws and washers complete. | 2 | each
15.16 | Providing and fixing soil, waste and vent pipes : | [53 empty] | 15.16 | Providing and fixing soil, waste and vent pipes :
15.17 | 100 mm dia | [53 empty] | 15.17 | 100 mm dia
15.18 | Centrifugally cast (spun) iron socket & spigot (S&S) pipe as per IS: 3989 |  | 25 | metre | 973.65 |  |  | Excess(+) | 1 | Full Conversion | INR | [40 empty] | #VALUE! | #VALUE! | #VALUE! | 15.18 | Centrifugally cast (spun) iron socket & spigot (S&S) pipe as per IS: 3989 | 25 | metre
15.19 | 75 mm diameter : | [53 empty] | 15.19 | 75 mm diameter :
15.2 | Centrifugally cast (spun) iron socketed pipe as per IS: 3989 |  | 3.6 | metre | 977.98 |  |  | Excess(+) | 1 | Full Conversion | INR | [40 empty] | #VALUE! | #VALUE! | #VALUE! | 15.2 | Centrifugally cast (spun) iron socketed pipe as per IS: 3989 | 3.6 | metre
15.21 | Providing and fixing bend of required degree with access door, insertion rubber washer 3 mm thick, bolts and nuts complete. | [53 empty] | 15.21 | Providing and fixing bend of required degree with access door, insertion rubber washer 3 mm thick, bolts and nuts complete.
15.22 | 100 mm dia | [53 empty] | 15.22 | 100 mm dia
15.23 | Sand cast iron S&S as per IS - 3989 |  | 2 | each | 581.51 |  |  | Excess(+) | 1 | Full Conversion | INR | [40 empty] | #VALUE! | #VALUE! | #VALUE! | 15.23 | Sand cast iron S&S as per IS - 3989 | 2 | each
15.24 | Providing and fixing plain bend of required degree. | [53 empty] | 15.24 | Providing and fixing plain bend of required degree.
15.25 | 100 mm dia | [53 empty] | 15.25 | 100 mm dia
15.26 | Sand cast iron S&S as per IS : 3989 |  | 4 | each | 470.07 |  |  | Excess(+) | 1 | Full Conversion | INR | [40 empty] | #VALUE! | #VALUE! | #VALUE! | 15.26 | Sand cast iron S&S as per IS : 3989 | 4 | each
15.27 | Providing and fixing collar : | [53 empty] | 15.27 | Providing and fixing collar :
15.28 | 100 mm | [53 empty] | 15.28 | 100 mm
15.29 | Sand cast iron S&S as per IS - 3989 |  | 6 | each | 423.15 |  |  | Excess(+) | 1 | Full Conversion | INR | [40 empty] | #VALUE! | #VALUE! | #VALUE! | 15.29 | Sand cast iron S&S as per IS - 3989 | 6 | each
15.3 | 75 mm | [53 empty] | 15.3 | 75 mm
15.31 | Sand cast iron S&S as per IS - 3989 |  | 3 | each | 298.55 |  |  | Excess(+) | 1 | Full Conversion | INR | [40 empty] | #VALUE! | #VALUE! | #VALUE! | 15.31 | Sand cast iron S&S as per IS - 3989 | 3 | each
15.32 | Providing lead caulked joints to sand cast iron/centrifugally cast (spun) iron pipes and fittings of diameter : | [53 empty] | 15.32 | Providing lead caulked joints to sand cast iron/centrifugally cast (spun) iron pipes and fittings of diameter :
15.33 | 100 mm |  | 24 | each | 513.32 |  |  | Excess(+) | 1 | Full Conversion | INR | [40 empty] | #VALUE! | #VALUE! | #VALUE! | 15.33 | 100 mm | 24 | each
15.34 | 75 mm |  | 10 | each | 433.95 |  |  | Excess(+) | 1 | Full Conversion | INR | [40 empty] | #VALUE! | #VALUE! | #VALUE! | 15.34 | 75 mm | 10 | each
15.35 | Providing and fixing trap of self cleansing design with screwed down or hinged grating with or without vent arm complete, including cost of cutting and making good the walls and floors : | [53 empty] | 15.35 | Providing and fixing trap of self cleansing design with screwed down or hinged grating with or without vent arm complete, including cost of cutting and making good the walls and floors :
15.36 | 100 mm inlet and 100 mm outlet | [53 empty] | 15.36 | 100 mm inlet and 100 mm outlet
15.37 | Sand cast iron S&S as per IS: 3989 |  | 3 | each | 1646.33 |  |  | Excess(+) | 1 | Full Conversion | INR | [40 empty] | #VALUE! | #VALUE! | #VALUE! | 15.37 | Sand cast iron S&S as per IS: 3989 | 3 | each
15.38 | 100 mm inlet and 75 mm outlet | [53 empty] | 15.38 | 100 mm inlet and 75 mm outlet
15.39 | Sand cast iron S&S as per IS - 3989 |  | 5 | each | 1628.72 |  |  | Excess(+) | 1 | Full Conversion | INR | [40 empty] | #VALUE! | #VALUE! | #VALUE! | 15.39 | Sand cast iron S&S as per IS - 3989 | 5 | each
16 | WATER SUPPLY | [53 empty] | 16 | WATER SUPPLY
16.01 | Providing and fixing Chlorinated Polyvinyl Chloride (CPVC) pipes, having thermal stability for hot & cold water supply and all CPVC plain & brass threaded fittings, including fixing the pipe with clamps at 1.00 m spacing. This includes jointing of pipes & fittings with one step CPVC solvent cement and testing of joints complete as per direction of Engineer in Charge. Internal work - Exposed on wall | [53 empty] | 16.01 | Providing and fixing Chlorinated Polyvinyl Chloride (CPVC) pipes, having thermal stability for hot & cold water supply and all CPVC plain & brass threaded fittings, including fixing the pipe with clamps at 1.00 m spacing. This includes jointing of pipes & fittings with one step CPVC solvent cement and testing of joints complete as per direction of Engineer in Charge. Internal work - Exposed on wall
16.02 | 20 mm nominal dia Pipes |  | 4.9 | metre | 276.24 |  |  | Excess(+) | 1 | Full Conversion | INR | [40 empty] | #VALUE! | #VALUE! | #VALUE! | 16.02 | 20 mm nominal dia Pipes | 4.9 | metre
16.03 | 32 mm nominal dia Pipes |  | 1.75 | metre | 427.76 |  |  | Excess(+) | 1 | Full Conversion | INR | [40 empty] | #VALUE! | #VALUE! | #VALUE! | 16.03 | 32 mm nominal dia Pipes | 1.75 | metre
16.04 | Providing and fixing Chlorinated Polyvinyl Chloride (CPVC) pipes, having thermal stability for hot & cold water supply, including all CPVC plain & brass threaded fittings and fixing the pipe with clamps at 1.00 m spacing. This includes jointing of pipes & fittings with one step CPVC solvent cement and the cost of cutting chases and making good the same including testing of joints complete as per direction of Engineer in Charge. Concealed work, including cutting chases and making good the walls etc. | [53 empty] | 16.04 | Providing and fixing Chlorinated Polyvinyl Chloride (CPVC) pipes, having thermal stability for hot & cold water supply, including all CPVC plain & brass threaded fittings and fixing the pipe with clamps at 1.00 m spacing. This includes jointing of pipes & fittings with one step CPVC solvent cement and the cost of cutting chases and making good the same including testing of joints complete as per direction of Engineer in Charge. Concealed work, including cutting chases and making good the walls etc.
16.05 | 20 mm nominal dia Pipes |  | 30 | metre | 443.31 |  |  | Excess(+) | 1 | Full Conversion | INR | [40 empty] | #VALUE! | #VALUE! | #VALUE! | 16.05 | 20 mm nominal dia Pipes | 30 | metre
16.06 | Providing and fixing Chlorinated Polyvinyl Chloride (CPVC) pipes, having thermal stability for hot & cold water supply including all CPVC plain & brass threaded fittings This includes jointing of pipes & fittings with one step CPVC solvent cement, trenching, refilling & testing of joints complete as per direction of Engineer in Charge. External work | [53 empty] | 16.06 | Providing and fixing Chlorinated Polyvinyl Chloride (CPVC) pipes, having thermal stability for hot & cold water supply including all CPVC plain & brass threaded fittings This includes jointing of pipes & fittings with one step CPVC solvent cement, trenching, refilling & testing of joints complete as per direction of Engineer in Charge. External work
16.07 | 20 mm nominal dia Pipes |  | 5 | metre | 226.19 |  |  | Excess(+) | 1 | Full Conversion | INR | [40 empty] | #VALUE! | #VALUE! | #VALUE! | 16.07 | 20 mm nominal dia Pipes | 5 | metre
16.08 | 25 mm nominal dia Pipes |  | 57 | metre | 293.07 |  |  | Excess(+) | 1 | Full Conversion | INR | [40 empty] | #VALUE! | #VALUE! | #VALUE! | 16.08 | 25 mm nominal dia Pipes | 57 | metre
16.09 | 32 mm nominal dia Pipes |  | 12 | metre | 361.67 |  |  | Excess(+) | 1 | Full Conversion | INR | [40 empty] | #VALUE! | #VALUE! | #VALUE! | 16.09 | 32 mm nominal dia Pipes | 12 | metre
16.1 | Providing and fixing G.I. pipes complete with G.I. fittings and clamps, including cutting and making good the walls etc. Internal work - Exposed on wall | [53 empty] | 16.1 | Providing and fixing G.I. pipes complete with G.I. fittings and clamps, including cutting and making good the walls etc. Internal work - Exposed on wall
16.11 | 15 mm dia nominal bore |  | 0.1 | metre | 302.14 |  |  | Excess(+) | 1 | Full Conversion | INR | [40 empty] | #VALUE! | #VALUE! | #VALUE! | 16.11 | 15 mm dia nominal bore | 0.1 | metre
16.12 | 20 mm dia nominal bore |  | 18 | metre | 360.6 |  |  | Excess(+) | 1 | Full Conversion | INR | [40 empty] | #VALUE! | #VALUE! | #VALUE! | 16.12 | 20 mm dia nominal bore | 18 | metre
16.13 | Providing and fixing G.I. Pipes complete with G.I. fittings and clamps, including making good the walls etc. concealed pipe, including painting with anti corrosive bitumastic paint, cutting chases and making good the wall : | [53 empty] | 16.13 | Providing and fixing G.I. Pipes complete with G.I. fittings and clamps, including making good the walls etc. concealed pipe, including painting with anti corrosive bitumastic paint, cutting chases and making good the wall :
16.14 | 15 mm dia nominal bore |  | 10 | metre | 478.64 |  |  | Excess(+) | 1 | Full Conversion | INR | [40 empty] | #VALUE! | #VALUE! | #VALUE! | 16.14 | 15 mm dia nominal bore | 10 | metre
16.15 | Providing and fixing G.I. pipes complete with G.I. fittings including trenching and refilling etc. External work | [53 empty] | 16.15 | Providing and fixing G.I. pipes complete with G.I. fittings including trenching and refilling etc. External work
16.16 | 15 mm dia nominal bore |  | 2 | metre | 265.65 |  |  | Excess(+) | 1 | Full Conversion | INR | [40 empty] | #VALUE! | #VALUE! | #VALUE! | 16.16 | 15 mm dia nominal bore | 2 | metre
16.17 | 20 mm dia nominal bore |  | 2 | metre | 303.95 |  |  | Excess(+) | 1 | Full Conversion | INR | [40 empty] | #VALUE! | #VALUE! | #VALUE! | 16.17 | 20 mm dia nominal bore | 2 | metre
16.18 | 25 mm dia nominal bore |  | 1 | metre | 385.71 |  |  | Excess(+) | 1 | Full Conversion | INR | [40 empty] | #VALUE! | #VALUE! | #VALUE! | 16.18 | 25 mm dia nominal bore | 1 | metre
16.19 | Making connection of G.I. distribution branch with G.I. main of following sizes by providing and fixing tee, including cutting and threading the pipe etc. complete : | [53 empty] | 16.19 | Making connection of G.I. distribution branch with G.I. main of following sizes by providing and fixing tee, including cutting and threading the pipe etc. complete :
16.2 | 25 to 40 mm nominal bore |  | 1 | each | 751.96 |  |  | Excess(+) | 1 | Full Conversion | INR | [40 empty] | #VALUE! | #VALUE! | #VALUE! | 16.2 | 25 to 40 mm nominal bore | 1 | each
16.21 | Providing and fixing gun metal gate valve with C.I. wheel of approved quality (screwed end) : | [53 empty] | 16.21 | Providing and fixing gun metal gate valve with C.I. wheel of approved quality (screwed end) :
16.22 | 25 mm nominal bore |  | 4 | each | 513.23 |  |  | Excess(+) | 1 | Full Conversion | INR | [40 empty] | #VALUE! | #VALUE! | #VALUE! | 16.22 | 25 mm nominal bore | 4 | each
16.23 | 20 mm nominal bore |  | 1 | each | 445.25 |  |  | Excess(+) | 1 | Full Conversion | INR | [40 empty] | #VALUE! | #VALUE! | #VALUE! | 16.23 | 20 mm nominal bore | 1 | each
16.24 | Providing and fixing ball valve (brass) of approved quality, High or low pressure, with plastic floats complete : | [53 empty] | 16.24 | Providing and fixing ball valve (brass) of approved quality, High or low pressure, with plastic floats complete :
16.25 | 20 mm nominal bore |  | 1 | each | 381.38 |  |  | Excess(+) | 1 | Full Conversion | INR | [40 empty] | #VALUE! | #VALUE! | #VALUE! | 16.25 | 20 mm nominal bore | 1 | each
16.26 | Providing and fixing uplasticised PVC connection pipe with brass unions : | [53 empty] | 16.26 | Providing and fixing uplasticised PVC connection pipe with brass unions :
16.27 | 45 cm length | [53 empty] | 16.27 | 45 cm length
16.28 | 15 mm nominal bore |  | 8 | each | 80.61 |  |  | Excess(+) | 1 | Full Conversion | INR | [40 empty] | #VALUE! | #VALUE! | #VALUE! | 16.28 | 15 mm nominal bore | 8 | each
16.29 | Constructing masonry Chamber 30x30x50 cm inside, in brick work in cement mortar 1:4 (1 cement :4 coarse sand) for stop cock, with C. I. surface box 100x100 x75 mm (inside) with hinged cover fixed in reinforced cement concrete slab 1:1.5:3 mix (1 cement : 1.5 coarse sand : 3 graded stone aggregate 20 mm nominal size), including necessary excavation, foundation concrete 1:5:10 ( 1 cement : 5 fine sand : 10 graded stone aggregate 40 mm nominal size ) and inside plastering with cement mortar 1:3 (1 cement : 3 coarse sand) 12 mm thick, finished with a floating coat of neat cement complete as per standard design : | [53 empty] | 16.29 | Constructing masonry Chamber 30x30x50 cm inside, in brick work in cement mortar 1:4 (1 cement :4 coarse sand) for stop cock, with C. I. surface box 100x100 x75 mm (inside) with hinged cover fixed in reinforced cement concrete slab 1:1.5:3 mix (1 cement : 1.5 coarse sand : 3 graded stone aggregate 20 mm nominal size), including necessary excavation, foundation concrete 1:5:10 ( 1 cement : 5 fine sand : 10 graded stone aggregate 40 mm nominal size ) and inside plastering with cement mortar 1:3 (1 cement : 3 coarse sand) 12 mm thick, finished with a floating coat of neat cement complete as per standard design :
16.3 | With common burnt clay F.P.S.(non modular) bricks of class designation 7.5 |  | 3 | each | 1643.11 |  |  | Excess(+) | 1 | Full Conversion | INR | [40 empty] | #VALUE! | #VALUE! | #VALUE! | 16.3 | With common burnt clay F.P.S.(non modular) bricks of class designation 7.5 | 3 | each
16.31 | Providing and fixing G.I. Union in G.I. pipe including cutting and threading the pipe and making long screws etc. complete (New work) : | [53 empty] | 16.31 | Providing and fixing G.I. Union in G.I. pipe including cutting and threading the pipe and making long screws etc. complete (New work) :
16.32 | 20 mm nominal bore |  | 3 | each | 285.97 |  |  | Excess(+) | 1 | Full Conversion | INR | [40 empty] | #VALUE! | #VALUE! | #VALUE! | 16.32 | 20 mm nominal bore | 3 | each
16.33 | Providing and fixing C.P. brass bib cock of approved quality conforming to IS:8931 : | [53 empty] | 16.33 | Providing and fixing C.P. brass bib cock of approved quality conforming to IS:8931 :
16.34 | 15 mm nominal bore |  | 2 | each | 417.91 |  |  | Excess(+) | 1 | Full Conversion | INR | [40 empty] | #VALUE! | #VALUE! | #VALUE! | 16.34 | 15 mm nominal bore | 2 | each
16.35 | Providing and fixing C.P. brass long nose bib cock of approved quality conforming to IS standards and weighing not less than 810 gms. | [53 empty] | 16.35 | Providing and fixing C.P. brass long nose bib cock of approved quality conforming to IS standards and weighing not less than 810 gms.
16.36 | 15 mm nominal bore |  | 1 | each | 676.75 |  |  | Excess(+) | 1 | Full Conversion | INR | [40 empty] | #VALUE! | #VALUE! | #VALUE! | 16.36 | 15 mm nominal bore | 1 | each
16.37 | Providing and fixing C.P. brass angle valve for basin mixer and geyser points of approved quality conforming to IS:8931 | [53 empty] | 16.37 | Providing and fixing C.P. brass angle valve for basin mixer and geyser points of approved quality conforming to IS:8931
16.38 | 15 mm nominal bore |  | 12 | each | 473.57 |  |  | Excess(+) | 1 | Full Conversion | INR | [40 empty] | #VALUE! | #VALUE! | #VALUE! | 16.38 | 15 mm nominal bore | 12 | each
16.39 | Providing and fixing C.P. Brass extension nipple (size 15 mm x 50 mm) of approved make and quality as per direction of Engineer-in-charge. |  | 10 | each | 61.68 |  |  | Excess(+) | 1 | Full Conversion | INR | [40 empty] | #VALUE! | #VALUE! | #VALUE! | 16.39 | Providing and fixing C.P. Brass extension nipple (size 15 mm x 50 mm) of approved make and quality as per direction of Engineer-in-charge. | 10 | each
16.4 | Cutting holes up to 30x30 cm in walls including making good the same: | [53 empty] | 16.4 | Cutting holes up to 30x30 cm in walls including making good the same:
16.41 | With common burnt clay F.P.S. (non modular) bricks |  | 3 | each | 343.7 |  |  | Excess(+) | 1 | Full Conversion | INR | [40 empty] | #VALUE! | #VALUE! | #VALUE! | 16.41 | With common burnt clay F.P.S. (non modular) bricks | 3 | each
16.42 | Making chases up to 7.5x7.5 cm in walls including making good and finishing with matching surface after housing G.I. pipe etc. |  | 20 | metre | 167.31 |  |  | Excess(+) | 1 | Full Conversion | INR | [40 empty] | #VALUE! | #VALUE! | #VALUE! | 16.42 | Making chases up to 7.5x7.5 cm in walls including making good and finishing with matching surface after housing G.I. pipe etc. | 20 | metre
17 | ALUMINIUM WORK | [53 empty] | 17 | ALUMINIUM WORK
17.01 | Providing and fixing aluminium work for doors, windows, ventilators and partitions with extruded built up standard tubular sections/ appropriate Z sections and other sections of approved make conforming to IS: 733 and IS: 1285, fixing with dash fasteners of required dia and size, including necessary filling up the gaps at junctions, i.e. at top, bottom and sides with required EPDM rubber/ neoprene gasket etc. Aluminium sections shall be smooth, rust free, straight, mitred and jointed mechanically wherever required including cleat angle, Aluminium snap beading for glazing / panelling, C.P. brass / stainless steel screws, all complete as per architectural drawings and the directions of Engineer-in-charge. (Glazing, paneling and dash fasteners to be paid for separately) : | [53 empty] | 17.01 | Providing and fixing aluminium work for doors, windows, ventilators and partitions with extruded built up standard tubular sections/ appropriate Z sections and other sections of approved make conforming to IS: 733 and IS: 1285, fixing with dash fasteners of required dia and size, including necessary filling up the gaps at junctions, i.e. at top, bottom and sides with required EPDM rubber/ neoprene gasket etc. Aluminium sections shall be smooth, rust free, straight, mitred and jointed mechanically wherever required including cleat angle, Aluminium snap beading for glazing / panelling, C.P. brass / stainless steel screws, all complete as per architectural drawings and the directions of Engineer-in-charge. (Glazing, paneling and dash fasteners to be paid for separately) :
17.02 | For fixed portion | [53 empty] | 17.02 | For fixed portion
17.03 | Powder coated aluminium (minimum thickness of powder coating 50 micron) |  | 238 | kg | 437.78 |  |  | Excess(+) | 1 | Full Conversion | INR | [40 empty] | #VALUE! | #VALUE! | #VALUE! | 17.03 | Powder coated aluminium (minimum thickness of powder coating 50 micron) | 238 | kg
17.04 | For shutters of doors, windows & ventilators including providing and fixing hinges/ pivots and making provision for fixing of fittings wherever required including the cost of EPDM rubber / neoprene gasket required (Fittings shall be paid for separately) | [53 empty] | 17.04 | For shutters of doors, windows & ventilators including providing and fixing hinges/ pivots and making provision for fixing of fittings wherever required including the cost of EPDM rubber / neoprene gasket required (Fittings shall be paid for separately)
17.05 | Powder coated aluminium (minimum thickness of powder coating 50 micron) |  | 482 | kg | 523.17 |  |  | Excess(+) | 1 | Full Conversion | INR | [40 empty] | #VALUE! | #VALUE! | #VALUE! | 17.05 | Powder coated aluminium (minimum thickness of powder coating 50 micron) | 482 | kg
17.06 | Providing and fixing glazing in aluminium door, window, ventilator shutters and partitions etc. with EPDM rubber / neoprene gasket etc. complete as per the architectural drawings and the directions of engineer-in-charge . (Cost of aluminium snap beading shall be paid in basic item): | [53 empty] | 17.06 | Providing and fixing glazing in aluminium door, window, ventilator shutters and partitions etc. with EPDM rubber / neoprene gasket etc. complete as per the architectural drawings and the directions of engineer-in-charge . (Cost of aluminium snap beading shall be paid in basic item):
17.07 | With float glass panes of 4.0 mm thickness (weight not less than 10kg/sqm) |  | 12 | sqm | 970.4 |  |  | Excess(+) | 1 | Full Conversion | INR | [40 empty] | #VALUE! | #VALUE! | #VALUE! | 17.07 | With float glass panes of 4.0 mm thickness (weight not less than 10kg/sqm) | 12 | sqm
17.08 | Providing and fixing stainless steel (SS 304 grade) adjustable friction windows stays of approved quality with necessary stainless steel screws etc. to the side hung windows as per direction of Engineer-in-charge complete. | [53 empty] | 17.08 | Providing and fixing stainless steel (SS 304 grade) adjustable friction windows stays of approved quality with necessary stainless steel screws etc. to the side hung windows as per direction of Engineer-in-charge complete.
17.09 | 255 X 19 mm |  | 72 | each | 319.12 |  |  | Excess(+) | 1 | Full Conversion | INR | [40 empty] | #VALUE! | #VALUE! | #VALUE! | 17.09 | 255 X 19 mm | 72 | each
17.1 | Filling the gap in between aluminium/ stone/ wood frame and adjacent RCC/Brick/ Stone/ wood/ Ceramic/ Gypsum work by providing weather/ structural non sag elastomeric PU sealant over backer rod of approved quality as per architectural drawings and direction of Engineer-in-charge complete, complying to ASTM C920, DIN 18540-F & ISO 11600 | [53 empty] | 17.1 | Filling the gap in between aluminium/ stone/ wood frame and adjacent RCC/Brick/ Stone/ wood/ Ceramic/ Gypsum work by providing weather/ structural non sag elastomeric PU sealant over backer rod of approved quality as per architectural drawings and direction of Engineer-in-charge complete, complying to ASTM C920, DIN 18540-F & ISO 11600
17.11 | Upto 5 mm depth and 5 mm width |  | 150 | metre | 122.12 |  |  | Excess(+) | 1 | Full Conversion | INR | [40 empty] | #VALUE! | #VALUE! | #VALUE! | 17.11 | Upto 5 mm depth and 5 mm width | 150 | metre
18 | WATER PROOFING | [53 empty] | 18 | WATER PROOFING
18.01 | Providing and applying fibre reinforced elastomeric liquid water proofing membrane with resilient acrylic polymers having Sun Reflectivity Index (SRI) of 105 on top of concrete roof in three coats @10.76 litre/ 10 sqm. One coat of self-priming of elastomeric waterproofing liquid (dilution with water in the ratio of 3:1) and two coats of undiluted elastomeric waterproofing liquid (dry film thickness of complete application/system not less than 500 microns). The operation shall be carried out after scrapping and properly cleaning the surface to remove loose particles with wire brushes, complete in all respect as per the direction of Engineer- in-Charge. |  | 175 | sqm | 464.34 |  |  | Excess(+) | 1 | Full Conversion | INR | [40 empty] | #VALUE! | #VALUE! | #VALUE! | 18.01 | Providing and applying fibre reinforced elastomeric liquid water proofing membrane with resilient acrylic polymers having Sun Reflectivity Index (SRI) of 105 on top of concrete roof in three coats @10.76 litre/ 10 sqm. One coat of self-priming of elastomeric waterproofing liquid (dilution with water in the ratio of 3:1) and two coats of undiluted elastomeric waterproofing liquid (dry film thickness of complete application/system not less than 500 microns). The operation shall be carried out after scrapping and properly cleaning the surface to remove loose particles with wire brushes, complete in all respect as per the direction of Engineer- in-Charge. | 175 | sqm
19 | NEW TECHNOLOGIES AND MATERIALS | [53 empty] | 19 | NEW TECHNOLOGIES AND MATERIALS
19.01 | Chipping of unsound/weak concrete material from slabs, beams, columns etc. with manual Chisel and/ or by standard power driven percussion type or of approved make including tapering of all edges, making square shoulders of cavities including cleaning the exposed concrete surface and reinforcement with wire brushes etc. and disposal of debris for all lead and lifts all complete as per direction of Engineer-In-Charge | [53 empty] | 19.01 | Chipping of unsound/weak concrete material from slabs, beams, columns etc. with manual Chisel and/ or by standard power driven percussion type or of approved make including tapering of all edges, making square shoulders of cavities including cleaning the exposed concrete surface and reinforcement with wire brushes etc. and disposal of debris for all lead and lifts all complete as per direction of Engineer-In-Charge
19.02 | 25 mm average thickness |  | 1.5 | sqm | 104.52 |  |  | Excess(+) | 1 | Full Conversion | INR | [40 empty] | #VALUE! | #VALUE! | #VALUE! | 19.02 | 25 mm average thickness | 1.5 | sqm
19.03 | Providing, mixing and applying bonding coat of approved adhesive on chipped portion of RCC as per specifications and direction of Engineer- In-charge complete in all respect. | [53 empty] | 19.03 | Providing, mixing and applying bonding coat of approved adhesive on chipped portion of RCC as per specifications and direction of Engineer- In-charge complete in all respect.
19.04 | Epoxy bonding adhesive having coverage 2.20 sqm/kg of approved make |  | 1.5 | sqm | 235.18 |  |  | Excess(+) | 1 | Full Conversion | INR | [40 empty] | #VALUE! | #VALUE! | #VALUE! | 19.04 | Epoxy bonding adhesive having coverage 2.20 sqm/kg of approved make | 1.5 | sqm
19.05 | Providing, mixing and applying SBR polymer (of approved make) modified Cement mortar in proportion of 1:4 (1 cement: 4 graded coarse sand with polymer minimum 2% by wt. of cement used) as per specifications and directions of Engineer-in-charge. Note: Measurement and payment: The pre-measurement of thickness shall be done just after the surface preparation is completed and Payment under this item shall be made only after proper wet curing has been done and surface has been satisfactorily evaluated by sounding / tapping with a blunt metal instrument and/or the 75 mm size cube crushing strength at the end of 28 days to be not less than 30 N/Sqmm2). | [53 empty] | 19.05 | Providing, mixing and applying SBR polymer (of approved make) modified Cement mortar in proportion of 1:4 (1 cement: 4 graded coarse sand with polymer minimum 2% by wt. of cement used) as per specifications and directions of Engineer-in-charge. Note: Measurement and payment: The pre-measurement of thickness shall be done just after the surface preparation is completed and Payment under this item shall be made only after proper wet curing has been done and surface has been satisfactorily evaluated by sounding / tapping with a blunt metal instrument and/or the 75 mm size cube crushing strength at the end of 28 days to be not less than 30 N/Sqmm2).
19.06 | 25 mm average thickness in 2 layers. |  | 1.5 | sqm | 484.33 |  |  | Excess(+) | 1 | Full Conversion | INR | [40 empty] | #VALUE! | #VALUE! | #VALUE! | 19.06 | 25 mm average thickness in 2 layers. | 1.5 | sqm
20 | Minor Civil Maintenance Work | [53 empty] | 20 | Minor Civil Maintenance Work
20.01 | "Providing and laying in position cement concrete of specified grade excluding the cost of centering and shuttering - All work up to plinth level : 1:5:10 (1 cement : 5 coarse sand (zone-III) derived from natural sources: 10 graded brick aggregate 40 mm nominal size derived from natural sources) |  | 2.5 | Cum | 4637.38 |  |  | Excess(+) | 1 | Full Conversion | INR | [40 empty] | #VALUE! | #VALUE! | #VALUE! | 20.01 | "Providing and laying in position cement concrete of specified grade excluding the cost of centering and shuttering - All work up to plinth level : 1:5:10 (1 cement : 5 coarse sand (zone-III) derived from natural sources: 10 graded brick aggregate 40 mm nominal size derived from natural sources) | 2.5 | Cum
20.02 | "P/F C.P brass towel rod complete with two C.P.brass brackets fixed to wooden cleats with C.P. brass screws of approved quality size of 600 x 20 mm. |  | 2 | Each | 442.85 |  |  | Excess(+) | 1 | Full Conversion | INR | [40 empty] | #VALUE! | #VALUE! | #VALUE! | 20.02 | "P/F C.P brass towel rod complete with two C.P.brass brackets fixed to wooden cleats with C.P. brass screws of approved quality size of 600 x 20 mm. | 2 | Each
20.03 | "Providing and fixing C.P. grating with or without hole for waste pipe for floor/ nahani trap 100 mm dia. weight not less than 100 grams. |  | 8 | Each | 82.13 |  |  | Excess(+) | 1 | Full Conversion | INR | [40 empty] | #VALUE! | #VALUE! | #VALUE! | 20.03 | "Providing and fixing C.P. grating with or without hole for waste pipe for floor/ nahani trap 100 mm dia. weight not less than 100 grams. | 8 | Each
20.04 | "Providing and fixing C.P flange for C.P bib cock/C.P angle stop cock. |  | 17 | Each | 30.51 |  |  | Excess(+) | 1 | Full Conversion | INR | [40 empty] | #VALUE! | #VALUE! | #VALUE! | 20.04 | "Providing and fixing C.P flange for C.P bib cock/C.P angle stop cock. | 17 | Each
20.05 | "Providing and fixing C.P Brass shower rose 15 mm or 20 mm inlet with shower arm (a) 75 mm dia fancy type. |  | 2 | Each | 739.05 |  |  | Excess(+) | 1 | Full Conversion | INR | [40 empty] | #VALUE! | #VALUE! | #VALUE! | 20.05 | "Providing and fixing C.P Brass shower rose 15 mm or 20 mm inlet with shower arm (a) 75 mm dia fancy type. | 2 | Each
20.06 | "Providing and fixing C.P. waste 32 mm dia of make L&K for wash basin / sink. |  | 2 | Each | 371.9 |  |  | Excess(+) | 1 | Full Conversion | INR | [40 empty] | #VALUE! | #VALUE! | #VALUE! | 20.06 | "Providing and fixing C.P. waste 32 mm dia of make L&K for wash basin / sink. | 2 | Each
20.07 | "Providing and fixing ISI marked flush door shutter non decorative type, core of block board construction with frame of first class hard wood and well matched commercial 3 ply veneering with vertical grains or cross bands and face veneers on both faces of shutters. 35 mm thick including ISI marked M.S butt hinges with necessary screw complete." |  | 4 | Sqm | 1833.8 |  |  | Excess(+) | 1 | Full Conversion | INR | [40 empty] | #VALUE! | #VALUE! | #VALUE! | 20.07 | "Providing and fixing ISI marked flush door shutter non decorative type, core of block board construction with frame of first class hard wood and well matched commercial 3 ply veneering with vertical grains or cross bands and face veneers on both faces of shutters. 35 mm thick including ISI marked M.S butt hinges with necessary screw complete." | 4 | Sqm
20.08 | Providing and fixing fly proof stainless steel grade 304 wire gauge, to Aluminum windows and Aluminum clerestory windows using wire gauge with average width of aperture 1.4 mm in both directions with wire of dia. 0.50 mm, with all necessary complete. |  | 19 | SQM | 739.67 |  |  | Excess(+) | 1 | Full Conversion | INR | [40 empty] | #VALUE! | #VALUE! | #VALUE! | 20.08 | Providing and fixing fly proof stainless steel grade 304 wire gauge, to Aluminum windows and Aluminum clerestory windows using wire gauge with average width of aperture 1.4 mm in both directions with wire of dia. 0.50 mm, with all necessary complete. | 19 | SQM
20.09 | "Providing and fixing C.P waste 40 mm nominal bore for china sink or wash basin (L&K) make. |  | 1 | Each | 316.73 |  |  | Excess(+) | 1 | Full Conversion | INR | [40 empty] | #VALUE! | #VALUE! | #VALUE! | 20.09 | "Providing and fixing C.P waste 40 mm nominal bore for china sink or wash basin (L&K) make. | 1 | Each
20.1 | Providing and fixing C.P basin mixer of 15 mm nominal bore (L&K) make etc. complete |  | 2 | Each | 2140.93 |  |  | Excess(+) | 1 | Full Conversion | INR | [40 empty] | #VALUE! | #VALUE! | #VALUE! | 20.1 | Providing and fixing C.P basin mixer of 15 mm nominal bore (L&K) make etc. complete | 2 | Each
20.11 | "Providind and fixing C.P. hand spray (heath faucet) jaquar make or equivalant with push button control and flexible hose connection with C.P hook complete in all respects. " |  | 2 | Each | 1355.2 |  |  | Excess(+) | 1 | Full Conversion | INR | [40 empty] | #VALUE! | #VALUE! | #VALUE! | 20.11 | "Providind and fixing C.P. hand spray (heath faucet) jaquar make or equivalant with push button control and flexible hose connection with C.P hook complete in all respects. " | 2 | Each
20.12 | Providing and fixing aluminum door seal in door i/c necessary screw etc complete |  | 4 | Metre | 175.97 |  |  | Excess(+) | 1 | Full Conversion | INR | [40 empty] | #VALUE! | #VALUE! | #VALUE! | 20.12 | Providing and fixing aluminum door seal in door i/c necessary screw etc complete | 4 | Metre
20.13 | "Construction of modular kitchen as per approved design in type IV. 1. Base Unit. (Empty Box) 400 mm 2. Base Unit. (Drawer Basket) 380*485*140 mm 3. Base Unit.(Meta Drawer)m 530*500*86 mm Grain Trolly Basket with porter 520*485*190 mm 4. Base Unit ( Perforated Cutlery)380*485*100 mm Drawer Basket 380*485*100 mm Thali Basket 380*485*140 mm 5. Base Unit.(Bottle P. O. 2 S) 100*485*420 mm 6. Base Unit.( Empty Box) 440 mm - 7. Base Unit (Perforated Cutlery) 420*485*100 mm Drawer Basket each 1 420*485*100 mm Drawer Basket each 1 420*485*140 mm 8. Base Unit. Drawer Basket 420*485*140 mm 9. Base Unit Empty Box 440 mm - 10. Base Unit (Rack) 11.Base Unit Empty Box 12. Base Unit Empty Box 13. Marble for Partition 14.Full extention ball bearing sliding telescopic. 15. Wall Unit (Glass & Plate Rack including Drip Tray.) 16. Wall Unit (Glass Shutters) 17. Solid Shutters 18. Auto Closing Concealed Hinges 19. Handles 20. Hardware (Screws counter sunk, Connect Fastners, Tags) 21.Fixing & Installation of the complete modular kitchen. " |  | 1 | One Job | 125599.08 |  |  | Excess(+) | 1 | Full Conversion | INR | [40 empty] | #VALUE! | #VALUE! | #VALUE! | 20.13 | "Construction of modular kitchen as per approved design in type IV. 1. Base Unit. (Empty Box) 400 mm 2. Base Unit. (Drawer Basket) 380*485*140 mm 3. Base Unit.(Meta Drawer)m 530*500*86 mm Grain Trolly Basket with porter 520*485*190 mm 4. Base Unit ( Perforated Cutlery)380*485*100 mm Drawer Basket 380*485*100 mm Thali Basket 380*485*140 mm 5. Base Unit.(Bottle P. O. 2 S) 100*485*420 mm 6. Base Unit.( Empty Box) 440 mm - 7. Base Unit (Perforated Cutlery) 420*485*100 mm Drawer Basket each 1 420*485*100 mm Drawer Basket each 1 420*485*140 mm 8. Base Unit. Drawer Basket 420*485*140 mm 9. Base Unit Empty Box 440 mm - 10. Base Unit (Rack) 11.Base Unit Empty Box 12. Base Unit Empty Box 13. Marble for Partition 14.Full extention ball bearing sliding telescopic. 15. Wall Unit (Glass & Plate Rack including Drip Tray.) 16. Wall Unit (Glass Shutters) 17. Solid Shutters 18. Auto Closing Concealed Hinges 19. Handles 20. Hardware (Screws counter sunk, Connect Fastners, Tags) 21.Fixing & Installation of the complete modular kitchen. " | 1 | One Job
20.14 | Providing and fixing Single point locking handles "PULSE" (aluminium & zamak) ( PL205H / Model) of LGF Sysmac ( I ) Pvt. Ltd. or equivalent make as approved powder coated to required colour or shade including the cost of screw and other incidental charges complete as per manufacturers specification. |  | 80 | Each | 325.22 |  |  | Excess(+) | 1 | Full Conversion | INR | [40 empty] | #VALUE! | #VALUE! | #VALUE! | 20.14 | Providing and fixing Single point locking handles "PULSE" (aluminium & zamak) ( PL205H / Model) of LGF Sysmac ( I ) Pvt. Ltd. or equivalent make as approved powder coated to required colour or shade including the cost of screw and other incidental charges complete as per manufacturers specification. | 80 | Each
Total in Figures | [51 empty] | #VALUE! | #VALUE! | #VALUE!
Quoted Rate in Figures |  |  |  | Select | [47 empty] | 0 | 0 | #VALUE!
Quoted Rate in Words |  | #VALUE!
Note on K15: gepadmin: 1. If you choose "Full Conversion" then Column BA (AMOUNT) and Column BB (TAXES) BOTH values will be convert based on selected Currency in (Column L). 2. If you choose "Partial Conversion" then Column BA (AMOUNT) only will be converted based on selected currency (Column L) and Column BB (TAXES) value (INR) will be added to the converted values.
Note on K18: gepadmin: 1. If you choose "Full Conversion" then Column BA (AMOUNT) and Column BB (TAXES) BOTH values will be convert based on selected Currency in (Column L). 2. If you choose "Partial Conversion" then Column BA (AMOUNT) only will be converted based on selected currency (Column L) and Column BB (TAXES) value (INR) will be added to the converted values.
Note on K21: gepadmin: 1. If you choose "Full Conversion" then Column BA (AMOUNT) and Column BB (TAXES) BOTH values will be convert based on selected Currency in (Column L). 2. If you choose "Partial Conversion" then Column BA (AMOUNT) only will be converted based on selected currency (Column L) and Column BB (TAXES) value (INR) will be added to the converted values.
Note on K23: gepadmin: 1. If you choose "Full Conversion" then Column BA (AMOUNT) and Column BB (TAXES) BOTH values will be convert based on selected Currency in (Column L). 2. If you choose "Partial Conversion" then Column BA (AMOUNT) only will be converted based on selected currency (Column L) and Column BB (TAXES) value (INR) will be added to the converted values.
Note on K25: gepadmin: 1. If you choose "Full Conversion" then Column BA (AMOUNT) and Column BB (TAXES) BOTH values will be convert based on selected Currency in (Column L). 2. If you choose "Partial Conversion" then Column BA (AMOUNT) only will be converted based on selected currency (Column L) and Column BB (TAXES) value (INR) will be added to the converted values.
Note on K28: gepadmin: 1. If you choose "Full Conversion" then Column BA (AMOUNT) and Column BB (TAXES) BOTH values will be convert based on selected Currency in (Column L). 2. If you choose "Partial Conversion" then Column BA (AMOUNT) only will be converted based on selected currency (Column L) and Column BB (TAXES) value (INR) will be added to the converted values.
Note on K29: gepadmin: 1. If you choose "Full Conversion" then Column BA (AMOUNT) and Column BB (TAXES) BOTH values will be convert based on selected Currency in (Column L). 2. If you choose "Partial Conversion" then Column BA (AMOUNT) only will be converted based on selected currency (Column L) and Column BB (TAXES) value (INR) will be added to the converted values.
Note on K31: gepadmin: 1. If you choose "Full Conversion" then Column BA (AMOUNT) and Column BB (TAXES) BOTH values will be convert based on selected Currency in (Column L). 2. If you choose "Partial Conversion" then Column BA (AMOUNT) only will be converted based on selected currency (Column L) and Column BB (TAXES) value (INR) will be added to the converted values.
Note on K33: gepadmin: 1. If you choose "Full Conversion" then Column BA (AMOUNT) and Column BB (TAXES) BOTH values will be convert based on selected Currency in (Column L). 2. If you choose "Partial Conversion" then Column BA (AMOUNT) only will be converted based on selected currency (Column L) and Column BB (TAXES) value (INR) will be added to the converted values.
Note on K35: gepadmin: 1. If you choose "Full Conversion" then Column BA (AMOUNT) and Column BB (TAXES) BOTH values will be convert based on selected Currency in (Column L). 2. If you choose "Partial Conversion" then Column BA (AMOUNT) only will be converted based on selected currency (Column L) and Column BB (TAXES) value (INR) will be added to the converted values.
Note on K36: gepadmin: 1. If you choose "Full Conversion" then Column BA (AMOUNT) and Column BB (TAXES) BOTH values will be convert based on selected Currency in (Column L). 2. If you choose "Partial Conversion" then Column BA (AMOUNT) only will be converted based on selected currency (Column L) and Column BB (TAXES) value (INR) will be added to the converted values.
Note on K39: gepadmin: 1. If you choose "Full Conversion" then Column BA (AMOUNT) and Column BB (TAXES) BOTH values will be convert based on selected Currency in (Column L). 2. If you choose "Partial Conversion" then Column BA (AMOUNT) only will be converted based on selected currency (Column L) and Column BB (TAXES) value (INR) will be added to the converted values.
Note on K41: gepadmin: 1. If you choose "Full Conversion" then Column BA (AMOUNT) and Column BB (TAXES) BOTH values will be convert based on selected Currency in (Column L). 2. If you choose "Partial Conversion" then Column BA (AMOUNT) only will be converted based on selected currency (Column L) and Column BB (TAXES) value (INR) will be added to the converted values.
Note on K43: gepadmin: 1. If you choose "Full Conversion" then Column BA (AMOUNT) and Column BB (TAXES) BOTH values will be convert based on selected Currency in (Column L). 2. If you choose "Partial Conversion" then Column BA (AMOUNT) only will be converted based on selected currency (Column L) and Column BB (TAXES) value (INR) will be added to the converted values.
Note on K44: gepadmin: 1. If you choose "Full Conversion" then Column BA (AMOUNT) and Column BB (TAXES) BOTH values will be convert based on selected Currency in (Column L). 2. If you choose "Partial Conversion" then Column BA (AMOUNT) only will be converted based on selected currency (Column L) and Column BB (TAXES) value (INR) will be added to the converted values.
Note on K48: gepadmin: 1. If you choose "Full Conversion" then Column BA (AMOUNT) and Column BB (TAXES) BOTH values will be convert based on selected Currency in (Column L). 2. If you choose "Partial Conversion" then Column BA (AMOUNT) only will be converted based on selected currency (Column L) and Column BB (TAXES) value (INR) will be added to the converted values.
Note on K49: gepadmin: 1. If you choose "Full Conversion" then Column BA (AMOUNT) and Column BB (TAXES) BOTH values will be convert based on selected Currency in (Column L). 2. If you choose "Partial Conversion" then Column BA (AMOUNT) only will be converted based on selected currency (Column L) and Column BB (TAXES) value (INR) will be added to the converted values.
Note on K52: gepadmin: 1. If you choose "Full Conversion" then Column BA (AMOUNT) and Column BB (TAXES) BOTH values will be convert based on selected Currency in (Column L). 2. If you choose "Partial Conversion" then Column BA (AMOUNT) only will be converted based on selected currency (Column L) and Column BB (TAXES) value (INR) will be added to the converted values.
Note on K55: gepadmin: 1. If you choose "Full Conversion" then Column BA (AMOUNT) and Column BB (TAXES) BOTH values will be convert based on selected Currency in (Column L). 2. If you choose "Partial Conversion" then Column BA (AMOUNT) only will be converted based on selected currency (Column L) and Column BB (TAXES) value (INR) will be added to the converted values.
Note on K57: gepadmin: 1. If you choose "Full Conversion" then Column BA (AMOUNT) and Column BB (TAXES) BOTH values will be convert based on selected Currency in (Column L). 2. If you choose "Partial Conversion" then Column BA (AMOUNT) only will be converted based on selected currency (Column L) and Column BB (TAXES) value (INR) will be added to the converted values.
Note on K59: gepadmin: 1. If you choose "Full Conversion" then Column BA (AMOUNT) and Column BB (TAXES) BOTH values will be convert based on selected Currency in (Column L). 2. If you choose "Partial Conversion" then Column BA (AMOUNT) only will be converted based on selected currency (Column L) and Column BB (TAXES) value (INR) will be added to the converted values.
Note on K61: gepadmin: 1. If you choose "Full Conversion" then Column BA (AMOUNT) and Column BB (TAXES) BOTH values will be convert based on selected Currency in (Column L). 2. If you choose "Partial Conversion" then Column BA (AMOUNT) only will be converted based on selected currency (Column L) and Column BB (TAXES) value (INR) will be added to the converted values.
Note on K62: gepadmin: 1. If you choose "Full Conversion" then Column BA (AMOUNT) and Column BB (TAXES) BOTH values will be convert based on selected Currency in (Column L). 2. If you choose "Partial Conversion" then Column BA (AMOUNT) only will be converted based on selected currency (Column L) and Column BB (TAXES) value (INR) will be added to the converted values.
Note on K64: gepadmin: 1. If you choose "Full Conversion" then Column BA (AMOUNT) and Column BB (TAXES) BOTH values will be convert based on selected Currency in (Column L). 2. If you choose "Partial Conversion" then Column BA (AMOUNT) only will be converted based on selected currency (Column L) and Column BB (TAXES) value (INR) will be added to the converted values.
Note on K66: gepadmin: 1. If you choose "Full Conversion" then Column BA (AMOUNT) and Column BB (TAXES) BOTH values will be convert based on selected Currency in (Column L). 2. If you choose "Partial Conversion" then Column BA (AMOUNT) only will be converted based on selected currency (Column L) and Column BB (TAXES) value (INR) will be added to the converted values.
Note on K67: gepadmin: 1. If you choose "Full Conversion" then Column BA (AMOUNT) and Column BB (TAXES) BOTH values will be convert based on selected Currency in (Column L). 2. If you choose "Partial Conversion" then Column BA (AMOUNT) only will be converted based on selected currency (Column L) and Column BB (TAXES) value (INR) will be added to the converted values.
Note on K69: gepadmin: 1. If you choose "Full Conversion" then Column BA (AMOUNT) and Column BB (TAXES) BOTH values will be convert based on selected Currency in (Column L). 2. If you choose "Partial Conversion" then Column BA (AMOUNT) only will be converted based on selected currency (Column L) and Column BB (TAXES) value (INR) will be added to the converted values.
Note on K71: gepadmin: 1. If you choose "Full Conversion" then Column BA (AMOUNT) and Column BB (TAXES) BOTH values will be convert based on selected Currency in (Column L). 2. If you choose "Partial Conversion" then Column BA (AMOUNT) only will be converted based on selected currency (Column L) and Column BB (TAXES) value (INR) will be added to the converted values.
Note on K72: gepadmin: 1. If you choose "Full Conversion" then Column BA (AMOUNT) and Column BB (TAXES) BOTH values will be convert based on selected Currency in (Column L). 2. If you choose "Partial Conversion" then Column BA (AMOUNT) only will be converted based on selected currency (Column L) and Column BB (TAXES) value (INR) will be added to the converted values.
Note on K73: gepadmin: 1. If you choose "Full Conversion" then Column BA (AMOUNT) and Column BB (TAXES) BOTH values will be convert based on selected Currency in (Column L). 2. If you choose "Partial Conversion" then Column BA (AMOUNT) only will be converted based on selected currency (Column L) and Column BB (TAXES) value (INR) will be added to the converted values.
Note on K75: gepadmin: 1. If you choose "Full Conversion" then Column BA (AMOUNT) and Column BB (TAXES) BOTH values will be convert based on selected Currency in (Column L). 2. If you choose "Partial Conversion" then Column BA (AMOUNT) only will be converted based on selected currency (Column L) and Column BB (TAXES) value (INR) will be added to the converted values.
Note on K76: gepadmin: 1. If you choose "Full Conversion" then Column BA (AMOUNT) and Column BB (TAXES) BOTH values will be convert based on selected Currency in (Column L). 2. If you choose "Partial Conversion" then Column BA (AMOUNT) only will be converted based on selected currency (Column L) and Column BB (TAXES) value (INR) will be added to the converted values.
Note on K78: gepadmin: 1. If you choose "Full Conversion" then Column BA (AMOUNT) and Column BB (TAXES) BOTH values will be convert based on selected Currency in (Column L). 2. If you choose "Partial Conversion" then Column BA (AMOUNT) only will be converted based on selected currency (Column L) and Column BB (TAXES) value (INR) will be added to the converted values.
Note on K80: gepadmin: 1. If you choose "Full Conversion" then Column BA (AMOUNT) and Column BB (TAXES) BOTH values will be convert based on selected Currency in (Column L). 2. If you choose "Partial Conversion" then Column BA (AMOUNT) only will be converted based on selected currency (Column L) and Column BB (TAXES) value (INR) will be added to the converted values.
Note on K82: gepadmin: 1. If you choose "Full Conversion" then Column BA (AMOUNT) and Column BB (TAXES) BOTH values will be convert based on selected Currency in (Column L). 2. If you choose "Partial Conversion" then Column BA (AMOUNT) only will be converted based on selected currency (Column L) and Column BB (TAXES) value (INR) will be added to the converted values.
Note on K84: gepadmin: 1. If you choose "Full Conversion" then Column BA (AMOUNT) and Column BB (TAXES) BOTH values will be convert based on selected Currency in (Column L). 2. If you choose "Partial Conversion" then Column BA (AMOUNT) only will be converted based on selected currency (Column L) and Column BB (TAXES) value (INR) will be added to the converted values.
Note on K86: gepadmin: 1. If you choose "Full Conversion" then Column BA (AMOUNT) and Column BB (TAXES) BOTH values will be convert based on selected Currency in (Column L). 2. If you choose "Partial Conversion" then Column BA (AMOUNT) only will be converted based on selected currency (Column L) and Column BB (TAXES) value (INR) will be added to the converted values.
Note on K89: gepadmin: 1. If you choose "Full Conversion" then Column BA (AMOUNT) and Column BB (TAXES) BOTH values will be convert based on selected Currency in (Column L). 2. If you choose "Partial Conversion" then Column BA (AMOUNT) only will be converted based on selected currency (Column L) and Column BB (TAXES) value (INR) will be added to the converted values.
Note on K91: gepadmin: 1. If you choose "Full Conversion" then Column BA (AMOUNT) and Column BB (TAXES) BOTH values will be convert based on selected Currency in (Column L). 2. If you choose "Partial Conversion" then Column BA (AMOUNT) only will be converted based on selected currency (Column L) and Column BB (TAXES) value (INR) will be added to the converted values.
Note on K93: gepadmin: 1. If you choose "Full Conversion" then Column BA (AMOUNT) and Column BB (TAXES) BOTH values will be convert based on selected Currency in (Column L). 2. If you choose "Partial Conversion" then Column BA (AMOUNT) only will be converted based on selected currency (Column L) and Column BB (TAXES) value (INR) will be added to the converted values.
Note on K94: gepadmin: 1. If you choose "Full Conversion" then Column BA (AMOUNT) and Column BB (TAXES) BOTH values will be convert based on selected Currency in (Column L). 2. If you choose "Partial Conversion" then Column BA (AMOUNT) only will be converted based on selected currency (Column L) and Column BB (TAXES) value (INR) will be added to the converted values.
Note on K96: gepadmin: 1. If you choose "Full Conversion" then Column BA (AMOUNT) and Column BB (TAXES) BOTH values will be convert based on selected Currency in (Column L). 2. If you choose "Partial Conversion" then Column BA (AMOUNT) only will be converted based on selected currency (Column L) and Column BB (TAXES) value (INR) will be added to the converted values.
Note on K99: gepadmin: 1. If you choose "Full Conversion" then Column BA (AMOUNT) and Column BB (TAXES) BOTH values will be convert based on selected Currency in (Column L). 2. If you choose "Partial Conversion" then Column BA (AMOUNT) only will be converted based on selected currency (Column L) and Column BB (TAXES) value (INR) will be added to the converted values.
Note on K101: gepadmin: 1. If you choose "Full Conversion" then Column BA (AMOUNT) and Column BB (TAXES) BOTH values will be convert based on selected Currency in (Column L). 2. If you choose "Partial Conversion" then Column BA (AMOUNT) only will be converted based on selected currency (Column L) and Column BB (TAXES) value (INR) will be added to the converted values.
Note on K104: gepadmin: 1. If you choose "Full Conversion" then Column BA (AMOUNT) and Column BB (TAXES) BOTH values will be convert based on selected Currency in (Column L). 2. If you choose "Partial Conversion" then Column BA (AMOUNT) only will be converted based on selected currency (Column L) and Column BB (TAXES) value (INR) will be added to the converted values.
Note on K106: gepadmin: 1. If you choose "Full Conversion" then Column BA (AMOUNT) and Column BB (TAXES) BOTH values will be convert based on selected Currency in (Column L). 2. If you choose "Partial Conversion" then Column BA (AMOUNT) only will be converted based on selected currency (Column L) and Column BB (TAXES) value (INR) will be added to the converted values.
Note on K107: gepadmin: 1. If you choose "Full Conversion" then Column BA (AMOUNT) and Column BB (TAXES) BOTH values will be convert based on selected Currency in (Column L). 2. If you choose "Partial Conversion" then Column BA (AMOUNT) only will be converted based on selected currency (Column L) and Column BB (TAXES) value (INR) will be added to the converted values.
Note on K109: gepadmin: 1. If you choose "Full Conversion" then Column BA (AMOUNT) and Column BB (TAXES) BOTH values will be convert based on selected Currency in (Column L). 2. If you choose "Partial Conversion" then Column BA (AMOUNT) only will be converted based on selected currency (Column L) and Column BB (TAXES) value (INR) will be added to the converted values.
Note on K110: gepadmin: 1. If you choose "Full Conversion" then Column BA (AMOUNT) and Column BB (TAXES) BOTH values will be convert based on selected Currency in (Column L). 2. If you choose "Partial Conversion" then Column BA (AMOUNT) only will be converted based on selected currency (Column L) and Column BB (TAXES) value (INR) will be added to the converted values.
Note on K113: gepadmin: 1. If you choose "Full Conversion" then Column BA (AMOUNT) and Column BB (TAXES) BOTH values will be convert based on selected Currency in (Column L). 2. If you choose "Partial Conversion" then Column BA (AMOUNT) only will be converted based on selected currency (Column L) and Column BB (TAXES) value (INR) will be added to the converted values.
Note on K115: gepadmin: 1. If you choose "Full Conversion" then Column BA (AMOUNT) and Column BB (TAXES) BOTH values will be convert based on selected Currency in (Column L). 2. If you choose "Partial Conversion" then Column BA (AMOUNT) only will be converted based on selected currency (Column L) and Column BB (TAXES) value (INR) will be added to the converted values.
Note on K117: gepadmin: 1. If you choose "Full Conversion" then Column BA (AMOUNT) and Column BB (TAXES) BOTH values will be convert based on selected Currency in (Column L). 2. If you choose "Partial Conversion" then Column BA (AMOUNT) only will be converted based on selected currency (Column L) and Column BB (TAXES) value (INR) will be added to the converted values.
Note on K120: gepadmin: 1. If you choose "Full Conversion" then Column BA (AMOUNT) and Column BB (TAXES) BOTH values will be convert based on selected Currency in (Column L). 2. If you choose "Partial Conversion" then Column BA (AMOUNT) only will be converted based on selected currency (Column L) and Column BB (TAXES) value (INR) will be added to the converted values.
Note on K122: gepadmin: 1. If you choose "Full Conversion" then Column BA (AMOUNT) and Column BB (TAXES) BOTH values will be convert based on selected Currency in (Column L). 2. If you choose "Partial Conversion" then Column BA (AMOUNT) only will be converted based on selected currency (Column L) and Column BB (TAXES) value (INR) will be added to the converted values.
Note on K124: gepadmin: 1. If you choose "Full Conversion" then Column BA (AMOUNT) and Column BB (TAXES) BOTH values will be convert based on selected Currency in (Column L). 2. If you choose "Partial Conversion" then Column BA (AMOUNT) only will be converted based on selected currency (Column L) and Column BB (TAXES) value (INR) will be added to the converted values.
Note on K126: gepadmin: 1. If you choose "Full Conversion" then Column BA (AMOUNT) and Column BB (TAXES) BOTH values will be convert based on selected Currency in (Column L). 2. If you choose "Partial Conversion" then Column BA (AMOUNT) only will be converted based on selected currency (Column L) and Column BB (TAXES) value (INR) will be added to the converted values.
Note on K128: gepadmin: 1. If you choose "Full Conversion" then Column BA (AMOUNT) and Column BB (TAXES) BOTH values will be convert based on selected Currency in (Column L). 2. If you choose "Partial Conversion" then Column BA (AMOUNT) only will be converted based on selected currency (Column L) and Column BB (TAXES) value (INR) will be added to the converted values.
Note on K130: gepadmin: 1. If you choose "Full Conversion" then Column BA (AMOUNT) and Column BB (TAXES) BOTH values will be convert based on selected Currency in (Column L). 2. If you choose "Partial Conversion" then Column BA (AMOUNT) only will be converted based on selected currency (Column L) and Column BB (TAXES) value (INR) will be added to the converted values.
Note on K132: gepadmin: 1. If you choose "Full Conversion" then Column BA (AMOUNT) and Column BB (TAXES) BOTH values will be convert based on selected Currency in (Column L). 2. If you choose "Partial Conversion" then Column BA (AMOUNT) only will be converted based on selected currency (Column L) and Column BB (TAXES) value (INR) will be added to the converted values.
Note on K134: gepadmin: 1. If you choose "Full Conversion" then Column BA (AMOUNT) and Column BB (TAXES) BOTH values will be convert based on selected Currency in (Column L). 2. If you choose "Partial Conversion" then Column BA (AMOUNT) only will be converted based on selected currency (Column L) and Column BB (TAXES) value (INR) will be added to the converted values.
Note on K135: gepadmin: 1. If you choose "Full Conversion" then Column BA (AMOUNT) and Column BB (TAXES) BOTH values will be convert based on selected Currency in (Column L). 2. If you choose "Partial Conversion" then Column BA (AMOUNT) only will be converted based on selected currency (Column L) and Column BB (TAXES) value (INR) will be added to the converted values.
Validate
Print
Help

## Macros
Please Enable Macros to View BoQ information