## BoQ1 (hidden)
Percentage BoQ
BoQ_Ver3.1 | Percentage | Normal | INR Only | INR
Select, At Par, Excess (+), Less (-) |  | IOCL
Tender Inviting Authority: Executive Engineer, IWD, IIT, Kanpur
Name of Work: Remodification of 2 nos D Type room with toilet at VH-1
Contract No: 37/Civil/D1/2025-26
Name of the Bidder/ Bidding Firm / Company :
PRICE SCHEDULE (This BOQ template must not be modified/replaced by the bidder and the same should be uploaded after filling the relevant columns, else the bidder is liable to be rejected for this tender. Bidders are allowed to enter the Bidder Name and Values only )
NUMBER # | TEXT # | TEXT # | NUMBER # | TEXT # | NUMBER | NUMBER | TEXT | TEXT # | NUMBER # | TEXT# | TEXT # | NUMBER # | NUMBER | NUMBER | NUMBER | NUMBER | TEXT | TEXT | NUMBER | NUMBER | NUMBER | NUMBER | TEXT | TEXT | NUMBER | NUMBER | NUMBER | NUMBER | TEXT | TEXT | NUMBER | NUMBER | NUMBER | NUMBER | TEXT | TEXT | NUMBER | NUMBER | NUMBER | NUMBER | TEXT | TEXT | NUMBER | NUMBER | NUMBER # | NUMBER # | TEXT | TEXT | NUMBER # | NUMBER # | DATE | NUMBER # | NUMBER # | TEXT #
Sl. No. | Item Description | Item Code / Make | Quantity | Units | Estimated Rate in Rs. P |  |  | Addition / Deduction | Addition / Deduction Values | Currency Convertion against each Item | Quoted Currency in INR / Other Currency | BASIC RATE In Figures To be entered by the Bidder Rs. P | Excise Duty | VAT | Freight Charges ( Unloading & Stacking) | Any Other Taxes/Duties/Levies |  |  | Other Taxes 2 | IIIrd Party i.e DGS&D / RITES etc Inspection Charges @0.34%+Service Tax | Less for Cenvat Credit,if any respect of Supplies Under full Excise Duty Category | [30 empty] | TOTAL AMOUNT Without Taxes in Rs. P | TOTAL AMOUNT With Taxes | TOTAL AMOUNT In Words
1 | 2 | 3 | 4 | 5 | 6 | 7 | 8 | 9 | 10 | 11 | 12 | 13 | 14 | 15 | 16 | 17 | 18 | 19 | 20 | 21 | 22 | 23 | 24 | 25 | 26 | 27 | 28 | 29 | 30 | 31 | 32 | 33 | 34 | 35 | 36 | 37 | 38 | 39 | 40 | 41 | 42 | 43 | 44 | 45 | 46 | 47 | 48 | 49 | 50 | 51 | 52 | 7 | 54 | 8
1 | EARTH WORK | [53 empty] | 1 | EARTH WORK
1.01 | Excavating trenches by mechinical / manual means of required width for pipes, cables, etc including excavation for sockets, and dressing of sides, ramming of bottoms, for all depth, including getting out the excavated soil, and then returning the soil as required, in layers not exceeding 20 cm in depth, including consolidating each deposited layer by ramming, watering, etc. and disposing of surplus excavated soil as directed, within a lead of 50 m: | [53 empty] | 1.01 | Excavating trenches by mechinical / manual means of required width for pipes, cables, etc including excavation for sockets, and dressing of sides, ramming of bottoms, for all depth, including getting out the excavated soil, and then returning the soil as required, in layers not exceeding 20 cm in depth, including consolidating each deposited layer by ramming, watering, etc. and disposing of surplus excavated soil as directed, within a lead of 50 m:
1.02 | All kinds of soil | [53 empty] | 1.02 | All kinds of soil
1.03 | Pipes, cables etc. exceeding 80 mm dia. but not exceeding 300 mm dia |  | 8 | metre | 290.39 |  |  | Excess(+) | 1 | Full Conversion | INR | [40 empty] | #VALUE! | #VALUE! | #VALUE! | 1.03 | Pipes, cables etc. exceeding 80 mm dia. but not exceeding 300 mm dia | 8 | metre
1.04 | Surface dressing of the ground including removing vegetation and in- equalities not exceeding 15 cm deep and disposal of rubbish, lead up to 50 m and lift up to 1.5 m. | [53 empty] | 1.04 | Surface dressing of the ground including removing vegetation and in- equalities not exceeding 15 cm deep and disposal of rubbish, lead up to 50 m and lift up to 1.5 m.
1.05 | All kinds of soil |  | 20 | sqm | 28.16 |  |  | Excess(+) | 1 | Full Conversion | INR | [40 empty] | #VALUE! | #VALUE! | #VALUE! | 1.05 | All kinds of soil | 20 | sqm
2 | CEMENT CONCRETE (CAST IN SITU) | [53 empty] | 2 | CEMENT CONCRETE (CAST IN SITU)
2.01 | Providing and laying cement concrete in retaining walls, return walls, walls (any thickness) including attached pilasters, columns, piers, abutments, pillars, posts, struts, buttresses, string or lacing courses, parapets, coping, bed blocks, anchor blocks, plain window sills, fillets, sunken floor etc., up to floor five level, excluding the cost of centering, shuttering and finishing: | [53 empty] | 2.01 | Providing and laying cement concrete in retaining walls, return walls, walls (any thickness) including attached pilasters, columns, piers, abutments, pillars, posts, struts, buttresses, string or lacing courses, parapets, coping, bed blocks, anchor blocks, plain window sills, fillets, sunken floor etc., up to floor five level, excluding the cost of centering, shuttering and finishing:
2.02 | 1:2:4 (1 Cement : 2 coarse sand (zone-Ill) derived from natural sources : 4 graded stone aggregate 20 mm nominal size derived from natural sources) |  | 1.2 | cum | 8159.64 |  |  | Excess(+) | 1 | Full Conversion | INR | [40 empty] | #VALUE! | #VALUE! | #VALUE! | 2.02 | 1:2:4 (1 Cement : 2 coarse sand (zone-Ill) derived from natural sources : 4 graded stone aggregate 20 mm nominal size derived from natural sources) | 1.2 | cum
2.03 | Making plinth protection 50 mm thick of cement concrete 1:3:6 (1 cement : 3 coarse sand (zone-Ill) derived from natural sources : 6 graded stone aggregate 20 mm nominal size derived from natural sources) over 75 mm thick bed of dry brick ballast 40 mm nominal size, well rammed and consolidated and grouted with fine sand, including necessary excavation, levelling & dressing & finishing the top smooth. |  | 5 | sqm | 617.88 |  |  | Excess(+) | 1 | Full Conversion | INR | [40 empty] | #VALUE! | #VALUE! | #VALUE! | 2.03 | Making plinth protection 50 mm thick of cement concrete 1:3:6 (1 cement : 3 coarse sand (zone-Ill) derived from natural sources : 6 graded stone aggregate 20 mm nominal size derived from natural sources) over 75 mm thick bed of dry brick ballast 40 mm nominal size, well rammed and consolidated and grouted with fine sand, including necessary excavation, levelling & dressing & finishing the top smooth. | 5 | sqm
3 | REINFORCED CEMENT CONCRETE | [53 empty] | 3 | REINFORCED CEMENT CONCRETE
3.01 | Reinforced cement concrete work in beams, suspended floors, roofs having slope up to 15 degree landings, balconies, shelves, chajjas, lintels, bands, plain window sills, staircases and spiral stair cases above plinth level up to floor five level, excluding the cost of centering, shuttering, finishing and reinforcement with 1:1.5:3 (1 cement : 1.5 coarse sand (zone-III) derived from natural sources : 3 graded stone aggregate 20 mm nominal size derived from natural sources). |  | 0.2 | cum | 9487.51 |  |  | Excess(+) | 1 | Full Conversion | INR | [40 empty] | #VALUE! | #VALUE! | #VALUE! | 3.01 | Reinforced cement concrete work in beams, suspended floors, roofs having slope up to 15 degree landings, balconies, shelves, chajjas, lintels, bands, plain window sills, staircases and spiral stair cases above plinth level up to floor five level, excluding the cost of centering, shuttering, finishing and reinforcement with 1:1.5:3 (1 cement : 1.5 coarse sand (zone-III) derived from natural sources : 3 graded stone aggregate 20 mm nominal size derived from natural sources). | 0.2 | cum
3.02 | Centering and shuttering including strutting, propping etc. and removal of form for | [53 empty] | 3.02 | Centering and shuttering including strutting, propping etc. and removal of form for
3.03 | Shelves (Cast in situ) |  | 3 | sqm | 764.62 |  |  | Excess(+) | 1 | Full Conversion | INR | [40 empty] | #VALUE! | #VALUE! | #VALUE! | 3.03 | Shelves (Cast in situ) | 3 | sqm
3.04 | Lintels, beams, plinth beams, girders, bressumers and cantilevers |  | 4 | sqm | 607.24 |  |  | Excess(+) | 1 | Full Conversion | INR | [40 empty] | #VALUE! | #VALUE! | #VALUE! | 3.04 | Lintels, beams, plinth beams, girders, bressumers and cantilevers | 4 | sqm
3.05 | Steel reinforcement for R.C.C. work including straightening, cutting, bending, placing in position and binding all complete above plinth level. | [53 empty] | 3.05 | Steel reinforcement for R.C.C. work including straightening, cutting, bending, placing in position and binding all complete above plinth level.
3.06 | Thermo-Mechanically Treated bars of grade Fe-500D or more. |  | 15 | kg | 88.93 |  |  | Excess(+) | 1 | Full Conversion | INR | [40 empty] | #VALUE! | #VALUE! | #VALUE! | 3.06 | Thermo-Mechanically Treated bars of grade Fe-500D or more. | 15 | kg
4 | MASONRY WORK | [53 empty] | 4 | MASONRY WORK
4.01 | Brick work with common burnt clay F.P.S. (non modular) bricks of class designation 7.5 in foundation and plinth in: | [53 empty] | 4.01 | Brick work with common burnt clay F.P.S. (non modular) bricks of class designation 7.5 in foundation and plinth in:
4.02 | Cement mortar 1:6(1 cement :6 coarse sand) |  | 0.25 | cum | 5881.3 |  |  | Excess(+) | 1 | Full Conversion | INR | [40 empty] | #VALUE! | #VALUE! | #VALUE! | 4.02 | Cement mortar 1:6(1 cement :6 coarse sand) | 0.25 | cum
4.03 | Brick work with common burnt clay F.P.S. (non modular) bricks of class designation 7.5 in superstructure above plinth level up to floor V level in all shapes and sizes in : | [53 empty] | 4.03 | Brick work with common burnt clay F.P.S. (non modular) bricks of class designation 7.5 in superstructure above plinth level up to floor V level in all shapes and sizes in :
4.04 | Cement mortar 1:6(1 cement : 6 coarse sand) |  | 3.5 | cum | 7508.82 |  |  | Excess(+) | 1 | Full Conversion | INR | [40 empty] | #VALUE! | #VALUE! | #VALUE! | 4.04 | Cement mortar 1:6(1 cement : 6 coarse sand) | 3.5 | cum
4.05 | Half brick masonry with common burnt clay F.P.S. (non modular) bricks of class designation 7.5 in superstructure above plinth level up to floor V level. | [53 empty] | 4.05 | Half brick masonry with common burnt clay F.P.S. (non modular) bricks of class designation 7.5 in superstructure above plinth level up to floor V level.
4.06 | Cement mortar 1:4(1 cement :4 coarse sand) |  | 8 | sqm | 926.69 |  |  | Excess(+) | 1 | Full Conversion | INR | [40 empty] | #VALUE! | #VALUE! | #VALUE! | 4.06 | Cement mortar 1:4(1 cement :4 coarse sand) | 8 | sqm
4.07 | Brick edging 7cm wide 11.4 cm deep to plinth protection with common burnt clay F.P.S. (non modular) bricks of class designation 7.5 including grouting with cement mortar 1:4 (1 cement : 4 fine sand). |  | 2 | metre | 50.18 |  |  | Excess(+) | 1 | Full Conversion | INR | [40 empty] | #VALUE! | #VALUE! | #VALUE! | 4.07 | Brick edging 7cm wide 11.4 cm deep to plinth protection with common burnt clay F.P.S. (non modular) bricks of class designation 7.5 including grouting with cement mortar 1:4 (1 cement : 4 fine sand). | 2 | metre
5 | CLADDING WORK | [53 empty] | 5 | CLADDING WORK
5.01 | Providing and fixing 18 mm thick gang saw cut, mirror polished, premoulded and prepolished, machine cut for kitchen platforms, vanity counters, window sills, facias and similar locations of required size, approved shade, colour and texture laid over 20 mm thick base cement mortar 1:4 (1 cement : 4 coarse sand), joints treated with white cement, mixed with matching pigment, epoxy touch ups, including rubbing, curing, moulding and polishing of edges to give high gloss finish etc. complete at all levels. | [53 empty] | 5.01 | Providing and fixing 18 mm thick gang saw cut, mirror polished, premoulded and prepolished, machine cut for kitchen platforms, vanity counters, window sills, facias and similar locations of required size, approved shade, colour and texture laid over 20 mm thick base cement mortar 1:4 (1 cement : 4 coarse sand), joints treated with white cement, mixed with matching pigment, epoxy touch ups, including rubbing, curing, moulding and polishing of edges to give high gloss finish etc. complete at all levels.
5.02 | Granite stone slab of all colour and texture except black, Cherry/Ruby red | [53 empty] | 5.02 | Granite stone slab of all colour and texture except black, Cherry/Ruby red
5.03 | Area of slab over 0.50 sqm |  | 9 | sqm | 3173.66 |  |  | Excess(+) | 1 | Full Conversion | INR | [40 empty] | #VALUE! | #VALUE! | #VALUE! | 5.03 | Area of slab over 0.50 sqm | 9 | sqm
5.04 | Providing edge moulding to 18 mm thick marble stone counters, Vanities etc., including machine polishing to edge to give high gloss finish etc. complete as per design approved by Engineer-in-Charge. | [53 empty] | 5.04 | Providing edge moulding to 18 mm thick marble stone counters, Vanities etc., including machine polishing to edge to give high gloss finish etc. complete as per design approved by Engineer-in-Charge.
5.05 | Granite work |  | 14 | metre | 421.33 |  |  | Excess(+) | 1 | Full Conversion | INR | [40 empty] | #VALUE! | #VALUE! | #VALUE! | 5.05 | Granite work | 14 | metre
5.06 | Extra for providing opening of required size & shape for wash basin/ kitchen sink in kitchen platform, vanity counter and similar location in marble/ Granite/ stone work, including necessary holes for pillar taps etc. including moulding, rubbing and polishing of cut edges etc. complete. |  | 2 | each | 807.04 |  |  | Excess(+) | 1 | Full Conversion | INR | [40 empty] | #VALUE! | #VALUE! | #VALUE! | 5.06 | Extra for providing opening of required size & shape for wash basin/ kitchen sink in kitchen platform, vanity counter and similar location in marble/ Granite/ stone work, including necessary holes for pillar taps etc. including moulding, rubbing and polishing of cut edges etc. complete. | 2 | each
6 | WOOD AND P. V. C. WORK | [53 empty] | 6 | WOOD AND P. V. C. WORK
6.01 | Providing and fixing panelling or panelling and glazing in panelled or panelled and glazed shutters for doors, windows and clerestory windows (Area of opening for panel inserts excluding portion inside grooves or rebates to be measured). Panelling for panelled or panelled and glazed shutters 25 mm to 40 mm thick. | [53 empty] | 6.01 | Providing and fixing panelling or panelling and glazing in panelled or panelled and glazed shutters for doors, windows and clerestory windows (Area of opening for panel inserts excluding portion inside grooves or rebates to be measured). Panelling for panelled or panelled and glazed shutters 25 mm to 40 mm thick.
6.02 | Fly proof stainless steel grade 304 wire gauge with 0.5 mm dia. wire and 1.4 mm wide aperture with matching wood beading |  | 2 | sqm | 1484.66 |  |  | Excess(+) | 1 | Full Conversion | INR | [40 empty] | #VALUE! | #VALUE! | #VALUE! | 6.02 | Fly proof stainless steel grade 304 wire gauge with 0.5 mm dia. wire and 1.4 mm wide aperture with matching wood beading | 2 | sqm
6.03 | Extra for providing frosted glass panes 4 mm thick (weight not less than 10 kg per sqm) instead of ordinary float glass panes 4 mm thick (weight not less than 10 kg per sqm) in doors, windows and clerestory window shutters. (Area of opening for glass panes excluding portion inside rebate shall be measured). |  | 3 | sqm | 145.46 |  |  | Excess(+) | 1 | Full Conversion | INR | [40 empty] | #VALUE! | #VALUE! | #VALUE! | 6.03 | Extra for providing frosted glass panes 4 mm thick (weight not less than 10 kg per sqm) instead of ordinary float glass panes 4 mm thick (weight not less than 10 kg per sqm) in doors, windows and clerestory window shutters. (Area of opening for glass panes excluding portion inside rebate shall be measured). | 3 | sqm
6.04 | Providing and fixing ISI marked flush door shutters conforming to IS : 2202 (Part I) non-decorative type, core of block board construction with frame of 1st class hard wood and well matched commercial 3 ply veneering with vertical grains or cross bands and face veneers on both faces of shutters: | [53 empty] | 6.04 | Providing and fixing ISI marked flush door shutters conforming to IS : 2202 (Part I) non-decorative type, core of block board construction with frame of 1st class hard wood and well matched commercial 3 ply veneering with vertical grains or cross bands and face veneers on both faces of shutters:
6.05 | 35 mm thick including ISI marked Stainless Steel butt hinges with necessary screws |  | 4 | sqm | 1972.99 |  |  | Excess(+) | 1 | Full Conversion | INR | [40 empty] | #VALUE! | #VALUE! | #VALUE! | 6.05 | 35 mm thick including ISI marked Stainless Steel butt hinges with necessary screws | 4 | sqm
6.06 | Extra for providing lipping with 2nd class teak wood battens 25 mm minimum depth on all edges of flush door shutters (over all area of door shutter to be measured). |  | 4 | sqm | 381.26 |  |  | Excess(+) | 1 | Full Conversion | INR | [40 empty] | #VALUE! | #VALUE! | #VALUE! | 6.06 | Extra for providing lipping with 2nd class teak wood battens 25 mm minimum depth on all edges of flush door shutters (over all area of door shutter to be measured). | 4 | sqm
6.07 | Providing and fixing bright finished brass butt hinges with necessary screws etc. complete: | [53 empty] | 6.07 | Providing and fixing bright finished brass butt hinges with necessary screws etc. complete:
6.08 | 100x70x4 mm (ordinary type) |  | 8 | each | 122.25 |  |  | Excess(+) | 1 | Full Conversion | INR | [40 empty] | #VALUE! | #VALUE! | #VALUE! | 6.08 | 100x70x4 mm (ordinary type) | 8 | each
6.09 | Providing and fixing bright finished brass tower bolts (barrel type) with necessary screws etc. complete : | [53 empty] | 6.09 | Providing and fixing bright finished brass tower bolts (barrel type) with necessary screws etc. complete :
6.1 | 250x10 mm |  | 6 | each | 364.15 |  |  | Excess(+) | 1 | Full Conversion | INR | [40 empty] | #VALUE! | #VALUE! | #VALUE! | 6.1 | 250x10 mm | 6 | each
6.11 | 200x10 mm |  | 6 | each | 295.54 |  |  | Excess(+) | 1 | Full Conversion | INR | [40 empty] | #VALUE! | #VALUE! | #VALUE! | 6.11 | 200x10 mm | 6 | each
6.12 | Providing and fixing bright finished brass door latch with necessary screws etc. complete : | [53 empty] | 6.12 | Providing and fixing bright finished brass door latch with necessary screws etc. complete :
6.13 | 300x16x5 mm |  | 4 | each | 265.69 |  |  | Excess(+) | 1 | Full Conversion | INR | [40 empty] | #VALUE! | #VALUE! | #VALUE! | 6.13 | 300x16x5 mm | 4 | each
6.14 | Providing and fixing bright finished brass handles with screws etc. complete: | [53 empty] | 6.14 | Providing and fixing bright finished brass handles with screws etc. complete:
6.15 | 125 mm |  | 12 | each | 211.64 |  |  | Excess(+) | 1 | Full Conversion | INR | [40 empty] | #VALUE! | #VALUE! | #VALUE! | 6.15 | 125 mm | 12 | each
6.16 | Providing and fixing bright finished brass hanging type floor door stopper with necessary screws, etc. complete. |  | 2 | each | 100.31 |  |  | Excess(+) | 1 | Full Conversion | INR | [40 empty] | #VALUE! | #VALUE! | #VALUE! | 6.16 | Providing and fixing bright finished brass hanging type floor door stopper with necessary screws, etc. complete. | 2 | each
6.17 | Providing and fixing aluminium die cast body tubular type universal hydraulic door closer (having brand logo with ISI, IS : 3564, embossed on the body, door weight upto 35 kg and door width upto 700 mm), with necessary accessories and screws etc. complete. |  | 1 | each | 927.56 |  |  | Excess(+) | 1 | Full Conversion | INR | [40 empty] | #VALUE! | #VALUE! | #VALUE! | 6.17 | Providing and fixing aluminium die cast body tubular type universal hydraulic door closer (having brand logo with ISI, IS : 3564, embossed on the body, door weight upto 35 kg and door width upto 700 mm), with necessary accessories and screws etc. complete. | 1 | each
6.18 | Providing & Fixing decorative high pressure laminated sheet of plain / wood grain in gloss / matt/ suede finish with high density protective surface layer and reverse side of adhesive bonding quality conforming to IS : 2046 Type S, including cost of adhesive of approved quality. | [53 empty] | 6.18 | Providing & Fixing decorative high pressure laminated sheet of plain / wood grain in gloss / matt/ suede finish with high density protective surface layer and reverse side of adhesive bonding quality conforming to IS : 2046 Type S, including cost of adhesive of approved quality.
6.19 | 1.0 mm thick |  | 15 | sqm | 739.92 |  |  | Excess(+) | 1 | Full Conversion | INR | [40 empty] | #VALUE! | #VALUE! | #VALUE! | 6.19 | 1.0 mm thick | 15 | sqm
6.2 | Providing and fixing, in position concealed G.I. section for wall paneling using board of required thickness fixed on the 'W' profile (0.55 mm thick) having a knurled web of 51.55 mm and two flanges of 26 mm each with lips of 10.55 mm, placed @ 610 mm C/C in perimeter channel having one flange of 20 mm and another flange of 30 mm with thickness of 0.55 mm and web of length 27 mm. Perimeter channel is fixed on the floor and the ceiling with the nylon sleeves @ 610 mm C/C with fully threaded self-tapping dry wall screws. Board is fixed to the 'W' profile with 25 mm countersunk ribbed head screws @ 200 mm C/C., all complete as per the drawing & directions of engineer-in-charge, the joints of the boards are finished with specially formulated jointing compound and 48 mm wide jointing tape to provide seamless finish. | [53 empty] | 6.2 | Providing and fixing, in position concealed G.I. section for wall paneling using board of required thickness fixed on the 'W' profile (0.55 mm thick) having a knurled web of 51.55 mm and two flanges of 26 mm each with lips of 10.55 mm, placed @ 610 mm C/C in perimeter channel having one flange of 20 mm and another flange of 30 mm with thickness of 0.55 mm and web of length 27 mm. Perimeter channel is fixed on the floor and the ceiling with the nylon sleeves @ 610 mm C/C with fully threaded self-tapping dry wall screws. Board is fixed to the 'W' profile with 25 mm countersunk ribbed head screws @ 200 mm C/C., all complete as per the drawing & directions of engineer-in-charge, the joints of the boards are finished with specially formulated jointing compound and 48 mm wide jointing tape to provide seamless finish.
6.21 | Multipurpose cement board reinforced with suitable fibre cement screw. | [53 empty] | 6.21 | Multipurpose cement board reinforced with suitable fibre cement screw.
6.22 | 8 mm thick cement fibre board, Type- B, Category- III as per IS: 14862 : 2000 |  | 4 | sqm | 1190.28 |  |  | Excess(+) | 1 | Full Conversion | INR | [40 empty] | #VALUE! | #VALUE! | #VALUE! | 6.22 | 8 mm thick cement fibre board, Type- B, Category- III as per IS: 14862 : 2000 | 4 | sqm
6.23 | Providing and fixing stainless steel fancy handle of approved make fixed with SS screws etc. complete as per direction of Engineer-in-charge. | [53 empty] | 6.23 | Providing and fixing stainless steel fancy handle of approved make fixed with SS screws etc. complete as per direction of Engineer-in-charge.
6.24 | 200 mm |  | 4 | each | 153.91 |  |  | Excess(+) | 1 | Full Conversion | INR | [40 empty] | #VALUE! | #VALUE! | #VALUE! | 6.24 | 200 mm | 4 | each
7 | FLOORING | [53 empty] | 7 | FLOORING
7.01 | Providing and laying Vitrified tiles in floor in diferent sizes (thickness to be specified by the manufacturer) with water absorption less than 0.08% and conforming to IS:15622, of approved brand & manufacturer, in all colours and shade, laid on 20 mm thick cement mortar 1:4 (1 cement: 4 coarse sand) jointing with grey cement slurry @3.3 kg/sqm including grouting the joints with white cement and matching pigments etc. The tiles must be cut with the zero chipping diamond cutter only . Laying of tiles will be done with the notch trowel, plier, wedge, clips of required thickness, leveling system and rubber mallet for placing the tiles gently and easily. | [53 empty] | 7.01 | Providing and laying Vitrified tiles in floor in diferent sizes (thickness to be specified by the manufacturer) with water absorption less than 0.08% and conforming to IS:15622, of approved brand & manufacturer, in all colours and shade, laid on 20 mm thick cement mortar 1:4 (1 cement: 4 coarse sand) jointing with grey cement slurry @3.3 kg/sqm including grouting the joints with white cement and matching pigments etc. The tiles must be cut with the zero chipping diamond cutter only . Laying of tiles will be done with the notch trowel, plier, wedge, clips of required thickness, leveling system and rubber mallet for placing the tiles gently and easily.
7.02 | Double charge vitrified tile polished finish of size | [53 empty] | 7.02 | Double charge vitrified tile polished finish of size
7.03 | Size of Tile 600 x 600 mm |  | 13 | sqm | 1198.69 |  |  | Excess(+) | 1 | Full Conversion | INR | [40 empty] | #VALUE! | #VALUE! | #VALUE! | 7.03 | Size of Tile 600 x 600 mm | 13 | sqm
7.04 | Providing and laying Vitrified tiles in diferent sizes (thickness to be specified by the manufacturer), with water absorption less than 0.08% and conforming to IS: 15622, of approved brand & manufacturer, in all colours and shade, in skirting, riser of steps, laid with cement based high polymer modified quick set tile adhesive (water based) conforming to IS: 15477, in average 6 mm thickness, including grouting of joints (Payment for grouting of joints to be made separately). | [53 empty] | 7.04 | Providing and laying Vitrified tiles in diferent sizes (thickness to be specified by the manufacturer), with water absorption less than 0.08% and conforming to IS: 15622, of approved brand & manufacturer, in all colours and shade, in skirting, riser of steps, laid with cement based high polymer modified quick set tile adhesive (water based) conforming to IS: 15477, in average 6 mm thickness, including grouting of joints (Payment for grouting of joints to be made separately).
7.05 | Size of Tile 600x600 mm |  | 75 | sqm | 1561.72 |  |  | Excess(+) | 1 | Full Conversion | INR | [40 empty] | #VALUE! | #VALUE! | #VALUE! | 7.05 | Size of Tile 600x600 mm | 75 | sqm
7.06 | Grouting the joints of flooring tiles having joints of 3 mm width, using epoxy grout mix of 0.70 kg of organic coated filler of desired shade (0.10 kg of hardener and 0.20 kg of resin per kg), including filling / grouting and finishing complete as per direction of Engineer-in-charge. | [53 empty] | 7.06 | Grouting the joints of flooring tiles having joints of 3 mm width, using epoxy grout mix of 0.70 kg of organic coated filler of desired shade (0.10 kg of hardener and 0.20 kg of resin per kg), including filling / grouting and finishing complete as per direction of Engineer-in-charge.
7.07 | Size of Tile 600x600 mm |  | 75 | sqm | 254.84 |  |  | Excess(+) | 1 | Full Conversion | INR | [40 empty] | #VALUE! | #VALUE! | #VALUE! | 7.07 | Size of Tile 600x600 mm | 75 | sqm
8 | FINISHING | [53 empty] | 8 | FINISHING
8.01 | 12 mm cement plaster of mix: | [53 empty] | 8.01 | 12 mm cement plaster of mix:
8.02 | 1:6 (1 cement: 6 coarse sand) |  | 20 | sqm | 283.38 |  |  | Excess(+) | 1 | Full Conversion | INR | [40 empty] | #VALUE! | #VALUE! | #VALUE! | 8.02 | 1:6 (1 cement: 6 coarse sand) | 20 | sqm
8.03 | 15 mm cement plaster on rough side of single or half brick wall of mix: | [53 empty] | 8.03 | 15 mm cement plaster on rough side of single or half brick wall of mix:
8.04 | 1:6(1 cement: 6 coarse sand) |  | 35 | sqm | 326.01 |  |  | Excess(+) | 1 | Full Conversion | INR | [40 empty] | #VALUE! | #VALUE! | #VALUE! | 8.04 | 1:6(1 cement: 6 coarse sand) | 35 | sqm
8.05 | 15 mm cement plaster on rough side of single or half brick wall finished with a floating coat of neat cement of mix: | [53 empty] | 8.05 | 15 mm cement plaster on rough side of single or half brick wall finished with a floating coat of neat cement of mix:
8.06 | 1:4(1 cement: 4 fine sand) |  | 25 | sqm | 394.08 |  |  | Excess(+) | 1 | Full Conversion | INR | [40 empty] | #VALUE! | #VALUE! | #VALUE! | 8.06 | 1:4(1 cement: 4 fine sand) | 25 | sqm
8.07 | 6 mm cement plaster of mix: | [53 empty] | 8.07 | 6 mm cement plaster of mix:
8.08 | 1:3(1 cement :3 fine sand) |  | 6 | sqm | 247.75 |  |  | Excess(+) | 1 | Full Conversion | INR | [40 empty] | #VALUE! | #VALUE! | #VALUE! | 8.08 | 1:3(1 cement :3 fine sand) | 6 | sqm
8.09 | French spirit polishing : | [53 empty] | 8.09 | French spirit polishing :
8.1 | Two or more coats on new works including a coat of wood filler |  | 16 | sqm | 367.98 |  |  | Excess(+) | 1 | Full Conversion | INR | [40 empty] | #VALUE! | #VALUE! | #VALUE! | 8.1 | Two or more coats on new works including a coat of wood filler | 16 | sqm
8.11 | Providing and applying white cement based putty of average thickness 1 mm, of approved brand and manufacturer, over the plastered wall surface to prepare the surface even and smooth complete. |  | 150 | sqm | 128.68 |  |  | Excess(+) | 1 | Full Conversion | INR | [40 empty] | #VALUE! | #VALUE! | #VALUE! | 8.11 | Providing and applying white cement based putty of average thickness 1 mm, of approved brand and manufacturer, over the plastered wall surface to prepare the surface even and smooth complete. | 150 | sqm
8.12 | Wall painting with premium acrylic emulsion paint of interior grade, having VOC (Volatile Organic Compound ) content less than 50 grams/ litre of approved brand and manufacture, including applying additional coats wherever required to achieve even shade and colour. | [53 empty] | 8.12 | Wall painting with premium acrylic emulsion paint of interior grade, having VOC (Volatile Organic Compound ) content less than 50 grams/ litre of approved brand and manufacture, including applying additional coats wherever required to achieve even shade and colour.
8.13 | Two coats |  | 280 | sqm | 117.75 |  |  | Excess(+) | 1 | Full Conversion | INR | [40 empty] | #VALUE! | #VALUE! | #VALUE! | 8.13 | Two coats | 280 | sqm
8.14 | Removing dry or oil bound distemper, water proofing cement paint and the like by scrapping, sand papering and preparing the surface smooth including necessary repairs to scratches etc. complete. |  | 150 | sqm | 20.74 |  |  | Excess(+) | 1 | Full Conversion | INR | [40 empty] | #VALUE! | #VALUE! | #VALUE! | 8.14 | Removing dry or oil bound distemper, water proofing cement paint and the like by scrapping, sand papering and preparing the surface smooth including necessary repairs to scratches etc. complete. | 150 | sqm
8.15 | Finishing walls with Premium Acrylic Smooth exterior paint with Silicone additives of required shade | [53 empty] | 8.15 | Finishing walls with Premium Acrylic Smooth exterior paint with Silicone additives of required shade
8.16 | Old work (Two or more coats applied @ 1.43 V/ 10 sqm) over existing cement paint surface |  | 40 | sqm | 108.27 |  |  | Excess(+) | 1 | Full Conversion | INR | [40 empty] | #VALUE! | #VALUE! | #VALUE! | 8.16 | Old work (Two or more coats applied @ 1.43 V/ 10 sqm) over existing cement paint surface | 40 | sqm
8.17 | Old work (one or more coats applied @ 0.83 Itr/10 sqm). |  | 80 | sqm | 73.02 |  |  | Excess(+) | 1 | Full Conversion | INR | [40 empty] | #VALUE! | #VALUE! | #VALUE! | 8.17 | Old work (one or more coats applied @ 0.83 Itr/10 sqm). | 80 | sqm
9 | REPAIRS TO BUILDING | [53 empty] | 9 | REPAIRS TO BUILDING
9.01 | Cutting holes of required size in brick masonry wall for fixing of exhaust fan including providing and fixing 300 mm dia PVC pipe conforming BIS-12818 and making good the same etc. complete as per direction of Engineer-in- charge. |  | 4 | each | 237.57 |  |  | Excess(+) | 1 | Full Conversion | INR | [40 empty] | #VALUE! | #VALUE! | #VALUE! | 9.01 | Cutting holes of required size in brick masonry wall for fixing of exhaust fan including providing and fixing 300 mm dia PVC pipe conforming BIS-12818 and making good the same etc. complete as per direction of Engineer-in- charge. | 4 | each
9.02 | Hacking of CC flooring including cleaning for surface etc. complete as per direction of the Engineer-in-Charge. |  | 40 | sqm | 2.84 |  |  | Excess(+) | 1 | Full Conversion | INR | [40 empty] | #VALUE! | #VALUE! | #VALUE! | 9.02 | Hacking of CC flooring including cleaning for surface etc. complete as per direction of the Engineer-in-Charge. | 40 | sqm
9.03 | Dismantling 15 to 40 mm dia G.I. pipe including stacking of dismantled pipes (within 50 metres lead) as per direction of Engineer-in-Charge. (a) Internal Work- Exposed on wall |  | 55 | metre | 2.68 |  |  | Excess(+) | 1 | Full Conversion | INR | [40 empty] | #VALUE! | #VALUE! | #VALUE! | 9.03 | Dismantling 15 to 40 mm dia G.I. pipe including stacking of dismantled pipes (within 50 metres lead) as per direction of Engineer-in-Charge. (a) Internal Work- Exposed on wall | 55 | metre
9.04 | Taking out existing wooden door shutter, repair by cutting, painting etc. and refixing of repaired door shutters to existing door frames, including replacement of hinges with screws, etc. as required, all complete as per the direction of the Engineer-in-charge. |  | 8 | each | 353.84 |  |  | Excess(+) | 1 | Full Conversion | INR | [40 empty] | #VALUE! | #VALUE! | #VALUE! | 9.04 | Taking out existing wooden door shutter, repair by cutting, painting etc. and refixing of repaired door shutters to existing door frames, including replacement of hinges with screws, etc. as required, all complete as per the direction of the Engineer-in-charge. | 8 | each
10 | Dismantling and Demolishing | [53 empty] | 10 | Dismantling and Demolishing
10.01 | Demolishing cement concrete manually/ by mechanical means including disposal of material within 50 metres lead as per direction of Engineer - in - charge. | [53 empty] | 10.01 | Demolishing cement concrete manually/ by mechanical means including disposal of material within 50 metres lead as per direction of Engineer - in - charge.
10.02 | Nominal concrete 1:3:6 or richer mix (including equivalent design mix) |  | 3 | cum | 2007.3 |  |  | Excess(+) | 1 | Full Conversion | INR | [40 empty] | #VALUE! | #VALUE! | #VALUE! | 10.02 | Nominal concrete 1:3:6 or richer mix (including equivalent design mix) | 3 | cum
10.03 | Nominal concrete 1:4:8 or leaner mix (including equivalent design mix) |  | 4 | cum | 1239.88 |  |  | Excess(+) | 1 | Full Conversion | INR | [40 empty] | #VALUE! | #VALUE! | #VALUE! | 10.03 | Nominal concrete 1:4:8 or leaner mix (including equivalent design mix) | 4 | cum
10.04 | Demolishing R.C.C. work manually/ by mechanical means including stacking of steel bars and disposal of unserviceable material within 50 metres lead as per direction of Engineer - in- charge. |  | 0.5 | cum | 2928.38 |  |  | Excess(+) | 1 | Full Conversion | INR | [40 empty] | #VALUE! | #VALUE! | #VALUE! | 10.04 | Demolishing R.C.C. work manually/ by mechanical means including stacking of steel bars and disposal of unserviceable material within 50 metres lead as per direction of Engineer - in- charge. | 0.5 | cum
10.05 | Demolishing brick work manually/ by mechanical means including stacking of serviceable material and disposal of unserviceable material within 50 metres lead as per direction of Engineer-in-charge. | [53 empty] | 10.05 | Demolishing brick work manually/ by mechanical means including stacking of serviceable material and disposal of unserviceable material within 50 metres lead as per direction of Engineer-in-charge.
10.06 | In cement mortar |  | 4 | cum | 1698.85 |  |  | Excess(+) | 1 | Full Conversion | INR | [40 empty] | #VALUE! | #VALUE! | #VALUE! | 10.06 | In cement mortar | 4 | cum
10.07 | Dismantling doors, windows and clerestory windows (steel or wood) shutter including chowkhats, architrave, holdfasts etc. complete and stacking within 50 metres lead : | [53 empty] | 10.07 | Dismantling doors, windows and clerestory windows (steel or wood) shutter including chowkhats, architrave, holdfasts etc. complete and stacking within 50 metres lead :
10.08 | Of area 3 sq. metres and below |  | 6 | each | 302.8 |  |  | Excess(+) | 1 | Full Conversion | INR | [40 empty] | #VALUE! | #VALUE! | #VALUE! | 10.08 | Of area 3 sq. metres and below | 6 | each
10.09 | Of area beyond 3 sq. metres |  | 2 | each | 414.57 |  |  | Excess(+) | 1 | Full Conversion | INR | [40 empty] | #VALUE! | #VALUE! | #VALUE! | 10.09 | Of area beyond 3 sq. metres | 2 | each
10.1 | Dismantling tile work in floors and roofs laid in cement mortar including stacking material within 50 metres lead. | [53 empty] | 10.1 | Dismantling tile work in floors and roofs laid in cement mortar including stacking material within 50 metres lead.
10.11 | For thickness of tiles 10 mm to 25 mm |  | 50 | sqm | 60.53 |  |  | Excess(+) | 1 | Full Conversion | INR | [40 empty] | #VALUE! | #VALUE! | #VALUE! | 10.11 | For thickness of tiles 10 mm to 25 mm | 50 | sqm
10.12 | Dismantling C.I. or asbestos rain water pipe with fittings and clamps including stacking the material within 50 metres lead : | [53 empty] | 10.12 | Dismantling C.I. or asbestos rain water pipe with fittings and clamps including stacking the material within 50 metres lead :
10.13 | 100 mm dia pipe |  | 20 | metre | 64.32 |  |  | Excess(+) | 1 | Full Conversion | INR | [40 empty] | #VALUE! | #VALUE! | #VALUE! | 10.13 | 100 mm dia pipe | 20 | metre
10.14 | Dismantling G.I. pipes (external work) including excavation and refilling trenches after taking out the pipes, manually/ by mechanical means including stacking of pipes within 50 metres lead as per direction of Engineer-in-charge : | [53 empty] | 10.14 | Dismantling G.I. pipes (external work) including excavation and refilling trenches after taking out the pipes, manually/ by mechanical means including stacking of pipes within 50 metres lead as per direction of Engineer-in-charge :
10.15 | 15 mm to 40 mm nominal bore |  | 9 | metre | 123.53 |  |  | Excess(+) | 1 | Full Conversion | INR | [40 empty] | #VALUE! | #VALUE! | #VALUE! | 10.15 | 15 mm to 40 mm nominal bore | 9 | metre
10.16 | Dismantling of flushing cistern of all types (C.I./PVC/Vitrious China) including stacking of useful materials near the site and disposal of unserviceable materials within 50 metres lead. |  | 1 | each | 92.4 |  |  | Excess(+) | 1 | Full Conversion | INR | [40 empty] | #VALUE! | #VALUE! | #VALUE! | 10.16 | Dismantling of flushing cistern of all types (C.I./PVC/Vitrious China) including stacking of useful materials near the site and disposal of unserviceable materials within 50 metres lead. | 1 | each
11 | SANITARY INSTALLATIONS | [53 empty] | 11 | SANITARY INSTALLATIONS
11.01 | Providing and fixing CP Brass 32 mm size Bottle Trap of approved quality & make and as per the direction of Engineer-in-charge. |  | 2 | each | 853.3 |  |  | Excess(+) | 1 | Full Conversion | INR | [40 empty] | #VALUE! | #VALUE! | #VALUE! | 11.01 | Providing and fixing CP Brass 32 mm size Bottle Trap of approved quality & make and as per the direction of Engineer-in-charge. | 2 | each
11.02 | Providing and fixing CP Brass Single lever telephonic wall mixer of quality & make as approved by Engineer in charge. (a) 15 mm nominal dia |  | 2 | each | 5723.39 |  |  | Excess(+) | 1 | Full Conversion | INR | [40 empty] | #VALUE! | #VALUE! | #VALUE! | 11.02 | Providing and fixing CP Brass Single lever telephonic wall mixer of quality & make as approved by Engineer in charge. (a) 15 mm nominal dia | 2 | each
11.03 | Providing and fixing mirror of superior glass (of approved quality) and of required shape and size with plastic moulded frame of approved make and shade with 6 mm thick hard board backing : | [53 empty] | 11.03 | Providing and fixing mirror of superior glass (of approved quality) and of required shape and size with plastic moulded frame of approved make and shade with 6 mm thick hard board backing :
11.04 | Rectangular shape 453x357 mm |  | 2 | each | 1122.95 |  |  | Excess(+) | 1 | Full Conversion | INR | [40 empty] | #VALUE! | #VALUE! | #VALUE! | 11.04 | Rectangular shape 453x357 mm | 2 | each
11.05 | Providing and fixing soil, waste and vent pipes : | [53 empty] | 11.05 | Providing and fixing soil, waste and vent pipes :
11.06 | 100 mm dia | [53 empty] | 11.06 | 100 mm dia
11.07 | Centrifugally cast (spun) iron socket & spigot (S&S) pipe as per IS: 3989 |  | 35 | metre | 973.65 |  |  | Excess(+) | 1 | Full Conversion | INR | [40 empty] | #VALUE! | #VALUE! | #VALUE! | 11.07 | Centrifugally cast (spun) iron socket & spigot (S&S) pipe as per IS: 3989 | 35 | metre
11.08 | 75 mm diameter : | [53 empty] | 11.08 | 75 mm diameter :
11.09 | Centrifugally cast (spun) iron socketed pipe as per IS: 3989 |  | 4 | metre | 977.98 |  |  | Excess(+) | 1 | Full Conversion | INR | [40 empty] | #VALUE! | #VALUE! | #VALUE! | 11.09 | Centrifugally cast (spun) iron socketed pipe as per IS: 3989 | 4 | metre
11.1 | Providing and fixing M.S. holder-bat clamps of approved design to Sand Cast iron/cast iron (spun) pipe embedded in and including cement concrete blocks 10x10x10 cm of 1:2:4 mix (1 cement : 2 coarse sand : 4 graded stone aggregate 20 mm nominal size), including cost of cutting holes and making good the walls etc. : | [53 empty] | 11.1 | Providing and fixing M.S. holder-bat clamps of approved design to Sand Cast iron/cast iron (spun) pipe embedded in and including cement concrete blocks 10x10x10 cm of 1:2:4 mix (1 cement : 2 coarse sand : 4 graded stone aggregate 20 mm nominal size), including cost of cutting holes and making good the walls etc. :
11.11 | For 100 mm dia pipe |  | 12 | each | 299.21 |  |  | Excess(+) | 1 | Full Conversion | INR | [40 empty] | #VALUE! | #VALUE! | #VALUE! | 11.11 | For 100 mm dia pipe | 12 | each
11.12 | Providing and fixing bend of required degree with access door, insertion rubber washer 3 mm thick, bolts and nuts complete. | [53 empty] | 11.12 | Providing and fixing bend of required degree with access door, insertion rubber washer 3 mm thick, bolts and nuts complete.
11.13 | 100 mm dia | [53 empty] | 11.13 | 100 mm dia
11.14 | Sand cast iron S&S as per IS - 3989 |  | 6 | each | 581.51 |  |  | Excess(+) | 1 | Full Conversion | INR | [40 empty] | #VALUE! | #VALUE! | #VALUE! | 11.14 | Sand cast iron S&S as per IS - 3989 | 6 | each
11.15 | Providing and fixing plain bend of required degree. | [53 empty] | 11.15 | Providing and fixing plain bend of required degree.
11.16 | 100 mm dia | [53 empty] | 11.16 | 100 mm dia
11.17 | Sand cast iron S&S as per IS : 3989 |  | 4 | each | 470.07 |  |  | Excess(+) | 1 | Full Conversion | INR | [40 empty] | #VALUE! | #VALUE! | #VALUE! | 11.17 | Sand cast iron S&S as per IS : 3989 | 4 | each
11.18 | Providing and fixing single equal plain junction of required degree with access door, insertion rubber washer 3 mm thick, bolts and nuts complete. | [53 empty] | 11.18 | Providing and fixing single equal plain junction of required degree with access door, insertion rubber washer 3 mm thick, bolts and nuts complete.
11.19 | 100x100x100 mm | [53 empty] | 11.19 | 100x100x100 mm
11.2 | Sand cast iron S&S as per IS - 3989 |  | 6 | each | 763.34 |  |  | Excess(+) | 1 | Full Conversion | INR | [40 empty] | #VALUE! | #VALUE! | #VALUE! | 11.2 | Sand cast iron S&S as per IS - 3989 | 6 | each
11.21 | Providing and fixing terminal guard : | [53 empty] | 11.21 | Providing and fixing terminal guard :
11.22 | 100 mm | [53 empty] | 11.22 | 100 mm
11.23 | Sand cast iron S&S as per IS - 3989 |  | 6 | each | 417.25 |  |  | Excess(+) | 1 | Full Conversion | INR | [40 empty] | #VALUE! | #VALUE! | #VALUE! | 11.23 | Sand cast iron S&S as per IS - 3989 | 6 | each
11.24 | Providing and fixing collar : | [53 empty] | 11.24 | Providing and fixing collar :
11.25 | 100 mm | [53 empty] | 11.25 | 100 mm
11.26 | Sand cast iron S&S as per IS - 3989 |  | 12 | each | 423.15 |  |  | Excess(+) | 1 | Full Conversion | INR | [40 empty] | #VALUE! | #VALUE! | #VALUE! | 11.26 | Sand cast iron S&S as per IS - 3989 | 12 | each
11.27 | 75 mm | [53 empty] | 11.27 | 75 mm
11.28 | Sand cast iron S&S as per IS - 3989 |  | 6 | each | 298.55 |  |  | Excess(+) | 1 | Full Conversion | INR | [40 empty] | #VALUE! | #VALUE! | #VALUE! | 11.28 | Sand cast iron S&S as per IS - 3989 | 6 | each
11.29 | Providing lead caulked joints to sand cast iron/centrifugally cast (spun) iron pipes and fittings of diameter : | [53 empty] | 11.29 | Providing lead caulked joints to sand cast iron/centrifugally cast (spun) iron pipes and fittings of diameter :
11.3 | 100 mm |  | 30 | each | 513.32 |  |  | Excess(+) | 1 | Full Conversion | INR | [40 empty] | #VALUE! | #VALUE! | #VALUE! | 11.3 | 100 mm | 30 | each
11.31 | 75 mm |  | 6 | each | 433.95 |  |  | Excess(+) | 1 | Full Conversion | INR | [40 empty] | #VALUE! | #VALUE! | #VALUE! | 11.31 | 75 mm | 6 | each
11.32 | Providing and fixing trap of self cleansing design with screwed down or hinged grating with or without vent arm complete, including cost of cutting and making good the walls and floors : | [53 empty] | 11.32 | Providing and fixing trap of self cleansing design with screwed down or hinged grating with or without vent arm complete, including cost of cutting and making good the walls and floors :
11.33 | 100 mm inlet and 100 mm outlet | [53 empty] | 11.33 | 100 mm inlet and 100 mm outlet
11.34 | Sand cast iron S&S as per IS: 3989 |  | 6 | each | 1646.33 |  |  | Excess(+) | 1 | Full Conversion | INR | [40 empty] | #VALUE! | #VALUE! | #VALUE! | 11.34 | Sand cast iron S&S as per IS: 3989 | 6 | each
11.35 | 100 mm inlet and 75 mm outlet | [53 empty] | 11.35 | 100 mm inlet and 75 mm outlet
11.36 | Sand cast iron S&S as per IS - 3989 |  | 2 | each | 1628.72 |  |  | Excess(+) | 1 | Full Conversion | INR | [40 empty] | #VALUE! | #VALUE! | #VALUE! | 11.36 | Sand cast iron S&S as per IS - 3989 | 2 | each
11.37 | Providing and fixing floor mounted, white vitreous china single piece, double traps syphonic water closet of approved brand/make, shape, size and pattern including integrated white vitreous china cistern of capacity 10 litre with dual flushing system, including all fittings and fixtures with seat cover, cistern fittings, nuts, bolts and gasket etc including making connection with the existing P/S trap, complete in all respect as per directions of Engineer-in-Charge. |  | 2 | each | 15018.47 |  |  | Excess(+) | 1 | Full Conversion | INR | [40 empty] | #VALUE! | #VALUE! | #VALUE! | 11.37 | Providing and fixing floor mounted, white vitreous china single piece, double traps syphonic water closet of approved brand/make, shape, size and pattern including integrated white vitreous china cistern of capacity 10 litre with dual flushing system, including all fittings and fixtures with seat cover, cistern fittings, nuts, bolts and gasket etc including making connection with the existing P/S trap, complete in all respect as per directions of Engineer-in-Charge. | 2 | each
12 | WATER SUPPLY | [53 empty] | 12 | WATER SUPPLY
12.01 | Providing and fixing G.I. pipes complete with G.I. fittings and clamps, including cutting and making good the walls etc. Internal work - Exposed on wall | [53 empty] | 12.01 | Providing and fixing G.I. pipes complete with G.I. fittings and clamps, including cutting and making good the walls etc. Internal work - Exposed on wall
12.02 | 15 mm dia nominal bore |  | 4 | metre | 302.14 |  |  | Excess(+) | 1 | Full Conversion | INR | [40 empty] | #VALUE! | #VALUE! | #VALUE! | 12.02 | 15 mm dia nominal bore | 4 | metre
12.03 | 20 mm dia nominal bore |  | 12 | metre | 360.6 |  |  | Excess(+) | 1 | Full Conversion | INR | [40 empty] | #VALUE! | #VALUE! | #VALUE! | 12.03 | 20 mm dia nominal bore | 12 | metre
12.04 | 25 mm dia nominal bore |  | 6 | metre | 454.94 |  |  | Excess(+) | 1 | Full Conversion | INR | [40 empty] | #VALUE! | #VALUE! | #VALUE! | 12.04 | 25 mm dia nominal bore | 6 | metre
12.05 | 32 mm dia nominal bore |  | 15 | metre | 550.01 |  |  | Excess(+) | 1 | Full Conversion | INR | [40 empty] | #VALUE! | #VALUE! | #VALUE! | 12.05 | 32 mm dia nominal bore | 15 | metre
12.06 | 40 mm dia nominal bore |  | 5 | metre | 669.5 |  |  | Excess(+) | 1 | Full Conversion | INR | [40 empty] | #VALUE! | #VALUE! | #VALUE! | 12.06 | 40 mm dia nominal bore | 5 | metre
12.07 | Providing and fixing G.I. Pipes complete with G.I. fittings and clamps, including making good the walls etc. concealed pipe, including painting with anti corrosive bitumastic paint, cutting chases and making good the wall : | [53 empty] | 12.07 | Providing and fixing G.I. Pipes complete with G.I. fittings and clamps, including making good the walls etc. concealed pipe, including painting with anti corrosive bitumastic paint, cutting chases and making good the wall :
12.08 | 15 mm dia nominal bore |  | 16 | metre | 478.64 |  |  | Excess(+) | 1 | Full Conversion | INR | [40 empty] | #VALUE! | #VALUE! | #VALUE! | 12.08 | 15 mm dia nominal bore | 16 | metre
12.09 | 20 mm dia nominal bore |  | 20 | metre | 523.79 |  |  | Excess(+) | 1 | Full Conversion | INR | [40 empty] | #VALUE! | #VALUE! | #VALUE! | 12.09 | 20 mm dia nominal bore | 20 | metre
12.1 | Providing and fixing G.I. pipes complete with G.I. fittings including trenching and refilling etc. External work | [53 empty] | 12.1 | Providing and fixing G.I. pipes complete with G.I. fittings including trenching and refilling etc. External work
12.11 | 25 mm dia nominal bore |  | 2 | metre | 385.71 |  |  | Excess(+) | 1 | Full Conversion | INR | [40 empty] | #VALUE! | #VALUE! | #VALUE! | 12.11 | 25 mm dia nominal bore | 2 | metre
12.12 | 32 mm dia nominal bore |  | 5 | metre | 445.53 |  |  | Excess(+) | 1 | Full Conversion | INR | [40 empty] | #VALUE! | #VALUE! | #VALUE! | 12.12 | 32 mm dia nominal bore | 5 | metre
12.13 | Making connection of G.I. distribution branch with G.I. main of following sizes by providing and fixing tee, including cutting and threading the pipe etc. complete : | [53 empty] | 12.13 | Making connection of G.I. distribution branch with G.I. main of following sizes by providing and fixing tee, including cutting and threading the pipe etc. complete :
12.14 | 25 to 40 mm nominal bore |  | 1 | each | 751.96 |  |  | Excess(+) | 1 | Full Conversion | INR | [40 empty] | #VALUE! | #VALUE! | #VALUE! | 12.14 | 25 to 40 mm nominal bore | 1 | each
12.15 | Providing and fixing gun metal gate valve with C.I. wheel of approved quality (screwed end) : | [53 empty] | 12.15 | Providing and fixing gun metal gate valve with C.I. wheel of approved quality (screwed end) :
12.16 | 25 mm nominal bore |  | 2 | each | 513.23 |  |  | Excess(+) | 1 | Full Conversion | INR | [40 empty] | #VALUE! | #VALUE! | #VALUE! | 12.16 | 25 mm nominal bore | 2 | each
12.17 | 20 mm nominal bore |  | 2 | each | 445.25 |  |  | Excess(+) | 1 | Full Conversion | INR | [40 empty] | #VALUE! | #VALUE! | #VALUE! | 12.17 | 20 mm nominal bore | 2 | each
12.18 | 32 mm nominal bore. |  | 1 | each | 568.65 |  |  | Excess(+) | 1 | Full Conversion | INR | [40 empty] | #VALUE! | #VALUE! | #VALUE! | 12.18 | 32 mm nominal bore. | 1 | each
12.19 | Providing and fixing ball valve (brass) of approved quality, High or low pressure, with plastic floats complete : | [53 empty] | 12.19 | Providing and fixing ball valve (brass) of approved quality, High or low pressure, with plastic floats complete :
12.2 | 25 mm nominal bore |  | 2 | each | 382.66 |  |  | Excess(+) | 1 | Full Conversion | INR | [40 empty] | #VALUE! | #VALUE! | #VALUE! | 12.2 | 25 mm nominal bore | 2 | each
12.21 | Providing and fixing uplasticised PVC connection pipe with brass unions : | [53 empty] | 12.21 | Providing and fixing uplasticised PVC connection pipe with brass unions :
12.22 | 45 cm length | [53 empty] | 12.22 | 45 cm length
12.23 | 15 mm nominal bore |  | 6 | each | 80.61 |  |  | Excess(+) | 1 | Full Conversion | INR | [40 empty] | #VALUE! | #VALUE! | #VALUE! | 12.23 | 15 mm nominal bore | 6 | each
12.24 | Constructing masonry Chamber 30x30x50 cm inside, in brick work in cement mortar 1:4 (1 cement :4 coarse sand) for stop cock, with C. I. surface box 100x100 x75 mm (inside) with hinged cover fixed in reinforced cement concrete slab 1:1.5:3 mix (1 cement : 1.5 coarse sand : 3 graded stone aggregate 20 mm nominal size), including necessary excavation, foundation concrete 1:5:10 ( 1 cement : 5 fine sand : 10 graded stone aggregate 40 mm nominal size ) and inside plastering with cement mortar 1:3 (1 cement : 3 coarse sand) 12 mm thick, finished with a floating coat of neat cement complete as per standard design : | [53 empty] | 12.24 | Constructing masonry Chamber 30x30x50 cm inside, in brick work in cement mortar 1:4 (1 cement :4 coarse sand) for stop cock, with C. I. surface box 100x100 x75 mm (inside) with hinged cover fixed in reinforced cement concrete slab 1:1.5:3 mix (1 cement : 1.5 coarse sand : 3 graded stone aggregate 20 mm nominal size), including necessary excavation, foundation concrete 1:5:10 ( 1 cement : 5 fine sand : 10 graded stone aggregate 40 mm nominal size ) and inside plastering with cement mortar 1:3 (1 cement : 3 coarse sand) 12 mm thick, finished with a floating coat of neat cement complete as per standard design :
12.25 | With common burnt clay F.P.S.(non modular) bricks of class designation 7.5 |  | 2 | each | 1643.11 |  |  | Excess(+) | 1 | Full Conversion | INR | [40 empty] | #VALUE! | #VALUE! | #VALUE! | 12.25 | With common burnt clay F.P.S.(non modular) bricks of class designation 7.5 | 2 | each
12.26 | Providing and fixing G.I. Union in G.I. pipe including cutting and threading the pipe and making long screws etc. complete (New work) : | [53 empty] | 12.26 | Providing and fixing G.I. Union in G.I. pipe including cutting and threading the pipe and making long screws etc. complete (New work) :
12.27 | 15 mm nominal bore |  | 4 | each | 262.51 |  |  | Excess(+) | 1 | Full Conversion | INR | [40 empty] | #VALUE! | #VALUE! | #VALUE! | 12.27 | 15 mm nominal bore | 4 | each
12.28 | 20 mm nominal bore |  | 2 | each | 285.97 |  |  | Excess(+) | 1 | Full Conversion | INR | [40 empty] | #VALUE! | #VALUE! | #VALUE! | 12.28 | 20 mm nominal bore | 2 | each
12.29 | 25 mm nominal bore |  | 2 | each | 362.21 |  |  | Excess(+) | 1 | Full Conversion | INR | [40 empty] | #VALUE! | #VALUE! | #VALUE! | 12.29 | 25 mm nominal bore | 2 | each
12.3 | 32 mm nominal bore |  | 2 | each | 403.27 |  |  | Excess(+) | 1 | Full Conversion | INR | [40 empty] | #VALUE! | #VALUE! | #VALUE! | 12.3 | 32 mm nominal bore | 2 | each
12.31 | Providing and fixing C.P. Brass extension nipple (size 15 mm x 50 mm) of approved make and quality as per direction of Engineer-in-charge. |  | 10 | each | 61.68 |  |  | Excess(+) | 1 | Full Conversion | INR | [40 empty] | #VALUE! | #VALUE! | #VALUE! | 12.31 | Providing and fixing C.P. Brass extension nipple (size 15 mm x 50 mm) of approved make and quality as per direction of Engineer-in-charge. | 10 | each
12.32 | Providing and fixing PTMT grating of approved quality and colour. | [53 empty] | 12.32 | Providing and fixing PTMT grating of approved quality and colour.
12.33 | Circular type | [53 empty] | 12.33 | Circular type
12.34 | 125 mm nominal dia with 25 mm waste hole |  | 4 | each | 42.76 |  |  | Excess(+) | 1 | Full Conversion | INR | [40 empty] | #VALUE! | #VALUE! | #VALUE! | 12.34 | 125 mm nominal dia with 25 mm waste hole | 4 | each
12.35 | Cutting holes up to 30x30 cm in walls including making good the same: | [53 empty] | 12.35 | Cutting holes up to 30x30 cm in walls including making good the same:
12.36 | With common burnt clay F.P.S. (non modular) bricks |  | 4 | each | 343.7 |  |  | Excess(+) | 1 | Full Conversion | INR | [40 empty] | #VALUE! | #VALUE! | #VALUE! | 12.36 | With common burnt clay F.P.S. (non modular) bricks | 4 | each
12.37 | Making chases up to 7.5x7.5 cm in walls including making good and finishing with matching surface after housing G.I. pipe etc. |  | 10 | metre | 167.31 |  |  | Excess(+) | 1 | Full Conversion | INR | [40 empty] | #VALUE! | #VALUE! | #VALUE! | 12.37 | Making chases up to 7.5x7.5 cm in walls including making good and finishing with matching surface after housing G.I. pipe etc. | 10 | metre
13 | DRAINAGE | [53 empty] | 13 | DRAINAGE
13.01 | Providing, laying and jointing glazed stoneware pipes class SP-1 with stiff mixture of cement mortar in the proportion of 1:1 (1 cement : 1 fine sand) including testing of joints etc. complete : | [53 empty] | 13.01 | Providing, laying and jointing glazed stoneware pipes class SP-1 with stiff mixture of cement mortar in the proportion of 1:1 (1 cement : 1 fine sand) including testing of joints etc. complete :
13.02 | 150 mm diameter |  | 3 | metre | 573.76 |  |  | Excess(+) | 1 | Full Conversion | INR | [40 empty] | #VALUE! | #VALUE! | #VALUE! | 13.02 | 150 mm diameter | 3 | metre
13.03 | Providing and laying cement concrete 1:5:10 (1 cement : 5 coarse sand : 10 graded stone aggregate 40 mm nominal size) all-round S.W. pipes including bed concrete as per standard design : | [53 empty] | 13.03 | Providing and laying cement concrete 1:5:10 (1 cement : 5 coarse sand : 10 graded stone aggregate 40 mm nominal size) all-round S.W. pipes including bed concrete as per standard design :
13.04 | 150 mm diameter S.W. pipe |  | 3 | metre | 972.91 |  |  | Excess(+) | 1 | Full Conversion | INR | [40 empty] | #VALUE! | #VALUE! | #VALUE! | 13.04 | 150 mm diameter S.W. pipe | 3 | metre
13.05 | Providing and fixing square-mouth S.W. gully trap class SP-1 complete with C.I. grating brick masonry chamber with water tight C.I. cover with frame of 300 x 300 mm size (inside) the weight of cover to be not less than 4.50 kg and frame to be not less than 2.70 kg as per standard design: | [53 empty] | 13.05 | Providing and fixing square-mouth S.W. gully trap class SP-1 complete with C.I. grating brick masonry chamber with water tight C.I. cover with frame of 300 x 300 mm size (inside) the weight of cover to be not less than 4.50 kg and frame to be not less than 2.70 kg as per standard design:
13.06 | 150 x 100 mm size P type | [53 empty] | 13.06 | 150 x 100 mm size P type
13.07 | With common burnt clay F.P.S. (non modular) bricks of class designation 7.5 |  | 2 | each | 2254.64 |  |  | Excess(+) | 1 | Full Conversion | INR | [40 empty] | #VALUE! | #VALUE! | #VALUE! | 13.07 | With common burnt clay F.P.S. (non modular) bricks of class designation 7.5 | 2 | each
13.08 | Dismantling of old S.W. pipes including breaking of joints and bed concrete stacking of useful materials near the site within 50 m lead and disposal of unserviceable materials into municipal dumps : | [53 empty] | 13.08 | Dismantling of old S.W. pipes including breaking of joints and bed concrete stacking of useful materials near the site within 50 m lead and disposal of unserviceable materials into municipal dumps :
13.09 | 100 mm diameter |  | 3 | metre | 73.39 |  |  | Excess(+) | 1 | Full Conversion | INR | [40 empty] | #VALUE! | #VALUE! | #VALUE! | 13.09 | 100 mm diameter | 3 | metre
13.1 | Making connection of drain or sewer line with existing manhole including breaking into and making good the walls, floors with cement concrete 1:2:4 mix (1 cement : 2 coarse sand : 4 graded stone aggregate 20 mm nominal size) cement plastered on both sides with cement mortar 1:3 (1 cement : 3 coarse sand), finished with a floating coat of neat cement and making necessary channels for the drain etc. complete : | [53 empty] | 13.1 | Making connection of drain or sewer line with existing manhole including breaking into and making good the walls, floors with cement concrete 1:2:4 mix (1 cement : 2 coarse sand : 4 graded stone aggregate 20 mm nominal size) cement plastered on both sides with cement mortar 1:3 (1 cement : 3 coarse sand), finished with a floating coat of neat cement and making necessary channels for the drain etc. complete :
13.11 | For pipes 100 to 250 mm diameter |  | 2 | each | 668.3 |  |  | Excess(+) | 1 | Full Conversion | INR | [40 empty] | #VALUE! | #VALUE! | #VALUE! | 13.11 | For pipes 100 to 250 mm diameter | 2 | each
14 | ALUMINIUM WORK | [53 empty] | 14 | ALUMINIUM WORK
14.01 | Providing and fixing aluminium work for doors, windows, ventilators and partitions with extruded built up standard tubular sections/ appropriate Z sections and other sections of approved make conforming to IS: 733 and IS: 1285, fixing with dash fasteners of required dia and size, including necessary filling up the gaps at junctions, i.e. at top, bottom and sides with required EPDM rubber/ neoprene gasket etc. Aluminium sections shall be smooth, rust free, straight, mitred and jointed mechanically wherever required including cleat angle, Aluminium snap beading for glazing / panelling, C.P. brass / stainless steel screws, all complete as per architectural drawings and the directions of Engineer-in-charge. (Glazing, paneling and dash fasteners to be paid for separately) : | [53 empty] | 14.01 | Providing and fixing aluminium work for doors, windows, ventilators and partitions with extruded built up standard tubular sections/ appropriate Z sections and other sections of approved make conforming to IS: 733 and IS: 1285, fixing with dash fasteners of required dia and size, including necessary filling up the gaps at junctions, i.e. at top, bottom and sides with required EPDM rubber/ neoprene gasket etc. Aluminium sections shall be smooth, rust free, straight, mitred and jointed mechanically wherever required including cleat angle, Aluminium snap beading for glazing / panelling, C.P. brass / stainless steel screws, all complete as per architectural drawings and the directions of Engineer-in-charge. (Glazing, paneling and dash fasteners to be paid for separately) :
14.02 | For fixed portion | [53 empty] | 14.02 | For fixed portion
14.03 | Powder coated aluminium (minimum thickness of powder coating 50 micron) |  | 10 | kg | 437.78 |  |  | Excess(+) | 1 | Full Conversion | INR | [40 empty] | #VALUE! | #VALUE! | #VALUE! | 14.03 | Powder coated aluminium (minimum thickness of powder coating 50 micron) | 10 | kg
14.04 | For shutters of doors, windows & ventilators including providing and fixing hinges/ pivots and making provision for fixing of fittings wherever required including the cost of EPDM rubber / neoprene gasket required (Fittings shall be paid for separately) | [53 empty] | 14.04 | For shutters of doors, windows & ventilators including providing and fixing hinges/ pivots and making provision for fixing of fittings wherever required including the cost of EPDM rubber / neoprene gasket required (Fittings shall be paid for separately)
14.05 | Powder coated aluminium (minimum thickness of powder coating 50 micron) |  | 15 | kg | 523.17 |  |  | Excess(+) | 1 | Full Conversion | INR | [40 empty] | #VALUE! | #VALUE! | #VALUE! | 14.05 | Powder coated aluminium (minimum thickness of powder coating 50 micron) | 15 | kg
14.06 | Providing and fixing glazing in aluminium door, window, ventilator shutters and partitions etc. with EPDM rubber / neoprene gasket etc. complete as per the architectural drawings and the directions of engineer-in-charge . (Cost of aluminium snap beading shall be paid in basic item): | [53 empty] | 14.06 | Providing and fixing glazing in aluminium door, window, ventilator shutters and partitions etc. with EPDM rubber / neoprene gasket etc. complete as per the architectural drawings and the directions of engineer-in-charge . (Cost of aluminium snap beading shall be paid in basic item):
14.07 | With float glass panes of 5 mm thickness (weight not less than 12.50 kg/sqm) |  | 5 | sqm | 1241.24 |  |  | Excess(+) | 1 | Full Conversion | INR | [40 empty] | #VALUE! | #VALUE! | #VALUE! | 14.07 | With float glass panes of 5 mm thickness (weight not less than 12.50 kg/sqm) | 5 | sqm
15 | WATER PROOFING | [53 empty] | 15 | WATER PROOFING
15.01 | Providing and laying water proofing treatment in sunken portion of WCs, bathroom etc., by applying cement slurry mixed with water proofing cement compound consisting of applying : (a) First layer of slurry of cement @ 0.488 kg/sqm mixed with water proofing cement compound @ 0.253 kg/ sqm. This layer will be allowed to air cure for 4 hours. (b) Second layer of slurry of cement @ 0.242 kg/sqm mixed with water proofing cement compound @ 0.126 kg/sqm. This layer will be allowed to air cure for 4 hours followed with water curing for 48 hours. The rate includes preparation of surface, treatment and sealing of all joints, corners, junctions of pipes and masonry with polymer mixed slurry. |  | 20 | sqm | 508.82 |  |  | Excess(+) | 1 | Full Conversion | INR | [40 empty] | #VALUE! | #VALUE! | #VALUE! | 15.01 | Providing and laying water proofing treatment in sunken portion of WCs, bathroom etc., by applying cement slurry mixed with water proofing cement compound consisting of applying : (a) First layer of slurry of cement @ 0.488 kg/sqm mixed with water proofing cement compound @ 0.253 kg/ sqm. This layer will be allowed to air cure for 4 hours. (b) Second layer of slurry of cement @ 0.242 kg/sqm mixed with water proofing cement compound @ 0.126 kg/sqm. This layer will be allowed to air cure for 4 hours followed with water curing for 48 hours. The rate includes preparation of surface, treatment and sealing of all joints, corners, junctions of pipes and masonry with polymer mixed slurry. | 20 | sqm
15.02 | Grading roof for water proofing treatment with | [53 empty] | 15.02 | Grading roof for water proofing treatment with
15.03 | Cement concrete 1:2:4 (1 cement : 2 coarse sand : 4 graded stone aggregate 20 mm nominal size) |  | 0.5 | cum | 6631.73 |  |  | Excess(+) | 1 | Full Conversion | INR | [40 empty] | #VALUE! | #VALUE! | #VALUE! | 15.03 | Cement concrete 1:2:4 (1 cement : 2 coarse sand : 4 graded stone aggregate 20 mm nominal size) | 0.5 | cum
16 | MINOR CIVIL MAINTENANCE ITEM | [53 empty] | 16 | MINOR CIVIL MAINTENANCE ITEM
16.01 | Providing and laying cement concrete of specified grade i/c the cost of centring and shuttering, All work upto plinth level. (1 cement :5 coarse sand : 10 graded brick aggregate 40 mm nominal size). |  | 2.5 | cUM | 4957.16 |  |  | Excess(+) | 1 | Full Conversion | INR | [40 empty] | #VALUE! | #VALUE! | #VALUE! | 16.01 | Providing and laying cement concrete of specified grade i/c the cost of centring and shuttering, All work upto plinth level. (1 cement :5 coarse sand : 10 graded brick aggregate 40 mm nominal size). | 2.5 | cUM
16.02 | Providing and fixing aluminium door sea 3 feet long with screws etc. |  | 2 | Each | 170.94 |  |  | Excess(+) | 1 | Full Conversion | INR | [40 empty] | #VALUE! | #VALUE! | #VALUE! | 16.02 | Providing and fixing aluminium door sea 3 feet long with screws etc. | 2 | Each
16.03 | Providing and fixing white vitreous china oval type wash basin of size 550 x 480 Cera make Cat no 2030125. |  | 2 | Each | 2702.23 |  |  | Excess(+) | 1 | Full Conversion | INR | [40 empty] | #VALUE! | #VALUE! | #VALUE! | 16.03 | Providing and fixing white vitreous china oval type wash basin of size 550 x 480 Cera make Cat no 2030125. | 2 | Each
16.04 | Providing and fixing C.P coat pin hanger of approved make with necessary srews gully etc. cera make cat no 5015108 |  | 4 | Each | 290.26 |  |  | Excess(+) | 1 | Full Conversion | INR | [40 empty] | #VALUE! | #VALUE! | #VALUE! | 16.04 | Providing and fixing C.P coat pin hanger of approved make with necessary srews gully etc. cera make cat no 5015108 | 4 | Each
16.05 | Providing and fixing C.P brass pipe 32 mm for bottle trap. |  | 2 | Each | 175.84 |  |  | Excess(+) | 1 | Full Conversion | INR | [40 empty] | #VALUE! | #VALUE! | #VALUE! | 16.05 | Providing and fixing C.P brass pipe 32 mm for bottle trap. | 2 | Each
16.06 | P/F C.P Brass flange for angle valve, bib cock etc. ( Heavy type ) |  | 12 | Each | 27.58 |  |  | Excess(+) | 1 | Full Conversion | INR | [40 empty] | #VALUE! | #VALUE! | #VALUE! | 16.06 | P/F C.P Brass flange for angle valve, bib cock etc. ( Heavy type ) | 12 | Each
16.07 | Providing and fixing SS end cap for 25 mm dia curtain rod pipe as per approved make. |  | 8 | Each | 70.46 |  |  | Excess(+) | 1 | Full Conversion | INR | [40 empty] | #VALUE! | #VALUE! | #VALUE! | 16.07 | Providing and fixing SS end cap for 25 mm dia curtain rod pipe as per approved make. | 8 | Each
16.08 | Providing and fixing SS bracket heavy type with rawal plug and S.S screws etc complete. |  | 8 | Each | 57.72 |  |  | Excess(+) | 1 | Full Conversion | INR | [40 empty] | #VALUE! | #VALUE! | #VALUE! | 16.08 | Providing and fixing SS bracket heavy type with rawal plug and S.S screws etc complete. | 8 | Each
16.09 | Providing and fixing 25 mm dia SS curtain pipe 202 grade heavy type . |  | 8 | Per meter | 181.41 |  |  | Excess(+) | 1 | Full Conversion | INR | [40 empty] | #VALUE! | #VALUE! | #VALUE! | 16.09 | Providing and fixing 25 mm dia SS curtain pipe 202 grade heavy type . | 8 | Per meter
16.1 | Providing and fixing c.p. hand spray ( health faucet ) with push button control and fleexible hose connection with c.p. hook complete in all respects. ( Cera make ) Cat No 8030105 AB. |  | 2 | Each | 761.11 |  |  | Excess(+) | 1 | Full Conversion | INR | [40 empty] | #VALUE! | #VALUE! | #VALUE! | 16.1 | Providing and fixing c.p. hand spray ( health faucet ) with push button control and fleexible hose connection with c.p. hook complete in all respects. ( Cera make ) Cat No 8030105 AB. | 2 | Each
16.11 | Providing and fixing anti cocroach grating 125 mm dia approved equivalent make. |  | 4 | Each | 259.27 |  |  | Excess(+) | 1 | Full Conversion | INR | [40 empty] | #VALUE! | #VALUE! | #VALUE! | 16.11 | Providing and fixing anti cocroach grating 125 mm dia approved equivalent make. | 4 | Each
16.12 | "Providing and fixing c.p. brass angle valve of (Jaguar make) code no 053 KN 15 mm nominal bor. |  | 10 | Each | 728.13 |  |  | Excess(+) | 1 | Full Conversion | INR | [40 empty] | #VALUE! | #VALUE! | #VALUE! | 16.12 | "Providing and fixing c.p. brass angle valve of (Jaguar make) code no 053 KN 15 mm nominal bor. | 10 | Each
16.13 | "Providing and fixing c.p. brass Towel Ring with round flange of (Jaguar make) code no. CAN-1121BN |  | 2 | Each | 837.8 |  |  | Excess(+) | 1 | Full Conversion | INR | [40 empty] | #VALUE! | #VALUE! | #VALUE! | 16.13 | "Providing and fixing c.p. brass Towel Ring with round flange of (Jaguar make) code no. CAN-1121BN | 2 | Each
16.14 | Providing and fixing C.P.waste 32 mm dia for wash basin/Sink. |  | 2 | Each | 203.83 |  |  | Excess(+) | 1 | Full Conversion | INR | [40 empty] | #VALUE! | #VALUE! | #VALUE! | 16.14 | Providing and fixing C.P.waste 32 mm dia for wash basin/Sink. | 2 | Each
16.15 | Providing and fixing c.p. brass double coat hook of (Jaguar make) code no. 1161N . |  | 2 | Each | 661.95 |  |  | Excess(+) | 1 | Full Conversion | INR | [40 empty] | #VALUE! | #VALUE! | #VALUE! | 16.15 | Providing and fixing c.p. brass double coat hook of (Jaguar make) code no. 1161N . | 2 | Each
16.16 | Providing and fixing C.P.. brass central hole basin mixer without popup waste system with 450 mm long copper pipes & nuts etc. of (Jaguar make) code no. 167 KNB |  | 2 | Each | 2725.08 |  |  | Excess(+) | 1 | Full Conversion | INR | [40 empty] | #VALUE! | #VALUE! | #VALUE! | 16.16 | Providing and fixing C.P.. brass central hole basin mixer without popup waste system with 450 mm long copper pipes & nuts etc. of (Jaguar make) code no. 167 KNB | 2 | Each
16.17 | Providing and fixing c.p. brass Towel Rack 600 mm Long Without lower Hangers but with 3 hooks of (Jaguar make) code no. CAN- 1181 FNN. |  | 2 | Each | 3254.72 |  |  | Excess(+) | 1 | Full Conversion | INR | [40 empty] | #VALUE! | #VALUE! | #VALUE! | 16.17 | Providing and fixing c.p. brass Towel Rack 600 mm Long Without lower Hangers but with 3 hooks of (Jaguar make) code no. CAN- 1181 FNN. | 2 | Each
16.18 | "Providing and fixing C.P. brass over head shower 120 mm round shape single flow ( ABS body chrome plated with Grey face plate ) with Rubit cleaning System with arm fancy type (Jaguar make ) (a) 120 mm dia code no.OHS-1789, SHA- 483. |  | 2 | Each | 4512.37 |  |  | Excess(+) | 1 | Full Conversion | INR | [40 empty] | #VALUE! | #VALUE! | #VALUE! | 16.18 | "Providing and fixing C.P. brass over head shower 120 mm round shape single flow ( ABS body chrome plated with Grey face plate ) with Rubit cleaning System with arm fancy type (Jaguar make ) (a) 120 mm dia code no.OHS-1789, SHA- 483. | 2 | Each
16.19 | Providing and fixing c.p. brass soap dish of ( Jaguar make ) code no 1531. |  | 2 | Each | 1059.12 |  |  | Excess(+) | 1 | Full Conversion | INR | [40 empty] | #VALUE! | #VALUE! | #VALUE! | 16.19 | Providing and fixing c.p. brass soap dish of ( Jaguar make ) code no 1531. | 2 | Each
16.2 | Providing and fixing c.p. brass Tumbler Holder of Jaguar make code no.1141N. |  | 2 | Each | 1070.17 |  |  | Excess(+) | 1 | Full Conversion | INR | [40 empty] | #VALUE! | #VALUE! | #VALUE! | 16.2 | Providing and fixing c.p. brass Tumbler Holder of Jaguar make code no.1141N. | 2 | Each
16.21 | Providing and fixing c.p. brass corner glass shelf with bracket of ( Jaguar make ) code no.ACN1173. |  | 2 | Each | 1114.29 |  |  | Excess(+) | 1 | Full Conversion | INR | [40 empty] | #VALUE! | #VALUE! | #VALUE! | 16.21 | Providing and fixing c.p. brass corner glass shelf with bracket of ( Jaguar make ) code no.ACN1173. | 2 | Each
16.22 | Providing and laying vitrified floor tiles in different sizes 12 mm thickness ( DURATECH As per approved sample )with water absorption less than 0.08% and conforming to IS: 15622, of approved make, in all colors and shades, laid on 20mm thick cement mortar 1:4 (1 cement : 4 coarse sand), jointing with grey cement slurry @ 3.3 kg/ sqm including grouting the joints with white cement and matching pigments etc., complete. Size of Tile 600x600 mm. |  | 25 | Sqm | 1263.3 |  |  | Excess(+) | 1 | Full Conversion | INR | [40 empty] | #VALUE! | #VALUE! | #VALUE! | 16.22 | Providing and laying vitrified floor tiles in different sizes 12 mm thickness ( DURATECH As per approved sample )with water absorption less than 0.08% and conforming to IS: 15622, of approved make, in all colors and shades, laid on 20mm thick cement mortar 1:4 (1 cement : 4 coarse sand), jointing with grey cement slurry @ 3.3 kg/ sqm including grouting the joints with white cement and matching pigments etc., complete. Size of Tile 600x600 mm. | 25 | Sqm
16.23 | Extra for vitrified tiles 600*600 mm work for wall lining on Full height walls from Floor level level to ceiling height. |  | 70 | Sqm | 103.08 |  |  | Excess(+) | 1 | Full Conversion | INR | [40 empty] | #VALUE! | #VALUE! | #VALUE! | 16.23 | Extra for vitrified tiles 600*600 mm work for wall lining on Full height walls from Floor level level to ceiling height. | 70 | Sqm
16.24 | Providing and fixing Aluminium luxury Casement Ventilator, As per approved Design AL 01 APC46 Casement Louvers + Mess of size 1345wx 445h (6.44 Sqft ) G1 5 mm frosted glass and G2 Aluminium Louvers window O/F 42 mm etc complete. |  | 4 | Each | 9722.93 |  |  | Excess(+) | 1 | Full Conversion | INR | [40 empty] | #VALUE! | #VALUE! | #VALUE! | 16.24 | Providing and fixing Aluminium luxury Casement Ventilator, As per approved Design AL 01 APC46 Casement Louvers + Mess of size 1345wx 445h (6.44 Sqft ) G1 5 mm frosted glass and G2 Aluminium Louvers window O/F 42 mm etc complete. | 4 | Each
16.25 | Covering of vitrified tiles floor with PVC sheet and plaster of paris putty i/c removing and cleaning of floor after work completion |  | 65 | Sqm | 79.13 |  |  | Excess(+) | 1 | Full Conversion | INR | [40 empty] | #VALUE! | #VALUE! | #VALUE! | 16.25 | Covering of vitrified tiles floor with PVC sheet and plaster of paris putty i/c removing and cleaning of floor after work completion | 65 | Sqm
Total in Figures | [51 empty] | #VALUE! | #VALUE! | #VALUE!
Quoted Rate in Figures |  |  |  | Select | [47 empty] | 0 | 0 | #VALUE!
Quoted Rate in Words |  | #VALUE!
Note on K16: gepadmin: 1. If you choose "Full Conversion" then Column BA (AMOUNT) and Column BB (TAXES) BOTH values will be convert based on selected Currency in (Column L). 2. If you choose "Partial Conversion" then Column BA (AMOUNT) only will be converted based on selected currency (Column L) and Column BB (TAXES) value (INR) will be added to the converted values.
Note on K18: gepadmin: 1. If you choose "Full Conversion" then Column BA (AMOUNT) and Column BB (TAXES) BOTH values will be convert based on selected Currency in (Column L). 2. If you choose "Partial Conversion" then Column BA (AMOUNT) only will be converted based on selected currency (Column L) and Column BB (TAXES) value (INR) will be added to the converted values.
Note on K21: gepadmin: 1. If you choose "Full Conversion" then Column BA (AMOUNT) and Column BB (TAXES) BOTH values will be convert based on selected Currency in (Column L). 2. If you choose "Partial Conversion" then Column BA (AMOUNT) only will be converted based on selected currency (Column L) and Column BB (TAXES) value (INR) will be added to the converted values.
Note on K22: gepadmin: 1. If you choose "Full Conversion" then Column BA (AMOUNT) and Column BB (TAXES) BOTH values will be convert based on selected Currency in (Column L). 2. If you choose "Partial Conversion" then Column BA (AMOUNT) only will be converted based on selected currency (Column L) and Column BB (TAXES) value (INR) will be added to the converted values.
Note on K24: gepadmin: 1. If you choose "Full Conversion" then Column BA (AMOUNT) and Column BB (TAXES) BOTH values will be convert based on selected Currency in (Column L). 2. If you choose "Partial Conversion" then Column BA (AMOUNT) only will be converted based on selected currency (Column L) and Column BB (TAXES) value (INR) will be added to the converted values.
Note on K26: gepadmin: 1. If you choose "Full Conversion" then Column BA (AMOUNT) and Column BB (TAXES) BOTH values will be convert based on selected Currency in (Column L). 2. If you choose "Partial Conversion" then Column BA (AMOUNT) only will be converted based on selected currency (Column L) and Column BB (TAXES) value (INR) will be added to the converted values.
Note on K27: gepadmin: 1. If you choose "Full Conversion" then Column BA (AMOUNT) and Column BB (TAXES) BOTH values will be convert based on selected Currency in (Column L). 2. If you choose "Partial Conversion" then Column BA (AMOUNT) only will be converted based on selected currency (Column L) and Column BB (TAXES) value (INR) will be added to the converted values.
Note on K29: gepadmin: 1. If you choose "Full Conversion" then Column BA (AMOUNT) and Column BB (TAXES) BOTH values will be convert based on selected Currency in (Column L). 2. If you choose "Partial Conversion" then Column BA (AMOUNT) only will be converted based on selected currency (Column L) and Column BB (TAXES) value (INR) will be added to the converted values.
Note on K32: gepadmin: 1. If you choose "Full Conversion" then Column BA (AMOUNT) and Column BB (TAXES) BOTH values will be convert based on selected Currency in (Column L). 2. If you choose "Partial Conversion" then Column BA (AMOUNT) only will be converted based on selected currency (Column L) and Column BB (TAXES) value (INR) will be added to the converted values.
Note on K34: gepadmin: 1. If you choose "Full Conversion" then Column BA (AMOUNT) and Column BB (TAXES) BOTH values will be convert based on selected Currency in (Column L). 2. If you choose "Partial Conversion" then Column BA (AMOUNT) only will be converted based on selected currency (Column L) and Column BB (TAXES) value (INR) will be added to the converted values.
Note on K36: gepadmin: 1. If you choose "Full Conversion" then Column BA (AMOUNT) and Column BB (TAXES) BOTH values will be convert based on selected Currency in (Column L). 2. If you choose "Partial Conversion" then Column BA (AMOUNT) only will be converted based on selected currency (Column L) and Column BB (TAXES) value (INR) will be added to the converted values.
Note on K37: gepadmin: 1. If you choose "Full Conversion" then Column BA (AMOUNT) and Column BB (TAXES) BOTH values will be convert based on selected Currency in (Column L). 2. If you choose "Partial Conversion" then Column BA (AMOUNT) only will be converted based on selected currency (Column L) and Column BB (TAXES) value (INR) will be added to the converted values.
Note on K41: gepadmin: 1. If you choose "Full Conversion" then Column BA (AMOUNT) and Column BB (TAXES) BOTH values will be convert based on selected Currency in (Column L). 2. If you choose "Partial Conversion" then Column BA (AMOUNT) only will be converted based on selected currency (Column L) and Column BB (TAXES) value (INR) will be added to the converted values.
Note on K43: gepadmin: 1. If you choose "Full Conversion" then Column BA (AMOUNT) and Column BB (TAXES) BOTH values will be convert based on selected Currency in (Column L). 2. If you choose "Partial Conversion" then Column BA (AMOUNT) only will be converted based on selected currency (Column L) and Column BB (TAXES) value (INR) will be added to the converted values.
Note on K44: gepadmin: 1. If you choose "Full Conversion" then Column BA (AMOUNT) and Column BB (TAXES) BOTH values will be convert based on selected Currency in (Column L). 2. If you choose "Partial Conversion" then Column BA (AMOUNT) only will be converted based on selected currency (Column L) and Column BB (TAXES) value (INR) will be added to the converted values.
Note on K47: gepadmin: 1. If you choose "Full Conversion" then Column BA (AMOUNT) and Column BB (TAXES) BOTH values will be convert based on selected Currency in (Column L). 2. If you choose "Partial Conversion" then Column BA (AMOUNT) only will be converted based on selected currency (Column L) and Column BB (TAXES) value (INR) will be added to the converted values.
Note on K48: gepadmin: 1. If you choose "Full Conversion" then Column BA (AMOUNT) and Column BB (TAXES) BOTH values will be convert based on selected Currency in (Column L). 2. If you choose "Partial Conversion" then Column BA (AMOUNT) only will be converted based on selected currency (Column L) and Column BB (TAXES) value (INR) will be added to the converted values.
Note on K50: gepadmin: 1. If you choose "Full Conversion" then Column BA (AMOUNT) and Column BB (TAXES) BOTH values will be convert based on selected Currency in (Column L). 2. If you choose "Partial Conversion" then Column BA (AMOUNT) only will be converted based on selected currency (Column L) and Column BB (TAXES) value (INR) will be added to the converted values.
Note on K51: gepadmin: 1. If you choose "Full Conversion" then Column BA (AMOUNT) and Column BB (TAXES) BOTH values will be convert based on selected Currency in (Column L). 2. If you choose "Partial Conversion" then Column BA (AMOUNT) only will be converted based on selected currency (Column L) and Column BB (TAXES) value (INR) will be added to the converted values.
Note on K53: gepadmin: 1. If you choose "Full Conversion" then Column BA (AMOUNT) and Column BB (TAXES) BOTH values will be convert based on selected Currency in (Column L). 2. If you choose "Partial Conversion" then Column BA (AMOUNT) only will be converted based on selected currency (Column L) and Column BB (TAXES) value (INR) will be added to the converted values.
Note on K55: gepadmin: 1. If you choose "Full Conversion" then Column BA (AMOUNT) and Column BB (TAXES) BOTH values will be convert based on selected Currency in (Column L). 2. If you choose "Partial Conversion" then Column BA (AMOUNT) only will be converted based on selected currency (Column L) and Column BB (TAXES) value (INR) will be added to the converted values.
Note on K56: gepadmin: 1. If you choose "Full Conversion" then Column BA (AMOUNT) and Column BB (TAXES) BOTH values will be convert based on selected Currency in (Column L). 2. If you choose "Partial Conversion" then Column BA (AMOUNT) only will be converted based on selected currency (Column L) and Column BB (TAXES) value (INR) will be added to the converted values.
Note on K58: gepadmin: 1. If you choose "Full Conversion" then Column BA (AMOUNT) and Column BB (TAXES) BOTH values will be convert based on selected Currency in (Column L). 2. If you choose "Partial Conversion" then Column BA (AMOUNT) only will be converted based on selected currency (Column L) and Column BB (TAXES) value (INR) will be added to the converted values.
Note on K60: gepadmin: 1. If you choose "Full Conversion" then Column BA (AMOUNT) and Column BB (TAXES) BOTH values will be convert based on selected Currency in (Column L). 2. If you choose "Partial Conversion" then Column BA (AMOUNT) only will be converted based on selected currency (Column L) and Column BB (TAXES) value (INR) will be added to the converted values.
Note on K61: gepadmin: 1. If you choose "Full Conversion" then Column BA (AMOUNT) and Column BB (TAXES) BOTH values will be convert based on selected Currency in (Column L). 2. If you choose "Partial Conversion" then Column BA (AMOUNT) only will be converted based on selected currency (Column L) and Column BB (TAXES) value (INR) will be added to the converted values.
Note on K62: gepadmin: 1. If you choose "Full Conversion" then Column BA (AMOUNT) and Column BB (TAXES) BOTH values will be convert based on selected Currency in (Column L). 2. If you choose "Partial Conversion" then Column BA (AMOUNT) only will be converted based on selected currency (Column L) and Column BB (TAXES) value (INR) will be added to the converted values.
Note on K64: gepadmin: 1. If you choose "Full Conversion" then Column BA (AMOUNT) and Column BB (TAXES) BOTH values will be convert based on selected Currency in (Column L). 2. If you choose "Partial Conversion" then Column BA (AMOUNT) only will be converted based on selected currency (Column L) and Column BB (TAXES) value (INR) will be added to the converted values.
Note on K67: gepadmin: 1. If you choose "Full Conversion" then Column BA (AMOUNT) and Column BB (TAXES) BOTH values will be convert based on selected Currency in (Column L). 2. If you choose "Partial Conversion" then Column BA (AMOUNT) only will be converted based on selected currency (Column L) and Column BB (TAXES) value (INR) will be added to the converted values.
Note on K69: gepadmin: 1. If you choose "Full Conversion" then Column BA (AMOUNT) and Column BB (TAXES) BOTH values will be convert based on selected Currency in (Column L). 2. If you choose "Partial Conversion" then Column BA (AMOUNT) only will be converted based on selected currency (Column L) and Column BB (TAXES) value (INR) will be added to the converted values.
Note on K73: gepadmin: 1. If you choose "Full Conversion" then Column BA (AMOUNT) and Column BB (TAXES) BOTH values will be convert based on selected Currency in (Column L). 2. If you choose "Partial Conversion" then Column BA (AMOUNT) only will be converted based on selected currency (Column L) and Column BB (TAXES) value (INR) will be added to the converted values.
Note on K75: gepadmin: 1. If you choose "Full Conversion" then Column BA (AMOUNT) and Column BB (TAXES) BOTH values will be convert based on selected Currency in (Column L). 2. If you choose "Partial Conversion" then Column BA (AMOUNT) only will be converted based on selected currency (Column L) and Column BB (TAXES) value (INR) will be added to the converted values.
Note on K77: gepadmin: 1. If you choose "Full Conversion" then Column BA (AMOUNT) and Column BB (TAXES) BOTH values will be convert based on selected Currency in (Column L). 2. If you choose "Partial Conversion" then Column BA (AMOUNT) only will be converted based on selected currency (Column L) and Column BB (TAXES) value (INR) will be added to the converted values.
Note on K80: gepadmin: 1. If you choose "Full Conversion" then Column BA (AMOUNT) and Column BB (TAXES) BOTH values will be convert based on selected Currency in (Column L). 2. If you choose "Partial Conversion" then Column BA (AMOUNT) only will be converted based on selected currency (Column L) and Column BB (TAXES) value (INR) will be added to the converted values.
Note on K82: gepadmin: 1. If you choose "Full Conversion" then Column BA (AMOUNT) and Column BB (TAXES) BOTH values will be convert based on selected Currency in (Column L). 2. If you choose "Partial Conversion" then Column BA (AMOUNT) only will be converted based on selected currency (Column L) and Column BB (TAXES) value (INR) will be added to the converted values.
Note on K84: gepadmin: 1. If you choose "Full Conversion" then Column BA (AMOUNT) and Column BB (TAXES) BOTH values will be convert based on selected Currency in (Column L). 2. If you choose "Partial Conversion" then Column BA (AMOUNT) only will be converted based on selected currency (Column L) and Column BB (TAXES) value (INR) will be added to the converted values.
Note on K86: gepadmin: 1. If you choose "Full Conversion" then Column BA (AMOUNT) and Column BB (TAXES) BOTH values will be convert based on selected Currency in (Column L). 2. If you choose "Partial Conversion" then Column BA (AMOUNT) only will be converted based on selected currency (Column L) and Column BB (TAXES) value (INR) will be added to the converted values.
Note on K88: gepadmin: 1. If you choose "Full Conversion" then Column BA (AMOUNT) and Column BB (TAXES) BOTH values will be convert based on selected Currency in (Column L). 2. If you choose "Partial Conversion" then Column BA (AMOUNT) only will be converted based on selected currency (Column L) and Column BB (TAXES) value (INR) will be added to the converted values.
Note on K89: gepadmin: 1. If you choose "Full Conversion" then Column BA (AMOUNT) and Column BB (TAXES) BOTH values will be convert based on selected Currency in (Column L). 2. If you choose "Partial Conversion" then Column BA (AMOUNT) only will be converted based on selected currency (Column L) and Column BB (TAXES) value (INR) will be added to the converted values.
Note on K91: gepadmin: 1. If you choose "Full Conversion" then Column BA (AMOUNT) and Column BB (TAXES) BOTH values will be convert based on selected Currency in (Column L). 2. If you choose "Partial Conversion" then Column BA (AMOUNT) only will be converted based on selected currency (Column L) and Column BB (TAXES) value (INR) will be added to the converted values.
Note on K92: gepadmin: 1. If you choose "Full Conversion" then Column BA (AMOUNT) and Column BB (TAXES) BOTH values will be convert based on selected Currency in (Column L). 2. If you choose "Partial Conversion" then Column BA (AMOUNT) only will be converted based on selected currency (Column L) and Column BB (TAXES) value (INR) will be added to the converted values.
Note on K94: gepadmin: 1. If you choose "Full Conversion" then Column BA (AMOUNT) and Column BB (TAXES) BOTH values will be convert based on selected Currency in (Column L). 2. If you choose "Partial Conversion" then Column BA (AMOUNT) only will be converted based on selected currency (Column L) and Column BB (TAXES) value (INR) will be added to the converted values.
Note on K95: gepadmin: 1. If you choose "Full Conversion" then Column BA (AMOUNT) and Column BB (TAXES) BOTH values will be convert based on selected Currency in (Column L). 2. If you choose "Partial Conversion" then Column BA (AMOUNT) only will be converted based on selected currency (Column L) and Column BB (TAXES) value (INR) will be added to the converted values.
Note on K97: gepadmin: 1. If you choose "Full Conversion" then Column BA (AMOUNT) and Column BB (TAXES) BOTH values will be convert based on selected Currency in (Column L). 2. If you choose "Partial Conversion" then Column BA (AMOUNT) only will be converted based on selected currency (Column L) and Column BB (TAXES) value (INR) will be added to the converted values.
Note on K98: gepadmin: 1. If you choose "Full Conversion" then Column BA (AMOUNT) and Column BB (TAXES) BOTH values will be convert based on selected Currency in (Column L). 2. If you choose "Partial Conversion" then Column BA (AMOUNT) only will be converted based on selected currency (Column L) and Column BB (TAXES) value (INR) will be added to the converted values.
Note on K99: gepadmin: 1. If you choose "Full Conversion" then Column BA (AMOUNT) and Column BB (TAXES) BOTH values will be convert based on selected Currency in (Column L). 2. If you choose "Partial Conversion" then Column BA (AMOUNT) only will be converted based on selected currency (Column L) and Column BB (TAXES) value (INR) will be added to the converted values.
Note on K100: gepadmin: 1. If you choose "Full Conversion" then Column BA (AMOUNT) and Column BB (TAXES) BOTH values will be convert based on selected Currency in (Column L). 2. If you choose "Partial Conversion" then Column BA (AMOUNT) only will be converted based on selected currency (Column L) and Column BB (TAXES) value (INR) will be added to the converted values.
Note on K103: gepadmin: 1. If you choose "Full Conversion" then Column BA (AMOUNT) and Column BB (TAXES) BOTH values will be convert based on selected Currency in (Column L). 2. If you choose "Partial Conversion" then Column BA (AMOUNT) only will be converted based on selected currency (Column L) and Column BB (TAXES) value (INR) will be added to the converted values.
Note on K104: gepadmin: 1. If you choose "Full Conversion" then Column BA (AMOUNT) and Column BB (TAXES) BOTH values will be convert based on selected Currency in (Column L). 2. If you choose "Partial Conversion" then Column BA (AMOUNT) only will be converted based on selected currency (Column L) and Column BB (TAXES) value (INR) will be added to the converted values.
Note on K105: gepadmin: 1. If you choose "Full Conversion" then Column BA (AMOUNT) and Column BB (TAXES) BOTH values will be convert based on selected Currency in (Column L). 2. If you choose "Partial Conversion" then Column BA (AMOUNT) only will be converted based on selected currency (Column L) and Column BB (TAXES) value (INR) will be added to the converted values.
Note on K107: gepadmin: 1. If you choose "Full Conversion" then Column BA (AMOUNT) and Column BB (TAXES) BOTH values will be convert based on selected Currency in (Column L). 2. If you choose "Partial Conversion" then Column BA (AMOUNT) only will be converted based on selected currency (Column L) and Column BB (TAXES) value (INR) will be added to the converted values.
Note on K109: gepadmin: 1. If you choose "Full Conversion" then Column BA (AMOUNT) and Column BB (TAXES) BOTH values will be convert based on selected Currency in (Column L). 2. If you choose "Partial Conversion" then Column BA (AMOUNT) only will be converted based on selected currency (Column L) and Column BB (TAXES) value (INR) will be added to the converted values.
Note on K110: gepadmin: 1. If you choose "Full Conversion" then Column BA (AMOUNT) and Column BB (TAXES) BOTH values will be convert based on selected Currency in (Column L). 2. If you choose "Partial Conversion" then Column BA (AMOUNT) only will be converted based on selected currency (Column L) and Column BB (TAXES) value (INR) will be added to the converted values.
Note on K112: gepadmin: 1. If you choose "Full Conversion" then Column BA (AMOUNT) and Column BB (TAXES) BOTH values will be convert based on selected Currency in (Column L). 2. If you choose "Partial Conversion" then Column BA (AMOUNT) only will be converted based on selected currency (Column L) and Column BB (TAXES) value (INR) will be added to the converted values.
Note on K114: gepadmin: 1. If you choose "Full Conversion" then Column BA (AMOUNT) and Column BB (TAXES) BOTH values will be convert based on selected Currency in (Column L). 2. If you choose "Partial Conversion" then Column BA (AMOUNT) only will be converted based on selected currency (Column L) and Column BB (TAXES) value (INR) will be added to the converted values.
Note on K116: gepadmin: 1. If you choose "Full Conversion" then Column BA (AMOUNT) and Column BB (TAXES) BOTH values will be convert based on selected Currency in (Column L). 2. If you choose "Partial Conversion" then Column BA (AMOUNT) only will be converted based on selected currency (Column L) and Column BB (TAXES) value (INR) will be added to the converted values.
Note on K117: gepadmin: 1. If you choose "Full Conversion" then Column BA (AMOUNT) and Column BB (TAXES) BOTH values will be convert based on selected Currency in (Column L). 2. If you choose "Partial Conversion" then Column BA (AMOUNT) only will be converted based on selected currency (Column L) and Column BB (TAXES) value (INR) will be added to the converted values.
Note on K119: gepadmin: 1. If you choose "Full Conversion" then Column BA (AMOUNT) and Column BB (TAXES) BOTH values will be convert based on selected Currency in (Column L). 2. If you choose "Partial Conversion" then Column BA (AMOUNT) only will be converted based on selected currency (Column L) and Column BB (TAXES) value (INR) will be added to the converted values.
Note on K120: gepadmin: 1. If you choose "Full Conversion" then Column BA (AMOUNT) and Column BB (TAXES) BOTH values will be convert based on selected Currency in (Column L). 2. If you choose "Partial Conversion" then Column BA (AMOUNT) only will be converted based on selected currency (Column L) and Column BB (TAXES) value (INR) will be added to the converted values.
Note on K122: gepadmin: 1. If you choose "Full Conversion" then Column BA (AMOUNT) and Column BB (TAXES) BOTH values will be convert based on selected Currency in (Column L). 2. If you choose "Partial Conversion" then Column BA (AMOUNT) only will be converted based on selected currency (Column L) and Column BB (TAXES) value (INR) will be added to the converted values.
Note on K125: gepadmin: 1. If you choose "Full Conversion" then Column BA (AMOUNT) and Column BB (TAXES) BOTH values will be convert based on selected Currency in (Column L). 2. If you choose "Partial Conversion" then Column BA (AMOUNT) only will be converted based on selected currency (Column L) and Column BB (TAXES) value (INR) will be added to the converted values.
Note on K127: gepadmin: 1. If you choose "Full Conversion" then Column BA (AMOUNT) and Column BB (TAXES) BOTH values will be convert based on selected Currency in (Column L). 2. If you choose "Partial Conversion" then Column BA (AMOUNT) only will be converted based on selected currency (Column L) and Column BB (TAXES) value (INR) will be added to the converted values.
Note on K129: gepadmin: 1. If you choose "Full Conversion" then Column BA (AMOUNT) and Column BB (TAXES) BOTH values will be convert based on selected Currency in (Column L). 2. If you choose "Partial Conversion" then Column BA (AMOUNT) only will be converted based on selected currency (Column L) and Column BB (TAXES) value (INR) will be added to the converted values.
Note on K132: gepadmin: 1. If you choose "Full Conversion" then Column BA (AMOUNT) and Column BB (TAXES) BOTH values will be convert based on selected Currency in (Column L). 2. If you choose "Partial Conversion" then Column BA (AMOUNT) only will be converted based on selected currency (Column L) and Column BB (TAXES) value (INR) will be added to the converted values.
Note on K135: gepadmin: 1. If you choose "Full Conversion" then Column BA (AMOUNT) and Column BB (TAXES) BOTH values will be convert based on selected Currency in (Column L). 2. If you choose "Partial Conversion" then Column BA (AMOUNT) only will be converted based on selected currency (Column L) and Column BB (TAXES) value (INR) will be added to the converted values.
Note on K138: gepadmin: 1. If you choose "Full Conversion" then Column BA (AMOUNT) and Column BB (TAXES) BOTH values will be convert based on selected Currency in (Column L). 2. If you choose "Partial Conversion" then Column BA (AMOUNT) only will be converted based on selected currency (Column L) and Column BB (TAXES) value (INR) will be added to the converted values.
Note on K141: gepadmin: 1. If you choose "Full Conversion" then Column BA (AMOUNT) and Column BB (TAXES) BOTH values will be convert based on selected Currency in (Column L). 2. If you choose "Partial Conversion" then Column BA (AMOUNT) only will be converted based on selected currency (Column L) and Column BB (TAXES) value (INR) will be added to the converted values.
Note on K144: gepadmin: 1. If you choose "Full Conversion" then Column BA (AMOUNT) and Column BB (TAXES) BOTH values will be convert based on selected Currency in (Column L). 2. If you choose "Partial Conversion" then Column BA (AMOUNT) only will be converted based on selected currency (Column L) and Column BB (TAXES) value (INR) will be added to the converted values.
Note on K146: gepadmin: 1. If you choose "Full Conversion" then Column BA (AMOUNT) and Column BB (TAXES) BOTH values will be convert based on selected Currency in (Column L). 2. If you choose "Partial Conversion" then Column BA (AMOUNT) only will be converted based on selected currency (Column L) and Column BB (TAXES) value (INR) will be added to the converted values.
Note on K148: gepadmin: 1. If you choose "Full Conversion" then Column BA (AMOUNT) and Column BB (TAXES) BOTH values will be convert based on selected Currency in (Column L). 2. If you choose "Partial Conversion" then Column BA (AMOUNT) only will be converted based on selected currency (Column L) and Column BB (TAXES) value (INR) will be added to the converted values.
Note on K149: gepadmin: 1. If you choose "Full Conversion" then Column BA (AMOUNT) and Column BB (TAXES) BOTH values will be convert based on selected Currency in (Column L). 2. If you choose "Partial Conversion" then Column BA (AMOUNT) only will be converted based on selected currency (Column L) and Column BB (TAXES) value (INR) will be added to the converted values.
Note on K152: gepadmin: 1. If you choose "Full Conversion" then Column BA (AMOUNT) and Column BB (TAXES) BOTH values will be convert based on selected Currency in (Column L). 2. If you choose "Partial Conversion" then Column BA (AMOUNT) only will be converted based on selected currency (Column L) and Column BB (TAXES) value (INR) will be added to the converted values.
Note on K154: gepadmin: 1. If you choose "Full Conversion" then Column BA (AMOUNT) and Column BB (TAXES) BOTH values will be convert based on selected Currency in (Column L). 2. If you choose "Partial Conversion" then Column BA (AMOUNT) only will be converted based on selected currency (Column L) and Column BB (TAXES) value (INR) will be added to the converted values.
Note on K155: gepadmin: 1. If you choose "Full Conversion" then Column BA (AMOUNT) and Column BB (TAXES) BOTH values will be convert based on selected Currency in (Column L). 2. If you choose "Partial Conversion" then Column BA (AMOUNT) only will be converted based on selected currency (Column L) and Column BB (TAXES) value (INR) will be added to the converted values.
Note on K158: gepadmin: 1. If you choose "Full Conversion" then Column BA (AMOUNT) and Column BB (TAXES) BOTH values will be convert based on selected Currency in (Column L). 2. If you choose "Partial Conversion" then Column BA (AMOUNT) only will be converted based on selected currency (Column L) and Column BB (TAXES) value (INR) will be added to the converted values.
Note on K159: gepadmin: 1. If you choose "Full Conversion" then Column BA (AMOUNT) and Column BB (TAXES) BOTH values will be convert based on selected Currency in (Column L). 2. If you choose "Partial Conversion" then Column BA (AMOUNT) only will be converted based on selected currency (Column L) and Column BB (TAXES) value (INR) will be added to the converted values.
Note on K160: gepadmin: 1. If you choose "Full Conversion" then Column BA (AMOUNT) and Column BB (TAXES) BOTH values will be convert based on selected Currency in (Column L). 2. If you choose "Partial Conversion" then Column BA (AMOUNT) only will be converted based on selected currency (Column L) and Column BB (TAXES) value (INR) will be added to the converted values.
Note on K161: gepadmin: 1. If you choose "Full Conversion" then Column BA (AMOUNT) and Column BB (TAXES) BOTH values will be convert based on selected Currency in (Column L). 2. If you choose "Partial Conversion" then Column BA (AMOUNT) only will be converted based on selected currency (Column L) and Column BB (TAXES) value (INR) will be added to the converted values.
Note on K162: gepadmin: 1. If you choose "Full Conversion" then Column BA (AMOUNT) and Column BB (TAXES) BOTH values will be convert based on selected Currency in (Column L). 2. If you choose "Partial Conversion" then Column BA (AMOUNT) only will be converted based on selected currency (Column L) and Column BB (TAXES) value (INR) will be added to the converted values.
Note on K164: gepadmin: 1. If you choose "Full Conversion" then Column BA (AMOUNT) and Column BB (TAXES) BOTH values will be convert based on selected Currency in (Column L). 2. If you choose "Partial Conversion" then Column BA (AMOUNT) only will be converted based on selected currency (Column L) and Column BB (TAXES) value (INR) will be added to the converted values.
Note on K165: gepadmin: 1. If you choose "Full Conversion" then Column BA (AMOUNT) and Column BB (TAXES) BOTH values will be convert based on selected Currency in (Column L). 2. If you choose "Partial Conversion" then Column BA (AMOUNT) only will be converted based on selected currency (Column L) and Column BB (TAXES) value (INR) will be added to the converted values.
Note on K167: gepadmin: 1. If you choose "Full Conversion" then Column BA (AMOUNT) and Column BB (TAXES) BOTH values will be convert based on selected Currency in (Column L). 2. If you choose "Partial Conversion" then Column BA (AMOUNT) only will be converted based on selected currency (Column L) and Column BB (TAXES) value (INR) will be added to the converted values.
Note on K168: gepadmin: 1. If you choose "Full Conversion" then Column BA (AMOUNT) and Column BB (TAXES) BOTH values will be convert based on selected Currency in (Column L). 2. If you choose "Partial Conversion" then Column BA (AMOUNT) only will be converted based on selected currency (Column L) and Column BB (TAXES) value (INR) will be added to the converted values.
Note on K170: gepadmin: 1. If you choose "Full Conversion" then Column BA (AMOUNT) and Column BB (TAXES) BOTH values will be convert based on selected Currency in (Column L). 2. If you choose "Partial Conversion" then Column BA (AMOUNT) only will be converted based on selected currency (Column L) and Column BB (TAXES) value (INR) will be added to the converted values.
Note on K172: gepadmin: 1. If you choose "Full Conversion" then Column BA (AMOUNT) and Column BB (TAXES) BOTH values will be convert based on selected Currency in (Column L). 2. If you choose "Partial Conversion" then Column BA (AMOUNT) only will be converted based on selected currency (Column L) and Column BB (TAXES) value (INR) will be added to the converted values.
Note on K173: gepadmin: 1. If you choose "Full Conversion" then Column BA (AMOUNT) and Column BB (TAXES) BOTH values will be convert based on selected Currency in (Column L). 2. If you choose "Partial Conversion" then Column BA (AMOUNT) only will be converted based on selected currency (Column L) and Column BB (TAXES) value (INR) will be added to the converted values.
Note on K174: gepadmin: 1. If you choose "Full Conversion" then Column BA (AMOUNT) and Column BB (TAXES) BOTH values will be convert based on selected Currency in (Column L). 2. If you choose "Partial Conversion" then Column BA (AMOUNT) only will be converted based on selected currency (Column L) and Column BB (TAXES) value (INR) will be added to the converted values.
Note on K176: gepadmin: 1. If you choose "Full Conversion" then Column BA (AMOUNT) and Column BB (TAXES) BOTH values will be convert based on selected Currency in (Column L). 2. If you choose "Partial Conversion" then Column BA (AMOUNT) only will be converted based on selected currency (Column L) and Column BB (TAXES) value (INR) will be added to the converted values.
Note on K179: gepadmin: 1. If you choose "Full Conversion" then Column BA (AMOUNT) and Column BB (TAXES) BOTH values will be convert based on selected Currency in (Column L). 2. If you choose "Partial Conversion" then Column BA (AMOUNT) only will be converted based on selected currency (Column L) and Column BB (TAXES) value (INR) will be added to the converted values.
Note on K181: gepadmin: 1. If you choose "Full Conversion" then Column BA (AMOUNT) and Column BB (TAXES) BOTH values will be convert based on selected Currency in (Column L). 2. If you choose "Partial Conversion" then Column BA (AMOUNT) only will be converted based on selected currency (Column L) and Column BB (TAXES) value (INR) will be added to the converted values.
Note on K183: gepadmin: 1. If you choose "Full Conversion" then Column BA (AMOUNT) and Column BB (TAXES) BOTH values will be convert based on selected Currency in (Column L). 2. If you choose "Partial Conversion" then Column BA (AMOUNT) only will be converted based on selected currency (Column L) and Column BB (TAXES) value (INR) will be added to the converted values.
Note on K184: gepadmin: 1. If you choose "Full Conversion" then Column BA (AMOUNT) and Column BB (TAXES) BOTH values will be convert based on selected Currency in (Column L). 2. If you choose "Partial Conversion" then Column BA (AMOUNT) only will be converted based on selected currency (Column L) and Column BB (TAXES) value (INR) will be added to the converted values.
Note on K185: gepadmin: 1. If you choose "Full Conversion" then Column BA (AMOUNT) and Column BB (TAXES) BOTH values will be convert based on selected Currency in (Column L). 2. If you choose "Partial Conversion" then Column BA (AMOUNT) only will be converted based on selected currency (Column L) and Column BB (TAXES) value (INR) will be added to the converted values.
Note on K186: gepadmin: 1. If you choose "Full Conversion" then Column BA (AMOUNT) and Column BB (TAXES) BOTH values will be convert based on selected Currency in (Column L). 2. If you choose "Partial Conversion" then Column BA (AMOUNT) only will be converted based on selected currency (Column L) and Column BB (TAXES) value (INR) will be added to the converted values.
Note on K187: gepadmin: 1. If you choose "Full Conversion" then Column BA (AMOUNT) and Column BB (TAXES) BOTH values will be convert based on selected Currency in (Column L). 2. If you choose "Partial Conversion" then Column BA (AMOUNT) only will be converted based on selected currency (Column L) and Column BB (TAXES) value (INR) will be added to the converted values.
Note on K190: gepadmin: 1. If you choose "Full Conversion" then Column BA (AMOUNT) and Column BB (TAXES) BOTH values will be convert based on selected Currency in (Column L). 2. If you choose "Partial Conversion" then Column BA (AMOUNT) only will be converted based on selected currency (Column L) and Column BB (TAXES) value (INR) will be added to the converted values.
Note on K192: gepadmin: 1. If you choose "Full Conversion" then Column BA (AMOUNT) and Column BB (TAXES) BOTH values will be convert based on selected Currency in (Column L). 2. If you choose "Partial Conversion" then Column BA (AMOUNT) only will be converted based on selected currency (Column L) and Column BB (TAXES) value (INR) will be added to the converted values.
Note on K193: gepadmin: 1. If you choose "Full Conversion" then Column BA (AMOUNT) and Column BB (TAXES) BOTH values will be convert based on selected Currency in (Column L). 2. If you choose "Partial Conversion" then Column BA (AMOUNT) only will be converted based on selected currency (Column L) and Column BB (TAXES) value (INR) will be added to the converted values.
Note on K196: gepadmin: 1. If you choose "Full Conversion" then Column BA (AMOUNT) and Column BB (TAXES) BOTH values will be convert based on selected Currency in (Column L). 2. If you choose "Partial Conversion" then Column BA (AMOUNT) only will be converted based on selected currency (Column L) and Column BB (TAXES) value (INR) will be added to the converted values.
Note on K198: gepadmin: 1. If you choose "Full Conversion" then Column BA (AMOUNT) and Column BB (TAXES) BOTH values will be convert based on selected Currency in (Column L). 2. If you choose "Partial Conversion" then Column BA (AMOUNT) only will be converted based on selected currency (Column L) and Column BB (TAXES) value (INR) will be added to the converted values.
Note on K201: gepadmin: 1. If you choose "Full Conversion" then Column BA (AMOUNT) and Column BB (TAXES) BOTH values will be convert based on selected Currency in (Column L). 2. If you choose "Partial Conversion" then Column BA (AMOUNT) only will be converted based on selected currency (Column L) and Column BB (TAXES) value (INR) will be added to the converted values.
Note on K203: gepadmin: 1. If you choose "Full Conversion" then Column BA (AMOUNT) and Column BB (TAXES) BOTH values will be convert based on selected Currency in (Column L). 2. If you choose "Partial Conversion" then Column BA (AMOUNT) only will be converted based on selected currency (Column L) and Column BB (TAXES) value (INR) will be added to the converted values.
Note on K205: gepadmin: 1. If you choose "Full Conversion" then Column BA (AMOUNT) and Column BB (TAXES) BOTH values will be convert based on selected Currency in (Column L). 2. If you choose "Partial Conversion" then Column BA (AMOUNT) only will be converted based on selected currency (Column L) and Column BB (TAXES) value (INR) will be added to the converted values.
Note on K209: gepadmin: 1. If you choose "Full Conversion" then Column BA (AMOUNT) and Column BB (TAXES) BOTH values will be convert based on selected Currency in (Column L). 2. If you choose "Partial Conversion" then Column BA (AMOUNT) only will be converted based on selected currency (Column L) and Column BB (TAXES) value (INR) will be added to the converted values.
Note on K211: gepadmin: 1. If you choose "Full Conversion" then Column BA (AMOUNT) and Column BB (TAXES) BOTH values will be convert based on selected Currency in (Column L). 2. If you choose "Partial Conversion" then Column BA (AMOUNT) only will be converted based on selected currency (Column L) and Column BB (TAXES) value (INR) will be added to the converted values.
Note on K213: gepadmin: 1. If you choose "Full Conversion" then Column BA (AMOUNT) and Column BB (TAXES) BOTH values will be convert based on selected Currency in (Column L). 2. If you choose "Partial Conversion" then Column BA (AMOUNT) only will be converted based on selected currency (Column L) and Column BB (TAXES) value (INR) will be added to the converted values.
Note on K215: gepadmin: 1. If you choose "Full Conversion" then Column BA (AMOUNT) and Column BB (TAXES) BOTH values will be convert based on selected Currency in (Column L). 2. If you choose "Partial Conversion" then Column BA (AMOUNT) only will be converted based on selected currency (Column L) and Column BB (TAXES) value (INR) will be added to the converted values.
Note on K217: gepadmin: 1. If you choose "Full Conversion" then Column BA (AMOUNT) and Column BB (TAXES) BOTH values will be convert based on selected Currency in (Column L). 2. If you choose "Partial Conversion" then Column BA (AMOUNT) only will be converted based on selected currency (Column L) and Column BB (TAXES) value (INR) will be added to the converted values.
Note on K219: gepadmin: 1. If you choose "Full Conversion" then Column BA (AMOUNT) and Column BB (TAXES) BOTH values will be convert based on selected Currency in (Column L). 2. If you choose "Partial Conversion" then Column BA (AMOUNT) only will be converted based on selected currency (Column L) and Column BB (TAXES) value (INR) will be added to the converted values.
Note on K220: gepadmin: 1. If you choose "Full Conversion" then Column BA (AMOUNT) and Column BB (TAXES) BOTH values will be convert based on selected Currency in (Column L). 2. If you choose "Partial Conversion" then Column BA (AMOUNT) only will be converted based on selected currency (Column L) and Column BB (TAXES) value (INR) will be added to the converted values.
Note on K221: gepadmin: 1. If you choose "Full Conversion" then Column BA (AMOUNT) and Column BB (TAXES) BOTH values will be convert based on selected Currency in (Column L). 2. If you choose "Partial Conversion" then Column BA (AMOUNT) only will be converted based on selected currency (Column L) and Column BB (TAXES) value (INR) will be added to the converted values.
Note on K222: gepadmin: 1. If you choose "Full Conversion" then Column BA (AMOUNT) and Column BB (TAXES) BOTH values will be convert based on selected Currency in (Column L). 2. If you choose "Partial Conversion" then Column BA (AMOUNT) only will be converted based on selected currency (Column L) and Column BB (TAXES) value (INR) will be added to the converted values.
Note on K223: gepadmin: 1. If you choose "Full Conversion" then Column BA (AMOUNT) and Column BB (TAXES) BOTH values will be convert based on selected Currency in (Column L). 2. If you choose "Partial Conversion" then Column BA (AMOUNT) only will be converted based on selected currency (Column L) and Column BB (TAXES) value (INR) will be added to the converted values.
Note on K224: gepadmin: 1. If you choose "Full Conversion" then Column BA (AMOUNT) and Column BB (TAXES) BOTH values will be convert based on selected Currency in (Column L). 2. If you choose "Partial Conversion" then Column BA (AMOUNT) only will be converted based on selected currency (Column L) and Column BB (TAXES) value (INR) will be added to the converted values.
Note on K225: gepadmin: 1. If you choose "Full Conversion" then Column BA (AMOUNT) and Column BB (TAXES) BOTH values will be convert based on selected Currency in (Column L). 2. If you choose "Partial Conversion" then Column BA (AMOUNT) only will be converted based on selected currency (Column L) and Column BB (TAXES) value (INR) will be added to the converted values.
Note on K226: gepadmin: 1. If you choose "Full Conversion" then Column BA (AMOUNT) and Column BB (TAXES) BOTH values will be convert based on selected Currency in (Column L). 2. If you choose "Partial Conversion" then Column BA (AMOUNT) only will be converted based on selected currency (Column L) and Column BB (TAXES) value (INR) will be added to the converted values.
Note on K227: gepadmin: 1. If you choose "Full Conversion" then Column BA (AMOUNT) and Column BB (TAXES) BOTH values will be convert based on selected Currency in (Column L). 2. If you choose "Partial Conversion" then Column BA (AMOUNT) only will be converted based on selected currency (Column L) and Column BB (TAXES) value (INR) will be added to the converted values.
Note on K228: gepadmin: 1. If you choose "Full Conversion" then Column BA (AMOUNT) and Column BB (TAXES) BOTH values will be convert based on selected Currency in (Column L). 2. If you choose "Partial Conversion" then Column BA (AMOUNT) only will be converted based on selected currency (Column L) and Column BB (TAXES) value (INR) will be added to the converted values.
Note on K229: gepadmin: 1. If you choose "Full Conversion" then Column BA (AMOUNT) and Column BB (TAXES) BOTH values will be convert based on selected Currency in (Column L). 2. If you choose "Partial Conversion" then Column BA (AMOUNT) only will be converted based on selected currency (Column L) and Column BB (TAXES) value (INR) will be added to the converted values.
Note on K230: gepadmin: 1. If you choose "Full Conversion" then Column BA (AMOUNT) and Column BB (TAXES) BOTH values will be convert based on selected Currency in (Column L). 2. If you choose "Partial Conversion" then Column BA (AMOUNT) only will be converted based on selected currency (Column L) and Column BB (TAXES) value (INR) will be added to the converted values.
Note on K231: gepadmin: 1. If you choose "Full Conversion" then Column BA (AMOUNT) and Column BB (TAXES) BOTH values will be convert based on selected Currency in (Column L). 2. If you choose "Partial Conversion" then Column BA (AMOUNT) only will be converted based on selected currency (Column L) and Column BB (TAXES) value (INR) will be added to the converted values.
Note on K232: gepadmin: 1. If you choose "Full Conversion" then Column BA (AMOUNT) and Column BB (TAXES) BOTH values will be convert based on selected Currency in (Column L). 2. If you choose "Partial Conversion" then Column BA (AMOUNT) only will be converted based on selected currency (Column L) and Column BB (TAXES) value (INR) will be added to the converted values.
Note on K233: gepadmin: 1. If you choose "Full Conversion" then Column BA (AMOUNT) and Column BB (TAXES) BOTH values will be convert based on selected Currency in (Column L). 2. If you choose "Partial Conversion" then Column BA (AMOUNT) only will be converted based on selected currency (Column L) and Column BB (TAXES) value (INR) will be added to the converted values.
Note on K234: gepadmin: 1. If you choose "Full Conversion" then Column BA (AMOUNT) and Column BB (TAXES) BOTH values will be convert based on selected Currency in (Column L). 2. If you choose "Partial Conversion" then Column BA (AMOUNT) only will be converted based on selected currency (Column L) and Column BB (TAXES) value (INR) will be added to the converted values.
Note on K235: gepadmin: 1. If you choose "Full Conversion" then Column BA (AMOUNT) and Column BB (TAXES) BOTH values will be convert based on selected Currency in (Column L). 2. If you choose "Partial Conversion" then Column BA (AMOUNT) only will be converted based on selected currency (Column L) and Column BB (TAXES) value (INR) will be added to the converted values.
Note on K236: gepadmin: 1. If you choose "Full Conversion" then Column BA (AMOUNT) and Column BB (TAXES) BOTH values will be convert based on selected Currency in (Column L). 2. If you choose "Partial Conversion" then Column BA (AMOUNT) only will be converted based on selected currency (Column L) and Column BB (TAXES) value (INR) will be added to the converted values.
Note on K237: gepadmin: 1. If you choose "Full Conversion" then Column BA (AMOUNT) and Column BB (TAXES) BOTH values will be convert based on selected Currency in (Column L). 2. If you choose "Partial Conversion" then Column BA (AMOUNT) only will be converted based on selected currency (Column L) and Column BB (TAXES) value (INR) will be added to the converted values.
Note on K238: gepadmin: 1. If you choose "Full Conversion" then Column BA (AMOUNT) and Column BB (TAXES) BOTH values will be convert based on selected Currency in (Column L). 2. If you choose "Partial Conversion" then Column BA (AMOUNT) only will be converted based on selected currency (Column L) and Column BB (TAXES) value (INR) will be added to the converted values.
Note on K239: gepadmin: 1. If you choose "Full Conversion" then Column BA (AMOUNT) and Column BB (TAXES) BOTH values will be convert based on selected Currency in (Column L). 2. If you choose "Partial Conversion" then Column BA (AMOUNT) only will be converted based on selected currency (Column L) and Column BB (TAXES) value (INR) will be added to the converted values.
Note on K240: gepadmin: 1. If you choose "Full Conversion" then Column BA (AMOUNT) and Column BB (TAXES) BOTH values will be convert based on selected Currency in (Column L). 2. If you choose "Partial Conversion" then Column BA (AMOUNT) only will be converted based on selected currency (Column L) and Column BB (TAXES) value (INR) will be added to the converted values.
Note on K241: gepadmin: 1. If you choose "Full Conversion" then Column BA (AMOUNT) and Column BB (TAXES) BOTH values will be convert based on selected Currency in (Column L). 2. If you choose "Partial Conversion" then Column BA (AMOUNT) only will be converted based on selected currency (Column L) and Column BB (TAXES) value (INR) will be added to the converted values.
Note on K242: gepadmin: 1. If you choose "Full Conversion" then Column BA (AMOUNT) and Column BB (TAXES) BOTH values will be convert based on selected Currency in (Column L). 2. If you choose "Partial Conversion" then Column BA (AMOUNT) only will be converted based on selected currency (Column L) and Column BB (TAXES) value (INR) will be added to the converted values.
Note on K243: gepadmin: 1. If you choose "Full Conversion" then Column BA (AMOUNT) and Column BB (TAXES) BOTH values will be convert based on selected Currency in (Column L). 2. If you choose "Partial Conversion" then Column BA (AMOUNT) only will be converted based on selected currency (Column L) and Column BB (TAXES) value (INR) will be added to the converted values.
Validate
Print
Help

## Macros
Please Enable Macros to View BoQ information