## BoQ1 (hidden)
Percentage BoQ
BoQ_Ver3.0 | Percentage | Normal | INR Only | INR
Select, At Par, Excess (+), Less (-) |  | IOCL
Tender Inviting Authority: Superintending Engineer
Name of Work: Providing internal electrical installations for New NSM-2 Phase -1 in DC-0 with allied works as required at Computer Centre in the campus at IIT Kanpur.
Contract No: 37/EE/Elect/2025-26 dated: 03.07.2025
Name of the Bidder/ Bidding Firm / Company :
PRICE SCHEDULE (This BOQ template must not be modified/replaced by the bidder and the same should be uploaded after filling the relevent columns, else the bidder is liable to be rejected for this tender. Bidders are allowed to enter the Bidder Name and Values only )
NUMBER # | TEXT # | TEXT # | NUMBER # | TEXT # | NUMBER | NUMBER | TEXT | TEXT # | NUMBER # | TEXT# | TEXT # | NUMBER # | NUMBER | NUMBER | NUMBER | NUMBER | TEXT | TEXT | NUMBER | NUMBER | NUMBER | NUMBER | TEXT | TEXT | NUMBER | NUMBER | NUMBER | NUMBER | TEXT | TEXT | NUMBER | NUMBER | NUMBER | NUMBER | TEXT | TEXT | NUMBER | NUMBER | NUMBER | NUMBER | TEXT | TEXT | NUMBER | NUMBER | NUMBER # | NUMBER # | TEXT | TEXT | NUMBER # | NUMBER # | DATE | NUMBER # | NUMBER # | TEXT #
Sl. No. | Item Description | Item Code / Make | Quantity | Units | Estimated Rate in Rs. P |  |  | Addition / Deduction | Addition / Deduction Values | Currency Convertion against each Item | Quoted Currency in INR / Other Currency | BASIC RATE In Figures To be entered by the Bidder Rs. P | Excise Duty | VAT | Freight Charges ( Unloading & Stacking) | Any Other Taxes/Duties/Levies |  |  | Other Taxes 2 | IIIrd Party i.e DGS&D / RITES etc Inspection Charges @0.34%+Service Tax | Less for Cenvat Credit,if any respect of Supplies Under full Excise Duty Category | [30 empty] | TOTAL AMOUNT Without Taxes in Rs. P | TOTAL AMOUNT With Taxes | TOTAL AMOUNT In Words
1 | 2 | 3 | 3 | 4 | 5 | 7 | 8 | 9 | 10 | 11 | 12 | 13 | 14 | 15 | 16 | 17 | 18 | 19 | 20 | 21 | 22 | 23 | 24 | 25 | 26 | 27 | 28 | 29 | 30 | 31 | 32 | 33 | 34 | 35 | 36 | 37 | 38 | 39 | 40 | 41 | 42 | 43 | 44 | 45 | 46 | 47 | 48 | 49 | 50 | 51 | 52 | 6 | 54 | 7
1 | M V CABLES | item1 | [52 empty] | 1.01 | Supplying, Conveying and fixing spls. Including eart | item1 | 123.223 | Nos
1.1 | Supply,unloading,storing,shifting to required location, Installation, testing & commissioning of 1.1 kV grade, 1C/3C/3.5C/4C, XLPE insulated,FRLS sheathed, stranded aluminium / Copper conductor, flat steel strip/ wire armoured cables conforming to IS:1554 & IS-7098/ Part I (with latest amendments)and of following sizes.The cable shall bear ISI certification mark. Laying of the cable in existing hume pipe/cable tray including transportation of cable to site, and providing cable route/ joint markers and cable tag,including supply and fixing of cable tie for every 0.5 to 0.75 mtr,etc., complete as required. Color coding to be followed in wiring and cabling work complete as required and instructed by Engineer In-charge. | item2 | [52 empty] | 1.02 | Construction of chamber for 100mm sluice plates | item2 | 213 | Nos
1.2 | ARMOURED ALUMINIUM CABLES | item3 | [52 empty] | 2 | Construction of chamber for 100mm sluices valve | item3 | 10 | Nos
1.3 | 3.5 x120 Sq mm XLPE Aluminium armoured cable | item4 | 50 | Mtr. | 640 |  |  | Excess(+) | 1 | Full Conversion | INR | [40 empty] | #VALUE! | #VALUE! | #VALUE! | 3 | Supplying, Conveying and fixing spls. Including ea | item4 | 10 | Nos
1.4 | 4C X 25 Sq mm XLPE Aluminium armoured cable | item5 | 204 | Mtr. | 203 |  |  | Excess(+) | 1 | Full Conversion | INR | [40 empty] | #VALUE! | #VALUE! | #VALUE! | 1.01 | Supplying, Conveying and fixing spls. Including eart | item1 | 123.223 | Nos
1.5 | 4C X 16 Sq mm XLPE Aluminium armoured cable | item6 | 1 | Mtr. | 160 |  |  | Excess(+) | 1 | Full Conversion | INR | [40 empty] | #VALUE! | #VALUE! | #VALUE! | 1.02 | Construction of chamber for 100mm sluice plates | item2 | 213 | Nos
1.6 | 4C X 4 / 2.5 Sq mm XLPE Aluminium armoured cable | item7 | 1 | Mtr. | 102 |  |  | Excess(+) | 1 | Full Conversion | INR | [40 empty] | #VALUE! | #VALUE! | #VALUE! | 2 | Construction of chamber for 100mm sluices valve | item3 | 10 | Nos
2 | ARMOURED COPPER CABLES | item8 | [52 empty] | 3 | Supplying, Conveying and fixing spls. Including ea | item4 | 10 | Nos
2.1 | 4C X 25 Sq mm XLPE Copper armoured cable | item9 | 100 | Mtr. | 1166 |  |  | Excess(+) | 1 | Full Conversion | INR | [40 empty] | #VALUE! | #VALUE! | #VALUE! | 1.01 | Supplying, Conveying and fixing spls. Including eart | item1 | 123.223 | Nos
2.2 | 4C X 16 Sq mm XLPE Copper armoured cable | item10 | 30 | Mtr. | 727 |  |  | Excess(+) | 1 | Full Conversion | INR | [40 empty] | #VALUE! | #VALUE! | #VALUE! | 1.02 | Construction of chamber for 100mm sluice plates | item2 | 213 | Nos
2.3 | 4C X 10 Sq mm XLPE Copper armoured cable | item11 | 1 | Mtr. | 495 |  |  | Excess(+) | 1 | Full Conversion | INR | [40 empty] | #VALUE! | #VALUE! | #VALUE! | 2 | Construction of chamber for 100mm sluices valve | item3 | 10 | Nos
2.4 | 4C X 6 Sq mm XLPE Copper armoured cable | item12 | 1 | Mtr. | 325 |  |  | Excess(+) | 1 | Full Conversion | INR | [40 empty] | #VALUE! | #VALUE! | #VALUE! | 1.01 | Supplying, Conveying and fixing spls. Including eart | item1 | 123.223 | Nos
2.5 | 4C X 4 Sq mm XLPE Copper armoured cable | item13 | 100 | Mtr. | 241 |  |  | Excess(+) | 1 | Full Conversion | INR | [40 empty] | #VALUE! | #VALUE! | #VALUE! | 1.02 | Construction of chamber for 100mm sluice plates | item2 | 213 | Nos
2.6 | 3C X 6 Sq mm XLPE Copper armoured cable | item14 | 1 | Mtr. | 260 |  |  | Excess(+) | 1 | Full Conversion | INR | [40 empty] | #VALUE! | #VALUE! | #VALUE! | 2 | Construction of chamber for 100mm sluices valve | item3 | 10 | Nos
2.7 | 3C X 4 Sq mm XLPE Copper armoured cable | item15 | 250 | Mtr. | 196 |  |  | Excess(+) | 1 | Full Conversion | INR | [40 empty] | #VALUE! | #VALUE! | #VALUE! | 3 | Supplying, Conveying and fixing spls. Including ea | item4 | 10 | Nos
3 | COPPER FLEXIBLE ROUND CABLES | item16 | [52 empty] | 1.02 | Construction of chamber for 100mm sluice plates | item2 | 213 | Nos
3.1 | Single Core PVC insulated Flexible Copper cable.(IS 694:1990) | item17 | [52 empty] | 2 | Construction of chamber for 100mm sluices valve | item3 | 10 | Nos
3.2 | 1C X 185 Sq mm Copper Flex cable | item18 | 600 | Mtr. | 2320 |  |  | Excess(+) | 1 | Full Conversion | INR | [40 empty] | #VALUE! | #VALUE! | #VALUE! | 3 | Supplying, Conveying and fixing spls. Including ea | item4 | 10 | Nos
3.3 | 1C X 35 Sq mm Copper Flex cable | item19 | 702 | Mtr. | 472 |  |  | Excess(+) | 1 | Full Conversion | INR | [40 empty] | #VALUE! | #VALUE! | #VALUE! | 1.01 | Supplying, Conveying and fixing spls. Including eart | item1 | 123.223 | Nos
3.4 | 1C X 16 Sq mm Copper Flex cable | item20 | 1 | Mtr. | 238 |  |  | Excess(+) | 1 | Full Conversion | INR | [40 empty] | #VALUE! | #VALUE! | #VALUE! | 1.02 | Construction of chamber for 100mm sluice plates | item2 | 213 | Nos
3.5 | 3C X 6 Sq mm Copper Flex cable | item21 | 1 | Mtr. | 282 |  |  | Excess(+) | 1 | Full Conversion | INR | [40 empty] | #VALUE! | #VALUE! | #VALUE! | 2 | Construction of chamber for 100mm sluices valve | item3 | 10 | Nos
3.6 | 3C x 2.5sq mm Copper Flex Cable | item22 | 180 | Mtr. | 146 |  |  | Excess(+) | 1 | Full Conversion | INR | [40 empty] | #VALUE! | #VALUE! | #VALUE! | 3 | Supplying, Conveying and fixing spls. Including ea | item4 | 10 | Nos
3.7 | 1Core x 6 Sqmm PVC Insulated Copper Flexible cable for rack earthing | item23 | 100 | Mtr. | 112 |  |  | Excess(+) | 1 | Full Conversion | INR | [40 empty] | #VALUE! | #VALUE! | #VALUE! | 1.01 | Supplying, Conveying and fixing spls. Including eart | item1 | 123.223 | Nos
4 | END TERMINATIONS & GLAND EARTHING | item24 | [52 empty] | 1.02 | Construction of chamber for 100mm sluice plates | item2 | 213 | Nos
4.1 | Supply, Installation, Testing & Commissioning of End terminations for cables with brass gland of Double / Single compression and copper lugs etc, complete as per specifications. Also Supply & Installation of Gland Earthing Consisting of Suitable ring and Brass Nuts, Bolts and washers. Cost of Aluminum engraving cable tag for incoming and out going cables shall be inclusive in rate. NOTE : 1. Single compression brass gland should be provided for all type of multi core armoured cables of size below 70 Sq. mm. 2. Double compression brass gland should be provided for all type of multi core armoured cables of size including 70Sq.mm. and above. 3. PVC gland should be provided for single core & multi core flexible copper cables. 4. Only copper lugs should be used for aluminum and copper armoured / unarmoured cables irrespective of sizes. | item25 | [52 empty] | 2 | Construction of chamber for 100mm sluices valve | item3 | 10 | Nos
4.2 | Aluminium Armoured XLPE Insulated cable termination with copper lugs | item26 | [52 empty] | 1.01 | Supplying, Conveying and fixing spls. Including eart | item1 | 123.223 | Nos
4.3 | 3.5 x120 Sq mm XLPE Aluminium armoured cable | item27 | 4 | Nos | 537 |  |  | Excess(+) | 1 | Full Conversion | INR | [40 empty] | #VALUE! | #VALUE! | #VALUE! | 1.02 | Construction of chamber for 100mm sluice plates | item2 | 213 | Nos
4.4 | 4C X 25 Sq mm XLPE Aluminium armoured cable | item28 | 8 | Nos | 276 |  |  | Excess(+) | 1 | Full Conversion | INR | [40 empty] | #VALUE! | #VALUE! | #VALUE! | 2 | Construction of chamber for 100mm sluices valve | item3 | 10 | Nos
4.5 | 4C X 16 Sq mm XLPE Aluminium armoured cable | item29 | 2 | Nos | 271 |  |  | Excess(+) | 1 | Full Conversion | INR | [40 empty] | #VALUE! | #VALUE! | #VALUE! | 2 | Construction of chamber for 100mm sluices valve | item3 | 10 | Nos
4.6 | 4C X 4 / 2.5 Sq mm XLPE Aluminium armoured cable | item30 | 12 | Nos | 260 |  |  | Excess(+) | 1 | Full Conversion | INR | [40 empty] | #VALUE! | #VALUE! | #VALUE! | 3 | Supplying, Conveying and fixing spls. Including ea | item4 | 10 | Nos
5 | Copper Armoured XLPE/PVC Insulated cable termination with copper lugs | item31 | [52 empty] | 1.01 | Supplying, Conveying and fixing spls. Including eart | item1 | 123.223 | Nos
5.1 | 4C X 16 Sq mm XLPE Copper armoured cable | item32 | 32 | Nos | 43 |  |  | Excess(+) | 1 | Full Conversion | INR | [40 empty] | #VALUE! | #VALUE! | #VALUE! | 1.02 | Construction of chamber for 100mm sluice plates | item2 | 213 | Nos
5.2 | 4C X 10 Sq mm XLPE Copper armoured cable | item33 | 1 | Nos | 38 |  |  | Excess(+) | 1 | Full Conversion | INR | [40 empty] | #VALUE! | #VALUE! | #VALUE! | 2 | Construction of chamber for 100mm sluices valve | item3 | 10 | Nos
5.3 | 4C X 6 Sq mm XLPE Copper armoured cable | item34 | 1 | Nos | 32 |  |  | Excess(+) | 1 | Full Conversion | INR | [40 empty] | #VALUE! | #VALUE! | #VALUE! | 3 | Supplying, Conveying and fixing spls. Including ea | item4 | 10 | Nos
5.4 | 4C X 4 Sq mm XLPE Copper armoured cable | item35 | 52 | Nos | 32 |  |  | Excess(+) | 1 | Full Conversion | INR | [40 empty] | #VALUE! | #VALUE! | #VALUE! | 1.01 | Supplying, Conveying and fixing spls. Including eart | item1 | 123.223 | Nos
5.5 | 3C X 6 Sq mm XLPE Copper armoured cable | item36 | 1 | Nos | 32 |  |  | Excess(+) | 1 | Full Conversion | INR | [40 empty] | #VALUE! | #VALUE! | #VALUE! | 1.02 | Construction of chamber for 100mm sluice plates | item2 | 213 | Nos
5.6 | 3C X 4 Sq mm XLPE Copper armoured cable | item37 | 4 | Nos | 32 |  |  | Excess(+) | 1 | Full Conversion | INR | [40 empty] | #VALUE! | #VALUE! | #VALUE! | 2 | Construction of chamber for 100mm sluices valve | item3 | 10 | Nos
6 | Copper flexible cable termination with copper lugs | item38 | [52 empty] | 1.01 | Supplying, Conveying and fixing spls. Including eart | item1 | 123.223 | Nos
6.1 | 1C X 185 Sq mm Copper Flex cable | item39 | 40 | Nos | 585 |  |  | Excess(+) | 1 | Full Conversion | INR | [40 empty] | #VALUE! | #VALUE! | #VALUE! | 1.02 | Construction of chamber for 100mm sluice plates | item2 | 213 | Nos
6.2 | 1C X 35 Sq mm Copper Flex cable | item40 | 36 | Nos | 86 |  |  | Excess(+) | 1 | Full Conversion | INR | [40 empty] | #VALUE! | #VALUE! | #VALUE! | 2 | Construction of chamber for 100mm sluices valve | item3 | 10 | Nos
6.3 | 1C X 16 Sq mm Copper Flex cable for Inverter | item41 | 1 | Nos | 43 |  |  | Excess(+) | 1 | Full Conversion | INR | [40 empty] | #VALUE! | #VALUE! | #VALUE! | 3 | Supplying, Conveying and fixing spls. Including ea | item4 | 10 | Nos
6.4 | 3C X 6 Sq mm Copper Flex cable | item42 | 1 | Nos | 32 |  |  | Excess(+) | 1 | Full Conversion | INR | [40 empty] | #VALUE! | #VALUE! | #VALUE! | 1.02 | Construction of chamber for 100mm sluice plates | item2 | 213 | Nos
6.5 | 3C X 2.5 Sq mm Copper Flex cable | item43 | 100 | Nos | 32 |  |  | Excess(+) | 1 | Full Conversion | INR | [40 empty] | #VALUE! | #VALUE! | #VALUE! | 2 | Construction of chamber for 100mm sluices valve | item3 | 10 | Nos
6.6 | 1 Core x 6 Sqmm PVC Insulated Copper Flexible cable | item44 | 1 | Nos | 32 |  |  | Excess(+) | 1 | Full Conversion | INR | [40 empty] | #VALUE! | #VALUE! | #VALUE! | 3 | Supplying, Conveying and fixing spls. Including ea | item4 | 10 | Nos
7 | DISTRIBUTION BOARDS | item45 | [52 empty] | 1.01 | Supplying, Conveying and fixing spls. Including eart | item1 | 123.223 | Nos
7.1 | Supply and installation of following Phase segregated TPN MCB DBs, The DB shall be made out of 1.2 mm CRCA sheet steel enclosure,dust and vermin proof ,rated for 440V. 3 phase,50HZ AC supply, operation IP 43(doubledoor type) inclusive of busbar of suitable capacity,neutral link with required outgoings,DIN bar, PPI Kit as required and earthing terminals and with silicon based fire/ Heat resistant coating appiled inside the DB and painted with approved shade of paint suitable for incorporating SP/DP/TP MCB as specified below with all materials required including supply and fixing of MCBs/ ELMCBs / Isolators/ SFUs and fixed in flush with wall along with all materials required including all associated civil works and earthing as per specifications. | item46 | [52 empty] | 1.02 | Construction of chamber for 100mm sluice plates | item2 | 213 | Nos
8 | Emergency Light DB | item47 | [52 empty] | 2 | Construction of chamber for 100mm sluices valve | item3 | 10 | Nos
8.1 | 3ø, 4Way, ETPN DB with PPI KIT, Incomer: 1No. Of 32A, 4P, MCB TYPE Isolator , Replaceable cartridge type 10kA 3P+N Surge Suppressor, Phase Incomer: 3Nos. Of 25A, 30mA, DP, RCBO, Outgoings: 6Nos. of 10A SP MCB With 'C' Curve (FOR EMG. LIGHT ) | item48 | 1 | Nos | 3587 |  |  | Excess(+) | 1 | Full Conversion | INR | [40 empty] | #VALUE! | #VALUE! | #VALUE! | 3 | Supplying, Conveying and fixing spls. Including ea | item4 | 10 | Nos
9 | Lighting, Raw Power & Fan DB | item49 | [52 empty] | 1.01 | Supplying, Conveying and fixing spls. Including eart | item1 | 123.223 | Nos
9.1 | 3ø, 6Way, ETPN DB with PPI KIT, Incomer: 1No. Of 40A, 4P, MCB TYPE Isolator ,Replaceable cartridge type 10kA 3P+N Surge Suppressor, Phase Incomer: 3Nos. Of 25A, 30mA, DP, RCBO, Outgoings: 2Nos. of 10A SP MCB With 'C' Curve (FOR EMG. LIGHT ), 2Nos. of 16A SP MCB With 'C' Curve (FOR POWER) | item50 | 1 | Nos | 4361 |  |  | Excess(+) | 1 | Full Conversion | INR | [40 empty] | #VALUE! | #VALUE! | #VALUE! | 1.02 | Construction of chamber for 100mm sluice plates | item2 | 213 | Nos
10 | UPS DB | item51 | [52 empty] | 2 | Construction of chamber for 100mm sluices valve | item3 | 10 | Nos
10.1 | 3ø, 6Way, ETPN DB with PPI KIT, Incomer: 1No. Of 40A, 4P, MCB TYPE Isolator ,Replaceable cartridge type 10kA 3P+N Surge Suppressor, Phase Incomer: 3Nos. Of 32A, 30mA, DP, RCBO-HI/SI series, Outgoings: 12Nos. of 16A SP MCB With 'D' Curve | item52 | 1 | Nos | 4361 |  |  | Excess(+) | 1 | Full Conversion | INR | [40 empty] | #VALUE! | #VALUE! | #VALUE! | 1.01 | Supplying, Conveying and fixing spls. Including eart | item1 | 123.223 | Nos
11 | Supplying and fixing following rating, 240/415 V, 10 kA, "C" curve, miniature circuit breaker suitable for inductive load of following poles in the existing MCB DB complete with connections, testing and commissioning etc. as required. | item53 | [52 empty] | 1.02 | Construction of chamber for 100mm sluice plates | item2 | 213 | Nos
11.01 | Single pole 5 A to 32 A | item54 | 30 | Nos | 224 |  |  | Excess(+) | 1 | Full Conversion | INR | [40 empty] | #VALUE! | #VALUE! | #VALUE! | 2 | Construction of chamber for 100mm sluices valve | item3 | 10 | Nos
11.02 | Double pole 5 A to 32 A | item55 | 1 | Nos | 575 |  |  | Excess(+) | 1 | Full Conversion | INR | [40 empty] | #VALUE! | #VALUE! | #VALUE! | 3 | Supplying, Conveying and fixing spls. Including ea | item4 | 10 | Nos
11.03 | Triple pole 5 A to 32 A | item56 | 1 | Nos | 883 |  |  | Excess(+) | 1 | Full Conversion | INR | [40 empty] | #VALUE! | #VALUE! | #VALUE! | 1.01 | Supplying, Conveying and fixing spls. Including eart | item1 | 123.223 | Nos
11.04 | Triple pole and neutral 5 A to 32 A | item57 | 1 | Nos | 1077 |  |  | Excess(+) | 1 | Full Conversion | INR | [40 empty] | #VALUE! | #VALUE! | #VALUE! | 1.02 | Construction of chamber for 100mm sluice plates | item2 | 213 | Nos
11.05 | Single Pole (40A-63A) | item58 | 1 | Nos | 457 |  |  | Excess(+) | 1 | Full Conversion | INR | [40 empty] | #VALUE! | #VALUE! | #VALUE! | 2 | Construction of chamber for 100mm sluices valve | item3 | 10 | Nos
11.06 | Double Pole (40A-63A) | item59 | 1 | Nos | 936 |  |  | Excess(+) | 1 | Full Conversion | INR | [40 empty] | #VALUE! | #VALUE! | #VALUE! | 3 | Supplying, Conveying and fixing spls. Including ea | item4 | 10 | Nos
11.07 | Triple pole (40A-63A) | item60 | 15 | Nos | 1380 |  |  | Excess(+) | 1 | Full Conversion | INR | [40 empty] | #VALUE! | #VALUE! | #VALUE! | 1.01 | Supplying, Conveying and fixing spls. Including eart | item1 | 123.223 | Nos
11.08 | Four Pole (40A-63A) | item61 | 15 | Nos | 1712 |  |  | Excess(+) | 1 | Full Conversion | INR | [40 empty] | #VALUE! | #VALUE! | #VALUE! | 1.02 | Construction of chamber for 100mm sluice plates | item2 | 213 | Nos
11.09 | Single pole blanking plate | item62 | 5 | Nos | 11 |  |  | Excess(+) | 1 | Full Conversion | INR | [40 empty] | #VALUE! | #VALUE! | #VALUE! | 2 | Construction of chamber for 100mm sluices valve | item3 | 10 | Nos
11.1 | Triple pole (100A) | item63 | 2 | Nos | 6938 |  |  | Excess(+) | 1 | Full Conversion | INR | [40 empty] | #VALUE! | #VALUE! | #VALUE! | 1.01 | Supplying, Conveying and fixing spls. Including eart | item1 | 123.223 | Nos
11.11 | Four Pole (100A) | item64 | 2 | Nos | 8731 |  |  | Excess(+) | 1 | Full Conversion | INR | [40 empty] | #VALUE! | #VALUE! | #VALUE! | 1.02 | Construction of chamber for 100mm sluice plates | item2 | 213 | Nos
12 | Supplying and fixing following rating, double pole, (single phase and neutral), 240 V, residual current circuit breaker (RCCB), having a sensitivity current 30 mA in the existing MCB DB complete with connections, testing and commissioning etc. as required. | item65 | [52 empty] | 2 | Construction of chamber for 100mm sluices valve | item3 | 10 | Nos
12.1 | 25 A | item66 | 3 | Nos | 1778 |  |  | Excess(+) | 1 | Full Conversion | INR | [40 empty] | #VALUE! | #VALUE! | #VALUE! | 3 | Supplying, Conveying and fixing spls. Including ea | item4 | 10 | Nos
12.2 | 40 A | item67 | 6 | Nos | 2317 |  |  | Excess(+) | 1 | Full Conversion | INR | [40 empty] | #VALUE! | #VALUE! | #VALUE! | 1.02 | Construction of chamber for 100mm sluice plates | item2 | 213 | Nos
13 | Supplying and fixing of Surge Protective Device ( SPD) relay Replaceable cartridge type 10/15kA 3P+N in the existing MCB DB complete with connections, testing and commissioning etc. as required. | item68 | 3 | Nos | 9881 |  |  | Excess(+) | 1 | Full Conversion | INR | [40 empty] | #VALUE! | #VALUE! | #VALUE! | 2 | Construction of chamber for 100mm sluices valve | item3 | 10 | Nos
14 | Fabrication and providing Wire way/draw box / raceways of 16SWG for DBS sides etc., using sheet steel complete with powder coated painting hardware, etc., as per site requirements. | item69 | [52 empty] | 3 | Supplying, Conveying and fixing spls. Including ea | item4 | 10 | Nos
14.1 | 300mm W X 125mm D | item70 | 1 | Nos | 986 |  |  | Excess(+) | 1 | Full Conversion | INR | [40 empty] | #VALUE! | #VALUE! | #VALUE! | 1.01 | Supplying, Conveying and fixing spls. Including eart | item1 | 123.223 | Nos
14.2 | 200mm W X 125mm D | item71 | 20 | Nos | 947 |  |  | Excess(+) | 1 | Full Conversion | INR | [40 empty] | #VALUE! | #VALUE! | #VALUE! | 1.02 | Construction of chamber for 100mm sluice plates | item2 | 213 | Nos
15 | Cable tray | item72 | [52 empty] | 2 | Construction of chamber for 100mm sluices valve | item3 | 10 | Nos
15.1 | Perforated type cable trays | item73 | [52 empty] | 3 | Supplying, Conveying and fixing spls. Including ea | item4 | 10 | Nos
15.2 | Supply and instalation, testing & commisioning of following size Pre Galvanized cable trays fabricated out of Single Sheet Steel Confirming to I.S. 1079 : 1973 / I.S. 513: 1994 including horizontal and vertical bends ,anchor fastner and C channel, MS (Powder coated)bolt, reducers, tees, cross members at 300 mm interval and other accessories as required and duly suspended from the ceiling with fabricated MS Powder coated angle supports /HItech rods as shown in Drawing at 600 mm interval, etc as required.(Cable trays should be bolted type). Note: 1. All the joints (Elbow, Tee, Reducer) local fabrication not permitted. It should be fabricated at factory, 2. Upto 300mm size cable tray with Hi Tech rod supports and above 300mm size Cable Tray with L angles/Square Tubes supports, Cable tray upto 300 mm body 1.6 mm thick & cover 1.2 mm thick. Cable tray 450 & above - Body 2 mm thick & cover 1.2 mm thick | item74 | [52 empty] | 1.01 | Supplying, Conveying and fixing spls. Including eart | item1 | 123.223 | Nos
16 | Perforated type cable trays | item75 | [52 empty] | 1.02 | Construction of chamber for 100mm sluice plates | item2 | 213 | Nos
16.1 | 1000mm (W)x 75 mm (D) Perforated type cable trays. | item76 | 40 | Mtr. | 3842 |  |  | Excess(+) | 1 | Full Conversion | INR | [40 empty] | #VALUE! | #VALUE! | #VALUE! | 2 | Construction of chamber for 100mm sluices valve | item3 | 10 | Nos
16.2 | 600mm (W)x 75 mm (D) Perforated type cable trays. | item77 | 30 | Mtr. | 2744 |  |  | Excess(+) | 1 | Full Conversion | INR | [40 empty] | #VALUE! | #VALUE! | #VALUE! | 1.01 | Supplying, Conveying and fixing spls. Including eart | item1 | 123.223 | Nos
16.3 | 450mm (W)x 50 mm (D) L Perforated type cable trays. | item78 | 25 | Mtr. | 2048 |  |  | Excess(+) | 1 | Full Conversion | INR | [40 empty] | #VALUE! | #VALUE! | #VALUE! | 1.02 | Construction of chamber for 100mm sluice plates | item2 | 213 | Nos
16.4 | 300mm (W)x 50mm (D) Perforated type cable trays. | item79 | 45 | Mtr. | 1299 |  |  | Excess(+) | 1 | Full Conversion | INR | [40 empty] | #VALUE! | #VALUE! | #VALUE! | 2 | Construction of chamber for 100mm sluices valve | item3 | 10 | Nos
16.5 | 150mm (W)x 50 mm (D) Perforated type cable trays. | item80 | 20 | Mtr. | 552 |  |  | Excess(+) | 1 | Full Conversion | INR | [40 empty] | #VALUE! | #VALUE! | #VALUE! | 2 | Construction of chamber for 100mm sluices valve | item3 | 10 | Nos
17 | Powder coated Perforated type cable trays | item81 | [52 empty] | 3 | Supplying, Conveying and fixing spls. Including ea | item4 | 10 | Nos
17.1 | Supply and fixing of pre fabricated factory made Powder coated perforated folded type cable tray. The tray shall be fabricated out of 2mm thick. The tray shall be in standard length of 2.5m. The rate shall include Tray accessories like Tees, bend, reducers, required supports, 'c' channels, anchor bolts and supports etc, suitable for below trays Specification. | item82 | [52 empty] | 1.01 | Supplying, Conveying and fixing spls. Including eart | item1 | 123.223 | Nos
17.2 | 450mm (W)x 50 mm (D) Perforated type cable trays. | item83 | 1 | Mtr. | 1188 |  |  | Excess(+) | 1 | Full Conversion | INR | [40 empty] | #VALUE! | #VALUE! | #VALUE! | 1.02 | Construction of chamber for 100mm sluice plates | item2 | 213 | Nos
17.3 | 300mm (W)x 50 mm (D)Perforated type cable trays. | item84 | 1 | Mtr. | 864 |  |  | Excess(+) | 1 | Full Conversion | INR | [40 empty] | #VALUE! | #VALUE! | #VALUE! | 2 | Construction of chamber for 100mm sluices valve | item3 | 10 | Nos
18 | POWER & DATA Raceway | item85 | [52 empty] | 3 | Supplying, Conveying and fixing spls. Including ea | item4 | 10 | Nos
18.1 | Supply & Installation of SS wire mesh cable trays in basket shape fabricated out of 1.6 /2 mm SS wire with fine aesthetic finish.and neat supports | item86 | [52 empty] | 1.01 | Supplying, Conveying and fixing spls. Including eart | item1 | 123.223 | Nos
18.2 | Ceiling suspended raceway For Data | item87 | [52 empty] | 1.02 | Construction of chamber for 100mm sluice plates | item2 | 213 | Nos
18.3 | 300mm x 40 mm | item88 | 1 | Mtr. | 1534 |  |  | Excess(+) | 1 | Full Conversion | INR | [40 empty] | #VALUE! | #VALUE! | #VALUE! | 2 | Construction of chamber for 100mm sluices valve | item3 | 10 | Nos
18.4 | 200mm x 40 mm | item89 | 1 | Mtr. | 1102 |  |  | Excess(+) | 1 | Full Conversion | INR | [40 empty] | #VALUE! | #VALUE! | #VALUE! | 1.01 | Supplying, Conveying and fixing spls. Including eart | item1 | 123.223 | Nos
18.5 | 150mm x 40 mm | item90 | 1 | Mtr. | 886 |  |  | Excess(+) | 1 | Full Conversion | INR | [40 empty] | #VALUE! | #VALUE! | #VALUE! | 1.02 | Construction of chamber for 100mm sluice plates | item2 | 213 | Nos
18.6 | 100mm x 40 mm | item91 | 1 | Mtr. | 671 |  |  | Excess(+) | 1 | Full Conversion | INR | [40 empty] | #VALUE! | #VALUE! | #VALUE! | 2 | Construction of chamber for 100mm sluices valve | item3 | 10 | Nos
19 | Supply, installation .Testing and commisioning of 36W, 2x2ft Recessed Square LED light with inbuilt PIR sensor with less than 10% THD, power factor is greater than 0.95-0.99 and fixture efficiency > 100Lm/W with IP20 protection with all necessary fixing accessories i/c of Supply & installation of Tile protection bushes to support suspended light fxiture (White colour) complete as required and instructed by Engineer in-charge. Mounting type: Recess Wattage: 36W Driver : Non – Dimmable CCT : 5700K Usage Area: Data Center Body color: White. | item92 | 24 | Each | 2568 |  |  | Excess(+) | 1 | Full Conversion | INR | [40 empty] | #VALUE! | #VALUE! | #VALUE! | 3 | Supplying, Conveying and fixing spls. Including ea | item4 | 10 | Nos
20 | Supply installation ,testing and comissioning of 18/20W Surface/recess/wall Mounted/Suspended type LED Batten light with less than 10% THD, power factor is greater than 0.95-0.99 and efficiency > 100Lm/W with IP65 protection with all necessary fixing accessories.( Cable to be in side entry) i/c of Supply & installation of Tile protection bushes to support suspended light fxiture (White colour)complete as required and instructed by Engineer in-charge. Dimension : 1200 mm length Clean room industrial type light fixture with IP 65 protection, 5000 burning hours with electronic ballast CCT : 5700K or 6500K Usage area: AHU/Electrical/UPS/Battery room/Kitchen | item93 | 14 | Each | 1116 |  |  | Excess(+) | 1 | Full Conversion | INR | [40 empty] | #VALUE! | #VALUE! | #VALUE! | 1.02 | Construction of chamber for 100mm sluice plates | item2 | 213 | Nos
21 | Supply installation ,testing and comissioning of 20W FLAME PROOF Surface/wall Mounted /Suspended type LED Batten light with less than 10% THD, power factor is greater than 0.95-0.99 and efficiency > 100Lm/W with IP65 protection with all necessary fixing accessories.( Cable to be in side entry) , i/c of Supply & installation of Tile protection bushes to support suspended light fxiture (White colour) complete as required and instructed by Engineer in-charge. Dimension : 1200 mm length Clean room industrial type light fixture with IP 65 protection, 5000 burning hours with electronic ballast CCT : 5700K or 6500K Usage area:Battery Room | item94 | 2 | Each | 2280 |  |  | Excess(+) | 1 | Full Conversion | INR | [40 empty] | #VALUE! | #VALUE! | #VALUE! | 2 | Construction of chamber for 100mm sluices valve | item3 | 10 | Nos
22 | Supply installation ,testing and comissioning of 18W Recess mounted down light fixture | item95 | 1 | Each | 1116 |  |  | Excess(+) | 1 | Full Conversion | INR | [40 empty] | #VALUE! | #VALUE! | #VALUE! | 3 | Supplying, Conveying and fixing spls. Including ea | item4 | 10 | Nos
23 | SUB MAINS / CIRCUIT MAINS :for Raw power & UPS Power sockets | item96 | [52 empty] | 1.01 | Supplying, Conveying and fixing spls. Including eart | item1 | 123.223 | Nos
23.1 | Supply and wiring of FRLS, 1.1KV grade,ISI marked,PVC insulated multistranded copper cable of below sizes along with earth wire conforming to IS:694(with latest amendments) in existing conduit from DB to the first point as required and approved by the consultant/client.Note : cable/wire Colour shall be as per client requirment. i/c of Supply & installation of Tile protection bushes to support suspended light fxiture (White colour) complete as required and instructed by Engineer in-charge. | item97 | [52 empty] | 1.02 | Construction of chamber for 100mm sluice plates | item2 | 213 | Nos
23.2 | 3C x 1.5Sq.mm FRLS PVC insulated & flexible cu.cable for Light circuits | item98 | 125 | Mtr. | 83 |  |  | Excess(+) | 1 | Full Conversion | INR | [40 empty] | #VALUE! | #VALUE! | #VALUE! | 2 | Construction of chamber for 100mm sluices valve | item3 | 10 | Nos
23.3 | 3C x 1.5Sq.mm FRLS PVC insulated & flexible cu.cable for Emergency Lighting circuits | item99 | 1 | Mtr. | 83 |  |  | Excess(+) | 1 | Full Conversion | INR | [40 empty] | #VALUE! | #VALUE! | #VALUE! | 3 | Supplying, Conveying and fixing spls. Including ea | item4 | 10 | Nos
23.4 | 2C x 1.5Sq.mm FRLS PVC insulated & flexible cu.cable for Dimming system for data centre. | item100 | 1 | Mtr. | 61 |  |  | Excess(+) | 1 | Full Conversion | INR | [40 empty] | #VALUE! | #VALUE! | #VALUE! | 1.01 | Supplying, Conveying and fixing spls. Including eart | item1 | 123.223 | Nos
23.5 | 3C x 1.5Sq.mm FRLS PVC insulated & flexible cu.cable for Light fixtures drop(white color) | item101 | 1 | Mtr. | 83 |  |  | Excess(+) | 1 | Full Conversion | INR | [40 empty] | #VALUE! | #VALUE! | #VALUE! | 1.02 | Construction of chamber for 100mm sluice plates | item2 | 213 | Nos
23.6 | 3 x 1.5 sq. mm | item102 | 125 | Mtr. | 83 |  |  | Excess(+) | 1 | Full Conversion | INR | [40 empty] | #VALUE! | #VALUE! | #VALUE! | 2 | Construction of chamber for 100mm sluices valve | item3 | 10 | Nos
23.7 | 3 x 2.5 sq. mm | item103 | 290 | Mtr. | 120 |  |  | Excess(+) | 1 | Full Conversion | INR | [40 empty] | #VALUE! | #VALUE! | #VALUE! | 1.01 | Supplying, Conveying and fixing spls. Including eart | item1 | 123.223 | Nos
23.8 | 3 x 4 sq. mm | item104 | 1 | Mtr. | 181 |  |  | Excess(+) | 1 | Full Conversion | INR | [40 empty] | #VALUE! | #VALUE! | #VALUE! | 1.02 | Construction of chamber for 100mm sluice plates | item2 | 213 | Nos
23.9 | 3 x 6 sq. mm | item105 | 15 | Mtr. | 267 |  |  | Excess(+) | 1 | Full Conversion | INR | [40 empty] | #VALUE! | #VALUE! | #VALUE! | 1.02 | Construction of chamber for 100mm sluice plates | item2 | 213 | Nos
24 | Conduits for Circuit wiring | item106 | [52 empty] | 2 | Construction of chamber for 100mm sluices valve | item3 | 10 | Nos
24.1 | Supplying and fixing of following sizes of 2.1mm thick ISI marked, electrical grade FRLS PVC conduit surface run /concealed in ceiling, wall, column, floor, conforming to IS 9537-3 (1983) (with latest amendments) with necessary fixing accessories for ckt. mains or submains as required with necessary accessories such as bends, collars, junction boxes and pull boxes & wire and with covering covering plate as required as per the site condition and as approved by the client/ consultants. (From DB to Switch plate)This work includes chipping, chasing,clamping,filling and all related minor civil works. | item107 | [52 empty] | 3 | Supplying, Conveying and fixing spls. Including ea | item4 | 10 | Nos
24.2 | 20mm dia | item108 | 35 | Mtr. | 112 |  |  | Excess(+) | 1 | Full Conversion | INR | [40 empty] | #VALUE! | #VALUE! | #VALUE! | 1.01 | Supplying, Conveying and fixing spls. Including eart | item1 | 123.223 | Nos
24.3 | 25mm dia | item109 | 120 | Mtr. | 127 |  |  | Excess(+) | 1 | Full Conversion | INR | [40 empty] | #VALUE! | #VALUE! | #VALUE! | 1.02 | Construction of chamber for 100mm sluice plates | item2 | 213 | Nos
24.4 | 32mm dia | item110 | 35 | Mtr. | 161 |  |  | Excess(+) | 1 | Full Conversion | INR | [40 empty] | #VALUE! | #VALUE! | #VALUE! | 2 | Construction of chamber for 100mm sluices valve | item3 | 10 | Nos
24.5 | 40mm dia | item111 | 15 | Mtr. | 200 |  |  | Excess(+) | 1 | Full Conversion | INR | [40 empty] | #VALUE! | #VALUE! | #VALUE! | 3 | Supplying, Conveying and fixing spls. Including ea | item4 | 10 | Nos
25 | POINT WIRING. | item112 | [52 empty] | 1.01 | Supplying, Conveying and fixing spls. Including eart | item1 | 123.223 | Nos
25.1 | Supply and wiring for primary & Secondary light point with FRLS 3C x 1.5sqmm 1.1KV grade ISI marked FRLS insulated CU flexible cables conforming to IS:694 (with latest ammendments )in ISI marked 25mm dia heavy duty 2.2mm thick electrical grade PVC conduit with necessary accessories such as bends, collars, junction boxes and pull boxes and with covering covering plate as required as per the site condition on surface / concealed in ceiling, wall, column, floor,conforming to IS 9537-3 (1983)(with latest amendments) .Including supply and fixing of 5amps flush type modular(plate) control switches fixed in suitable size sheet metal flush box suitable for modular switches and covered with modular siwtch plates and all necessary components and earthing, supply of terminating lugs and all fixing materials,accessories,and interconnections complete as required.This work includes chipping, chasing,clamping,filling and all related minor civil works. 2.1mm thickness flexible pipe to be considered. Note : cable/wire Colour shall be as per client requirment. | item113 | [52 empty] | 1.02 | Construction of chamber for 100mm sluice plates | item2 | 213 | Nos
25.2 | One light point controlled by one switch considered as primary point {Average Wiring length 7 meters} {Average Conduit length 5 meters} | item114 | 85 | Point | 1036 |  |  | Excess(+) | 1 | Full Conversion | INR | [40 empty] | #VALUE! | #VALUE! | #VALUE! | 2 | Construction of chamber for 100mm sluices valve | item3 | 10 | Nos
26 | For every additional secondary point. (Single Height area) {Average Wiring length 5 meters} {Average Conduit length 3 meters} | item115 | 70 | Point | 1286 |  |  | Excess(+) | 1 | Full Conversion | INR | [40 empty] | #VALUE! | #VALUE! | #VALUE! | 1.01 | Supplying, Conveying and fixing spls. Including eart | item1 | 123.223 | Nos
27 | Exhaust fan point controlled 16A a switch and socket With Plug top near fan | item116 | 2 | Mtr. | 293 |  |  | Excess(+) | 1 | Full Conversion | INR | [40 empty] | #VALUE! | #VALUE! | #VALUE! | 1.02 | Construction of chamber for 100mm sluice plates | item2 | 213 | Nos
28 | PLUG POINT and Sockets for RAW / UPS POWER | item117 | [52 empty] | 2 | Construction of chamber for 100mm sluices valve | item3 | 10 | Nos
28.1 | Supplying and fixing following modular switch/ socket on the existing modular plate & switch box including connections but excluding modular plate etc. as required. | item118 | [52 empty] | 3 | Supplying, Conveying and fixing spls. Including ea | item4 | 10 | Nos
28.2 | 5/6 A switch | item119 | 9 | Nos | 90 |  |  | Excess(+) | 1 | Full Conversion | INR | [40 empty] | #VALUE! | #VALUE! | #VALUE! | 1.02 | Construction of chamber for 100mm sluice plates | item2 | 213 | Nos
28.3 | 15/16 A switch | item120 | 14 | Nos | 137 |  |  | Excess(+) | 1 | Full Conversion | INR | [40 empty] | #VALUE! | #VALUE! | #VALUE! | 2 | Construction of chamber for 100mm sluices valve | item3 | 10 | Nos
28.4 | 3 pin 5/6 A socket outlet | item121 | 15 | Nos | 107 |  |  | Excess(+) | 1 | Full Conversion | INR | [40 empty] | #VALUE! | #VALUE! | #VALUE! | 3 | Supplying, Conveying and fixing spls. Including ea | item4 | 10 | Nos
28.5 | 6 pin 15/16 A socket outlet | item122 | 12 | Nos | 173 |  |  | Excess(+) | 1 | Full Conversion | INR | [40 empty] | #VALUE! | #VALUE! | #VALUE! | 1.01 | Supplying, Conveying and fixing spls. Including eart | item1 | 123.223 | Nos
28.6 | Blanking Plate | item123 | 3 | Nos | 35 |  |  | Excess(+) | 1 | Full Conversion | INR | [40 empty] | #VALUE! | #VALUE! | #VALUE! | 1.02 | Construction of chamber for 100mm sluice plates | item2 | 213 | Nos
28.7 | two module stepped type electronic fan regulator | item124 | 1 | Nos | 324 |  |  | Excess(+) | 1 | Full Conversion | INR | [40 empty] | #VALUE! | #VALUE! | #VALUE! | 2 | Construction of chamber for 100mm sluices valve | item3 | 10 | Nos
29 | Supplying and fixing following size/ modules, Gl box alongwith modular base & cover plate for modular switches in recess etc. as required. | item125 | [52 empty] | 3 | Supplying, Conveying and fixing spls. Including ea | item4 | 10 | Nos
29.1 | 1 or 2 Module (75mmX75mm) | item126 | 15 | Nos | 261 |  |  | Excess(+) | 1 | Full Conversion | INR | [40 empty] | #VALUE! | #VALUE! | #VALUE! | 1.01 | Supplying, Conveying and fixing spls. Including eart | item1 | 123.223 | Nos
29.2 | 3 Module (100mmX75mm) | item127 | 10 | Nos | 287 |  |  | Excess(+) | 1 | Full Conversion | INR | [40 empty] | #VALUE! | #VALUE! | #VALUE! | 1.02 | Construction of chamber for 100mm sluice plates | item2 | 213 | Nos
29.3 | 4 Module (125mmX75mm) | item128 | 1 | Nos | 301 |  |  | Excess(+) | 1 | Full Conversion | INR | [40 empty] | #VALUE! | #VALUE! | #VALUE! | 2 | Construction of chamber for 100mm sluices valve | item3 | 10 | Nos
29.4 | 6 Module (200mmX75mm) | item129 | 1 | Nos | 352 |  |  | Excess(+) | 1 | Full Conversion | INR | [40 empty] | #VALUE! | #VALUE! | #VALUE! | 1.01 | Supplying, Conveying and fixing spls. Including eart | item1 | 123.223 | Nos
29.5 | 8 Module (125mmX125mm) | item130 | 3 | Nos | 398 |  |  | Excess(+) | 1 | Full Conversion | INR | [40 empty] | #VALUE! | #VALUE! | #VALUE! | 1.02 | Construction of chamber for 100mm sluice plates | item2 | 213 | Nos
29.6 | 12 Module (200mmX150mm) | item131 | 1 | Nos | 480 |  |  | Excess(+) | 1 | Full Conversion | INR | [40 empty] | #VALUE! | #VALUE! | #VALUE! | 2 | Construction of chamber for 100mm sluices valve | item3 | 10 | Nos
30 | Supplying and fixing following Modular base & cover plate on existing modular metal boxes etc. as required. | item132 | [52 empty] | 2 | Construction of chamber for 100mm sluices valve | item3 | 10 | Nos
30.1 | lor 2 Module | item133 | 1 | Nos | 117 |  |  | Excess(+) | 1 | Full Conversion | INR | [40 empty] | #VALUE! | #VALUE! | #VALUE! | 3 | Supplying, Conveying and fixing spls. Including ea | item4 | 10 | Nos
30.2 | 3 Module | item134 | 1 | Nos | 132 |  |  | Excess(+) | 1 | Full Conversion | INR | [40 empty] | #VALUE! | #VALUE! | #VALUE! | 1.01 | Supplying, Conveying and fixing spls. Including eart | item1 | 123.223 | Nos
30.3 | 4 Module | item135 | 1 | Nos | 139 |  |  | Excess(+) | 1 | Full Conversion | INR | [40 empty] | #VALUE! | #VALUE! | #VALUE! | 1.02 | Construction of chamber for 100mm sluice plates | item2 | 213 | Nos
30.4 | 6 Module | item136 | 1 | Nos | 160 |  |  | Excess(+) | 1 | Full Conversion | INR | [40 empty] | #VALUE! | #VALUE! | #VALUE! | 2 | Construction of chamber for 100mm sluices valve | item3 | 10 | Nos
30.5 | 8 Module | item137 | 1 | Nos | 185 |  |  | Excess(+) | 1 | Full Conversion | INR | [40 empty] | #VALUE! | #VALUE! | #VALUE! | 3 | Supplying, Conveying and fixing spls. Including ea | item4 | 10 | Nos
30.6 | 12 Module | item138 | 1 | Nos | 238 |  |  | Excess(+) | 1 | Full Conversion | INR | [40 empty] | #VALUE! | #VALUE! | #VALUE! | 1.01 | Supplying, Conveying and fixing spls. Including eart | item1 | 123.223 | Nos
31 | Supplying and fixing following size/ modules, plastic box for modular switches in recess etc as required. | item139 | [52 empty] | 1.02 | Construction of chamber for 100mm sluice plates | item2 | 213 | Nos
31.1 | 1 or 2 Module | item140 | 1 | Nos | 267 |  |  | Excess(+) | 1 | Full Conversion | INR | [40 empty] | #VALUE! | #VALUE! | #VALUE! | 2 | Construction of chamber for 100mm sluices valve | item3 | 10 | Nos
31.2 | 3 Module | item141 | 1 | Nos | 284 |  |  | Excess(+) | 1 | Full Conversion | INR | [40 empty] | #VALUE! | #VALUE! | #VALUE! | 1.01 | Supplying, Conveying and fixing spls. Including eart | item1 | 123.223 | Nos
31.3 | 4 Module | item142 | 1 | Nos | 306 |  |  | Excess(+) | 1 | Full Conversion | INR | [40 empty] | #VALUE! | #VALUE! | #VALUE! | 1.02 | Construction of chamber for 100mm sluice plates | item2 | 213 | Nos
31.4 | 6 Module | item143 | 1 | Nos | 336 |  |  | Excess(+) | 1 | Full Conversion | INR | [40 empty] | #VALUE! | #VALUE! | #VALUE! | 2 | Construction of chamber for 100mm sluices valve | item3 | 10 | Nos
31.5 | 8 Module | item144 | 1 | Nos | 358 |  |  | Excess(+) | 1 | Full Conversion | INR | [40 empty] | #VALUE! | #VALUE! | #VALUE! | 3 | Supplying, Conveying and fixing spls. Including ea | item4 | 10 | Nos
31.6 | 12 Module | item145 | 1 | Nos | 739 |  |  | Excess(+) | 1 | Full Conversion | INR | [40 empty] | #VALUE! | #VALUE! | #VALUE! | 1.02 | Construction of chamber for 100mm sluice plates | item2 | 213 | Nos
32 | Supplying and fixing suitable size Gl box with modular plate and cover in front on surface or in recess, including providing and fixing 3 pin 5/6 A modular socket outlet and 5/6 A modular switch, connections etc. as required. | item146 | 2 | Nos | 418 |  |  | Excess(+) | 1 | Full Conversion | INR | [40 empty] | #VALUE! | #VALUE! | #VALUE! | 2 | Construction of chamber for 100mm sluices valve | item3 | 10 | Nos
33 | Supplying and fixing suitable size Gl box with modular plate and cover in front on surface or in recess, including providing and fixing 6 pin 5/6 & 15/16 A modular socket outlet and 15/16 A modular switch, connections etc. as required. | item147 | 10 | Nos | 514 |  |  | Excess(+) | 1 | Full Conversion | INR | [40 empty] | #VALUE! | #VALUE! | #VALUE! | 3 | Supplying, Conveying and fixing spls. Including ea | item4 | 10 | Nos
34 | Supplying and fixing DP sheet steel enclosure on surface/ recess along with 25/32 A 240 V "C" curve DP MCB complete with connections, testing and commissioning etc. as required. | item148 | 1 | Nos | 1025 |  |  | Excess(+) | 1 | Full Conversion | INR | [40 empty] | #VALUE! | #VALUE! | #VALUE! | 1.01 | Supplying, Conveying and fixing spls. Including eart | item1 | 123.223 | Nos
35 | Supplying and fixing TP sheet steel enclosure on surface/ recess along with 16/25/32 A 415 V "C" curve TP MCB complete with connections, testing and commissioning etc. as required. | item149 | 4 | Nos | 1396 |  |  | Excess(+) | 1 | Full Conversion | INR | [40 empty] | #VALUE! | #VALUE! | #VALUE! | 1.02 | Construction of chamber for 100mm sluice plates | item2 | 213 | Nos
36 | Supplying and fixing 20 A, 240 V, SPN Industrial type socket outlet, with 2 pole and earth, metal enclosed plug top alongwith 20 A "C" curve, SP, MCB, in sheet steel enclosure, on surface or in recess, with chained metal cover for the socket out let and complete with connections, testing and commissioning etc. as required. | item150 | 1 | Nos | 1421 |  |  | Excess(+) | 1 | Full Conversion | INR | [40 empty] | #VALUE! | #VALUE! | #VALUE! | 2 | Construction of chamber for 100mm sluices valve | item3 | 10 | Nos
37 | Supplying and fixing 20 A, 415 V, TPN Industrial type socket outlet, with 4 pole and earth, metal enclosed plug top alongwith 20 A "C" curve, TPMCB, in sheet steel enclosure, on surface or in recess, with chained metal cover for the socket out let and complete with connections, testing and commissioning etc. as required. | item151 | 1 | Nos | 2271 |  |  | Excess(+) | 1 | Full Conversion | INR | [40 empty] | #VALUE! | #VALUE! | #VALUE! | 3 | Supplying, Conveying and fixing spls. Including ea | item4 | 10 | Nos
38 | Supplying and fixing 30 A, 415 V, TPN Industrial type socket outlet, with 4 pole and earth, metal enclosed plug top alongwith 30 A "C" curve, TPMCB, in sheet steel enclosure, on surface or in recess, with chained metal cover for the socket out let and complete with connections, testing and commissioning etc. as required. | item152 | 1 | Nos | 3601 |  |  | Excess(+) | 1 | Full Conversion | INR | [40 empty] | #VALUE! | #VALUE! | #VALUE! | 1.01 | Supplying, Conveying and fixing spls. Including eart | item1 | 123.223 | Nos
39 | EARTHING SYSTEM | item153 | [52 empty] | 1.02 | Construction of chamber for 100mm sluice plates | item2 | 213 | Nos
39.1 | Supply & Installation of earth electrode as per approval of EB :- | item154 | [52 empty] | 2 | Construction of chamber for 100mm sluices valve | item3 | 10 | Nos
39.2 | Copper Earth Plate 600 x 600 x 6mm electrolytic Copper plate confirming to IS 3043 with latest ammendments & as per standards. Two Nos. of 50 x 6mm copper strip run in parrallel from Earth Plate up to Earth Test Link/Bus of size 50 x 6mm provided on top. One No. GI Watering Pipe 40mm dia x 3mt long, along with GI Funnel & wire mesh . The mixture of charcoal & salt should be provided at 150mm all around the peripheral area of Earth Plate.The brick chamber along with the RCC/IL approved hinged type cover of 450mm x 450mm should be provided to cover the earth pit. The job is including excavation, civil work & the excess soil will have to remove from the site location. The resistance of earth pit should be less than 1.0ohm. | item155 | 4 | Nos | 48576 |  |  | Excess(+) | 1 | Full Conversion | INR | [40 empty] | #VALUE! | #VALUE! | #VALUE! | 1.01 | Supplying, Conveying and fixing spls. Including eart | item1 | 123.223 | Nos
40 | GI Earth plate 600 x 600 x 6mm GI plate confirming to IS 3043 with latest ammendments & as per standards. Two Nos. of 50 x 06mm GI Earth strip run in parrallel from Earth Plate up to Earth Test Link/Bus of size 50 x 6mm provided on top. One No. GI Watering Pipe 40mm dia x 3mt long, along with GI Funnel & wire mesh. The mixture of charcoal & salt should be provided at 150mm all around the peripheral area of Earth Plate.The brick chamber along with the RCC/IL approved hinged type cover of 450mm x 450mm should be provided to cover the earth pit.The job is including excavation,civil work & the excess soil will have to remove from the site location. The resistance of earth pit should be less than 1.0ohm. | item156 | 4 | Nos | 6552 |  |  | Excess(+) | 1 | Full Conversion | INR | [40 empty] | #VALUE! | #VALUE! | #VALUE! | 1.02 | Construction of chamber for 100mm sluice plates | item2 | 213 | Nos
41 | Supply and Installation of Potential Earth Electrodes(PC382) chemical earthing , 38 mm dia wall thickness 1.60 mm, 2 meter long, inner space of pipe filled with high conductive material along with 1 bag (25Kg to a bag) of Earth Life Compound with inculding required all accessories to complete the job. (Make : Potential chemical earthing / Ashlok Chemical earthing). | item157 | 12 | Nos | 9300 |  |  | Excess(+) | 1 | Full Conversion | INR | [40 empty] | #VALUE! | #VALUE! | #VALUE! | 2 | Construction of chamber for 100mm sluices valve | item3 | 10 | Nos
41.1 | Supply & Installation of 50X 6 mm GI Earth Strip | item158 | 192 | Mtr. | 318 |  |  | Excess(+) | 1 | Full Conversion | INR | [40 empty] | #VALUE! | #VALUE! | #VALUE! | 3 | Supplying, Conveying and fixing spls. Including ea | item4 | 10 | Nos
41.2 | Supply & Installation of 40 X 6 mm GI Earth Strip | item159 | 40 | Mtr. | 317 |  |  | Excess(+) | 1 | Full Conversion | INR | [40 empty] | #VALUE! | #VALUE! | #VALUE! | 1.01 | Supplying, Conveying and fixing spls. Including eart | item1 | 123.223 | Nos
41.3 | Supply & Installation of 40 X 6 mm Copper Earth Strip with required sleeves and insulators at regular interval of 750mm | item160 | 1 | Mtr. | 2328 |  |  | Excess(+) | 1 | Full Conversion | INR | [40 empty] | #VALUE! | #VALUE! | #VALUE! | 1.02 | Construction of chamber for 100mm sluice plates | item2 | 213 | Nos
41.4 | Supply & Installation of 25 X 6 mm GI Earth Strip | item161 | 20 | Mtr. | 214 |  |  | Excess(+) | 1 | Full Conversion | INR | [40 empty] | #VALUE! | #VALUE! | #VALUE! | 2 | Construction of chamber for 100mm sluices valve | item3 | 10 | Nos
41.5 | Supply & Installation of 25 X 6mm Copper Earth Strip | item162 | 365 | Mtr. | 1019 |  |  | Excess(+) | 1 | Full Conversion | INR | [40 empty] | #VALUE! | #VALUE! | #VALUE! | 3 | Supplying, Conveying and fixing spls. Including ea | item4 | 10 | Nos
41.6 | Supply & Installation of 25 X 3mm Copper Earth Strip | item163 | 1 | Mtr. | 1020 |  |  | Excess(+) | 1 | Full Conversion | INR | [40 empty] | #VALUE! | #VALUE! | #VALUE! | 1.01 | Supplying, Conveying and fixing spls. Including eart | item1 | 123.223 | Nos
41.7 | Supply & Installation of 1C X 6 Sq.mm. multistranded copper cable for DB body Earthing | item164 | 40 | Mtr. | 95 |  |  | Excess(+) | 1 | Full Conversion | INR | [40 empty] | #VALUE! | #VALUE! | #VALUE! | 1.02 | Construction of chamber for 100mm sluice plates | item2 | 213 | Nos
41.8 | Supply & Installation of 8 SWG GI wire | item165 | 50 | Mtr. | 61 |  |  | Excess(+) | 1 | Full Conversion | INR | [40 empty] | #VALUE! | #VALUE! | #VALUE! | 2 | Construction of chamber for 100mm sluices valve | item3 | 10 | Nos
42 | Jointing copper / G.l. tape (with another copper/ G I tape, base of the finial or any other metallic object) by riveting / nut bolting/sweating and soldering etc as required. | item166 | 1 | Nos | 99 |  |  | Excess(+) | 1 | Full Conversion | INR | [40 empty] | #VALUE! | #VALUE! | #VALUE! | 1.01 | Supplying, Conveying and fixing spls. Including eart | item1 | 123.223 | Nos
43 | BUS WAY | item167 | [52 empty] | 1.02 | Construction of chamber for 100mm sluice plates | item2 | 213 | Nos
43.1 | Supply, installation, testing & commissioning of 415V 1000A, 50kA for 1 sec,TP+2N+E, IP52 Bus way in construction,and required tap off at every 300mm intervals and length shall be suitable as per drawings/site feasibility (Busduct shall be designed for Temp rise of 50deg over design ambient temperature of 45Deg, Busduct shall Complies to IEC-61439 (part 1&2) complete in all respect as required and instructed by Engineer in-charge. | item168 | 48 | Mtr. | 69941 |  |  | Excess(+) | 1 | Full Conversion | INR | [40 empty] | #VALUE! | #VALUE! | #VALUE! | 2 | Construction of chamber for 100mm sluices valve | item3 | 10 | Nos
43.2 | 90 degree horizontol bend | item169 | 4 | Sets | 29004 |  |  | Excess(+) | 1 | Full Conversion | INR | [40 empty] | #VALUE! | #VALUE! | #VALUE! | 3 | Supplying, Conveying and fixing spls. Including ea | item4 | 10 | Nos
43.3 | 90 Degree vertical bend | item170 | 1 | Sets | 29004 |  |  | Excess(+) | 1 | Full Conversion | INR | [40 empty] | #VALUE! | #VALUE! | #VALUE! | 1.02 | Construction of chamber for 100mm sluice plates | item2 | 213 | Nos
44 | Terminal Box/Flange End at end feed units including seal of bushing ,connectors and required accessories | item171 | 4 | Sets | 80049 |  |  | Excess(+) | 1 | Full Conversion | INR | [40 empty] | #VALUE! | #VALUE! | #VALUE! | 2 | Construction of chamber for 100mm sluices valve | item3 | 10 | Nos
45 | Supply, installation, testing & commissioning of End cap & Cover Plate for 1000A Bus trunking complete in all respect as required and instructed by Engineer in-charge. | item172 | 4 | Nos | 13980 |  |  | Excess(+) | 1 | Full Conversion | INR | [40 empty] | #VALUE! | #VALUE! | #VALUE! | 3 | Supplying, Conveying and fixing spls. Including ea | item4 | 10 | Nos
46 | Supply, installation, testing & commissioning End Feed Unit consisting of 1000A, TPN, MCCB with 630A, 4P, 50kA, MCOS O/L, S/C releases and Shunt trip coil complete in all respect as required and instructed by Engineer in-charge. | item173 | 4 | Nos | 158954 |  |  | Excess(+) | 1 | Full Conversion | INR | [40 empty] | #VALUE! | #VALUE! | #VALUE! | 1.01 | Supplying, Conveying and fixing spls. Including eart | item1 | 123.223 | Nos
47 | Supply, installation, testing & commissioning 63A Tap off box with 32A 2 nos suitable plug top & cable with 2 nos. 32A IEC 60309 female receptacle IP 44 or equivalent, MFM Energy Meter (Make Secure elite- 446 or equivalent) with RS485, CTs Class 1.0, 415V AC suitable for bus trunking system etc. complete in all respect as required and instructed by Engineer in-charge | item174 | 20 | Nos | 30254 |  |  | Excess(+) | 1 | Full Conversion | INR | [40 empty] | #VALUE! | #VALUE! | #VALUE! | 1.02 | Construction of chamber for 100mm sluice plates | item2 | 213 | Nos
48 | Supply, installation, testing & commissioning 63A Tap off box with 32A 1 nos & 16A 1 nos. suitable plug top & cable with 1 nos. 32A and 1 nos. 16A IEC 60309 female receptacle IP 44 or equivalent, MFM Energy Meter (Make Secure elite- 446 or equivalent) with RS485, CTs Class 1.0, 415V AC suitable for bus trunking system etc. complete in all respect as required and instructed by Engineer in-charge | item175 | 20 | Nos | 28895 |  |  | Excess(+) | 1 | Full Conversion | INR | [40 empty] | #VALUE! | #VALUE! | #VALUE! | 2 | Construction of chamber for 100mm sluices valve | item3 | 10 | Nos
49 | Supply, installation, testing & commissioning 100A Tap off box with 63/40A 2 nos suitable plug top & cable with 2 nos. 63/40A IEC 60309 female receptacle IP 44 or equivalent, MFM Energy Meter (Make Secure elite- 446 or equivalent) with RS485, CTs Class 1.0, 415V AC suitable for bus trunking system etc. complete in all respect as required and instructed by Engineer in-charge | item176 | 6 | Nos | 42508 |  |  | Excess(+) | 1 | Full Conversion | INR | [40 empty] | #VALUE! | #VALUE! | #VALUE! | 3 | Supplying, Conveying and fixing spls. Including ea | item4 | 10 | Nos
50 | LT Panel (Non IT) | item177 | [52 empty] | 1.01 | Supplying, Conveying and fixing spls. Including eart | item1 | 123.223 | Nos
50.01 | Supplying, installation, testing, connecting and commissioning of cubical type LT panel suitable for 415V, 3-Phase, 4-Wire 50 Hz AC supply system as per IS 8623:93 and degree of protection shall be IP- 42 as per latest standards fabricated in comportmentlized desigen from CRCA sheet steel of 2 mm thickfor frame work and cover, 3 mm for gland plate i/c cleaninf and finishing with pre treated through nine tank hot chemical pre treatment process for powder coating in approved shade, having suitable capacity extensible type FP Aluminium alloy Bus bars of high conductivity. DMC.SMC bus bar supports with following as with complete in all respect and as instructed by Engineer in-charge. | item178 | [52 empty] | 1.02 | Construction of chamber for 100mm sluice plates | item2 | 213 | Nos
50.02 | Incommer:- | item179 | [52 empty] | 2 | Construction of chamber for 100mm sluices valve | item3 | 10 | Nos
50.03 | 01 No's. 200A, FP, 36kA MCCB MP Based with LSIG release with ROHM + SPRDS + Aux Contact | item180 | [52 empty] | 1.01 | Supplying, Conveying and fixing spls. Including eart | item1 | 123.223 | Nos
50.04 | 01 nos. Digital type Multifunction Meter with RS:485, CL-0.5, 96x 96 sq mm, Aux Supply Voltage 240V AC ( Secure Elite 446 or equivalent) | item181 | [52 empty] | 1.02 | Construction of chamber for 100mm sluice plates | item2 | 213 | Nos
50.05 | 3 No's. Metering CT's CTR/5A, CL-0.5, 15VA Cast Resin | item182 | [52 empty] | 2 | Construction of chamber for 100mm sluices valve | item3 | 10 | Nos
50.06 | 01 Set of ON, OFF indicating Lamp LED type | item183 | [52 empty] | 2 | Construction of chamber for 100mm sluices valve | item3 | 10 | Nos
50.07 | 02 No's. 6A SP MCB 10kA C-Curve | item184 | [52 empty] | 3 | Supplying, Conveying and fixing spls. Including ea | item4 | 10 | Nos
50.08 | BUSBARS: | item185 | [52 empty] | 1.01 | Supplying, Conveying and fixing spls. Including eart | item1 | 123.223 | Nos
50.09 | 250A four pole AL. Busbar. | item186 | [52 empty] | 1.02 | Construction of chamber for 100mm sluice plates | item2 | 213 | Nos
50.1 | OUTGOING-1: | item187 | [52 empty] | 2 | Construction of chamber for 100mm sluices valve | item3 | 10 | Nos
50.11 | 01 No's 100A, 4P 25kA MCCB as incommer | item188 | [52 empty] | 3 | Supplying, Conveying and fixing spls. Including ea | item4 | 10 | Nos
50.12 | 20 No's 5-32 A, SP, 10kA MCB as out goings for RDHX Racks | item189 | [52 empty] | 1.01 | Supplying, Conveying and fixing spls. Including eart | item1 | 123.223 | Nos
50.13 | OUTGOING-1I: | item190 | [52 empty] | 1.02 | Construction of chamber for 100mm sluice plates | item2 | 213 | Nos
50.14 | 08 No's 32 A, 4P 10kA MCB for AC Units | item191 | [52 empty] | 2 | Construction of chamber for 100mm sluices valve | item3 | 10 | Nos
50.15 | Total cost of Panel | item192 | 2 | Each | 112779 |  |  | Excess(+) | 1 | Full Conversion | INR | [40 empty] | #VALUE! | #VALUE! | #VALUE! | 1.01 | Supplying, Conveying and fixing spls. Including eart | item1 | 123.223 | Nos
51 | MISCELLANEOUS | item193 | [52 empty] | 1.02 | Construction of chamber for 100mm sluice plates | item2 | 213 | Nos
51.1 | Supplying & laying of Electrical resistant 1.1 kV grade rubber mats as per IS 47701991 complete in all respect.. | item194 | 20 | Sqm. | 873 |  |  | Excess(+) | 1 | Full Conversion | INR | [40 empty] | #VALUE! | #VALUE! | #VALUE! | 2 | Construction of chamber for 100mm sluices valve | item3 | 10 | Nos
52 | Supplying and fixing of as per IE-Rules First-aid chart on the existing wall including mounting accessories etc. as required. | item195 | 2 | Nos | 195 |  |  | Excess(+) | 1 | Full Conversion | INR | [40 empty] | #VALUE! | #VALUE! | #VALUE! | 3 | Supplying, Conveying and fixing spls. Including ea | item4 | 10 | Nos
53 | Supplying and fixing of First-aid box for five persons, containing materials confirming to IS:2217-1963 | item196 | 2 | Nos | 1119 |  |  | Excess(+) | 1 | Full Conversion | INR | [40 empty] | #VALUE! | #VALUE! | #VALUE! | 1.02 | Construction of chamber for 100mm sluice plates | item2 | 213 | Nos
54 | Supply & installation of Lamination SLD of size A1 | item197 | 1 | Nos | 1157 |  |  | Excess(+) | 1 | Full Conversion | INR | [40 empty] | #VALUE! | #VALUE! | #VALUE! | 2 | Construction of chamber for 100mm sluices valve | item3 | 10 | Nos
Total in Figures | [51 empty] | #VALUE! | #VALUE! | #VALUE! | 4 | Construction of chamber for 100mm sluice plates | item5 | 10 | Nos
Quoted Rate in Figures |  |  |  | Select | [47 empty] | 0 | 0 | #VALUE!
Quoted Rate in Words |  | #VALUE!
Note on K13: gepadmin: 1. If you choose "Full Conversion" then Column BA (AMOUNT) and Column BB (TAXES) BOTH values will be convert based on selected Currency in (Column L). 2. If you choose "Partial Conversion" then Column BA (AMOUNT) only will be converted based on selected currency (Column L) and Column BB (TAXES) value (INR) will be added to the converted values.
Note on K14: gepadmin: 1. If you choose "Full Conversion" then Column BA (AMOUNT) and Column BB (TAXES) BOTH values will be convert based on selected Currency in (Column L). 2. If you choose "Partial Conversion" then Column BA (AMOUNT) only will be converted based on selected currency (Column L) and Column BB (TAXES) value (INR) will be added to the converted values.
Note on K15: gepadmin: 1. If you choose "Full Conversion" then Column BA (AMOUNT) and Column BB (TAXES) BOTH values will be convert based on selected Currency in (Column L). 2. If you choose "Partial Conversion" then Column BA (AMOUNT) only will be converted based on selected currency (Column L) and Column BB (TAXES) value (INR) will be added to the converted values.
Note on K16: gepadmin: 1. If you choose "Full Conversion" then Column BA (AMOUNT) and Column BB (TAXES) BOTH values will be convert based on selected Currency in (Column L). 2. If you choose "Partial Conversion" then Column BA (AMOUNT) only will be converted based on selected currency (Column L) and Column BB (TAXES) value (INR) will be added to the converted values.
Note on K17: gepadmin: 1. If you choose "Full Conversion" then Column BA (AMOUNT) and Column BB (TAXES) BOTH values will be convert based on selected Currency in (Column L). 2. If you choose "Partial Conversion" then Column BA (AMOUNT) only will be converted based on selected currency (Column L) and Column BB (TAXES) value (INR) will be added to the converted values.
Note on K18: gepadmin: 1. If you choose "Full Conversion" then Column BA (AMOUNT) and Column BB (TAXES) BOTH values will be convert based on selected Currency in (Column L). 2. If you choose "Partial Conversion" then Column BA (AMOUNT) only will be converted based on selected currency (Column L) and Column BB (TAXES) value (INR) will be added to the converted values.
Note on K19: gepadmin: 1. If you choose "Full Conversion" then Column BA (AMOUNT) and Column BB (TAXES) BOTH values will be convert based on selected Currency in (Column L). 2. If you choose "Partial Conversion" then Column BA (AMOUNT) only will be converted based on selected currency (Column L) and Column BB (TAXES) value (INR) will be added to the converted values.
Note on K20: gepadmin: 1. If you choose "Full Conversion" then Column BA (AMOUNT) and Column BB (TAXES) BOTH values will be convert based on selected Currency in (Column L). 2. If you choose "Partial Conversion" then Column BA (AMOUNT) only will be converted based on selected currency (Column L) and Column BB (TAXES) value (INR) will be added to the converted values.
Note on K21: gepadmin: 1. If you choose "Full Conversion" then Column BA (AMOUNT) and Column BB (TAXES) BOTH values will be convert based on selected Currency in (Column L). 2. If you choose "Partial Conversion" then Column BA (AMOUNT) only will be converted based on selected currency (Column L) and Column BB (TAXES) value (INR) will be added to the converted values.
Note on K22: gepadmin: 1. If you choose "Full Conversion" then Column BA (AMOUNT) and Column BB (TAXES) BOTH values will be convert based on selected Currency in (Column L). 2. If you choose "Partial Conversion" then Column BA (AMOUNT) only will be converted based on selected currency (Column L) and Column BB (TAXES) value (INR) will be added to the converted values.
Note on K23: gepadmin: 1. If you choose "Full Conversion" then Column BA (AMOUNT) and Column BB (TAXES) BOTH values will be convert based on selected Currency in (Column L). 2. If you choose "Partial Conversion" then Column BA (AMOUNT) only will be converted based on selected currency (Column L) and Column BB (TAXES) value (INR) will be added to the converted values.
Note on K24: gepadmin: 1. If you choose "Full Conversion" then Column BA (AMOUNT) and Column BB (TAXES) BOTH values will be convert based on selected Currency in (Column L). 2. If you choose "Partial Conversion" then Column BA (AMOUNT) only will be converted based on selected currency (Column L) and Column BB (TAXES) value (INR) will be added to the converted values.
Note on K25: gepadmin: 1. If you choose "Full Conversion" then Column BA (AMOUNT) and Column BB (TAXES) BOTH values will be convert based on selected Currency in (Column L). 2. If you choose "Partial Conversion" then Column BA (AMOUNT) only will be converted based on selected currency (Column L) and Column BB (TAXES) value (INR) will be added to the converted values.
Note on K26: gepadmin: 1. If you choose "Full Conversion" then Column BA (AMOUNT) and Column BB (TAXES) BOTH values will be convert based on selected Currency in (Column L). 2. If you choose "Partial Conversion" then Column BA (AMOUNT) only will be converted based on selected currency (Column L) and Column BB (TAXES) value (INR) will be added to the converted values.
Note on K27: gepadmin: 1. If you choose "Full Conversion" then Column BA (AMOUNT) and Column BB (TAXES) BOTH values will be convert based on selected Currency in (Column L). 2. If you choose "Partial Conversion" then Column BA (AMOUNT) only will be converted based on selected currency (Column L) and Column BB (TAXES) value (INR) will be added to the converted values.
Note on K28: gepadmin: 1. If you choose "Full Conversion" then Column BA (AMOUNT) and Column BB (TAXES) BOTH values will be convert based on selected Currency in (Column L). 2. If you choose "Partial Conversion" then Column BA (AMOUNT) only will be converted based on selected currency (Column L) and Column BB (TAXES) value (INR) will be added to the converted values.
Note on K29: gepadmin: 1. If you choose "Full Conversion" then Column BA (AMOUNT) and Column BB (TAXES) BOTH values will be convert based on selected Currency in (Column L). 2. If you choose "Partial Conversion" then Column BA (AMOUNT) only will be converted based on selected currency (Column L) and Column BB (TAXES) value (INR) will be added to the converted values.
Note on K30: gepadmin: 1. If you choose "Full Conversion" then Column BA (AMOUNT) and Column BB (TAXES) BOTH values will be convert based on selected Currency in (Column L). 2. If you choose "Partial Conversion" then Column BA (AMOUNT) only will be converted based on selected currency (Column L) and Column BB (TAXES) value (INR) will be added to the converted values.
Note on K31: gepadmin: 1. If you choose "Full Conversion" then Column BA (AMOUNT) and Column BB (TAXES) BOTH values will be convert based on selected Currency in (Column L). 2. If you choose "Partial Conversion" then Column BA (AMOUNT) only will be converted based on selected currency (Column L) and Column BB (TAXES) value (INR) will be added to the converted values.
Note on K32: gepadmin: 1. If you choose "Full Conversion" then Column BA (AMOUNT) and Column BB (TAXES) BOTH values will be convert based on selected Currency in (Column L). 2. If you choose "Partial Conversion" then Column BA (AMOUNT) only will be converted based on selected currency (Column L) and Column BB (TAXES) value (INR) will be added to the converted values.
Note on K33: gepadmin: 1. If you choose "Full Conversion" then Column BA (AMOUNT) and Column BB (TAXES) BOTH values will be convert based on selected Currency in (Column L). 2. If you choose "Partial Conversion" then Column BA (AMOUNT) only will be converted based on selected currency (Column L) and Column BB (TAXES) value (INR) will be added to the converted values.
Note on K34: gepadmin: 1. If you choose "Full Conversion" then Column BA (AMOUNT) and Column BB (TAXES) BOTH values will be convert based on selected Currency in (Column L). 2. If you choose "Partial Conversion" then Column BA (AMOUNT) only will be converted based on selected currency (Column L) and Column BB (TAXES) value (INR) will be added to the converted values.
Note on K35: gepadmin: 1. If you choose "Full Conversion" then Column BA (AMOUNT) and Column BB (TAXES) BOTH values will be convert based on selected Currency in (Column L). 2. If you choose "Partial Conversion" then Column BA (AMOUNT) only will be converted based on selected currency (Column L) and Column BB (TAXES) value (INR) will be added to the converted values.
Note on K36: gepadmin: 1. If you choose "Full Conversion" then Column BA (AMOUNT) and Column BB (TAXES) BOTH values will be convert based on selected Currency in (Column L). 2. If you choose "Partial Conversion" then Column BA (AMOUNT) only will be converted based on selected currency (Column L) and Column BB (TAXES) value (INR) will be added to the converted values.
Note on K37: gepadmin: 1. If you choose "Full Conversion" then Column BA (AMOUNT) and Column BB (TAXES) BOTH values will be convert based on selected Currency in (Column L). 2. If you choose "Partial Conversion" then Column BA (AMOUNT) only will be converted based on selected currency (Column L) and Column BB (TAXES) value (INR) will be added to the converted values.
Note on K38: gepadmin: 1. If you choose "Full Conversion" then Column BA (AMOUNT) and Column BB (TAXES) BOTH values will be convert based on selected Currency in (Column L). 2. If you choose "Partial Conversion" then Column BA (AMOUNT) only will be converted based on selected currency (Column L) and Column BB (TAXES) value (INR) will be added to the converted values.
Note on K39: gepadmin: 1. If you choose "Full Conversion" then Column BA (AMOUNT) and Column BB (TAXES) BOTH values will be convert based on selected Currency in (Column L). 2. If you choose "Partial Conversion" then Column BA (AMOUNT) only will be converted based on selected currency (Column L) and Column BB (TAXES) value (INR) will be added to the converted values.
Note on K40: gepadmin: 1. If you choose "Full Conversion" then Column BA (AMOUNT) and Column BB (TAXES) BOTH values will be convert based on selected Currency in (Column L). 2. If you choose "Partial Conversion" then Column BA (AMOUNT) only will be converted based on selected currency (Column L) and Column BB (TAXES) value (INR) will be added to the converted values.
Note on K41: gepadmin: 1. If you choose "Full Conversion" then Column BA (AMOUNT) and Column BB (TAXES) BOTH values will be convert based on selected Currency in (Column L). 2. If you choose "Partial Conversion" then Column BA (AMOUNT) only will be converted based on selected currency (Column L) and Column BB (TAXES) value (INR) will be added to the converted values.
Note on K42: gepadmin: 1. If you choose "Full Conversion" then Column BA (AMOUNT) and Column BB (TAXES) BOTH values will be convert based on selected Currency in (Column L). 2. If you choose "Partial Conversion" then Column BA (AMOUNT) only will be converted based on selected currency (Column L) and Column BB (TAXES) value (INR) will be added to the converted values.
Note on K43: gepadmin: 1. If you choose "Full Conversion" then Column BA (AMOUNT) and Column BB (TAXES) BOTH values will be convert based on selected Currency in (Column L). 2. If you choose "Partial Conversion" then Column BA (AMOUNT) only will be converted based on selected currency (Column L) and Column BB (TAXES) value (INR) will be added to the converted values.
Note on K44: gepadmin: 1. If you choose "Full Conversion" then Column BA (AMOUNT) and Column BB (TAXES) BOTH values will be convert based on selected Currency in (Column L). 2. If you choose "Partial Conversion" then Column BA (AMOUNT) only will be converted based on selected currency (Column L) and Column BB (TAXES) value (INR) will be added to the converted values.
Note on K45: gepadmin: 1. If you choose "Full Conversion" then Column BA (AMOUNT) and Column BB (TAXES) BOTH values will be convert based on selected Currency in (Column L). 2. If you choose "Partial Conversion" then Column BA (AMOUNT) only will be converted based on selected currency (Column L) and Column BB (TAXES) value (INR) will be added to the converted values.
Note on K46: gepadmin: 1. If you choose "Full Conversion" then Column BA (AMOUNT) and Column BB (TAXES) BOTH values will be convert based on selected Currency in (Column L). 2. If you choose "Partial Conversion" then Column BA (AMOUNT) only will be converted based on selected currency (Column L) and Column BB (TAXES) value (INR) will be added to the converted values.
Note on K47: gepadmin: 1. If you choose "Full Conversion" then Column BA (AMOUNT) and Column BB (TAXES) BOTH values will be convert based on selected Currency in (Column L). 2. If you choose "Partial Conversion" then Column BA (AMOUNT) only will be converted based on selected currency (Column L) and Column BB (TAXES) value (INR) will be added to the converted values.
Note on K48: gepadmin: 1. If you choose "Full Conversion" then Column BA (AMOUNT) and Column BB (TAXES) BOTH values will be convert based on selected Currency in (Column L). 2. If you choose "Partial Conversion" then Column BA (AMOUNT) only will be converted based on selected currency (Column L) and Column BB (TAXES) value (INR) will be added to the converted values.
Note on K49: gepadmin: 1. If you choose "Full Conversion" then Column BA (AMOUNT) and Column BB (TAXES) BOTH values will be convert based on selected Currency in (Column L). 2. If you choose "Partial Conversion" then Column BA (AMOUNT) only will be converted based on selected currency (Column L) and Column BB (TAXES) value (INR) will be added to the converted values.
Note on K50: gepadmin: 1. If you choose "Full Conversion" then Column BA (AMOUNT) and Column BB (TAXES) BOTH values will be convert based on selected Currency in (Column L). 2. If you choose "Partial Conversion" then Column BA (AMOUNT) only will be converted based on selected currency (Column L) and Column BB (TAXES) value (INR) will be added to the converted values.
Note on K51: gepadmin: 1. If you choose "Full Conversion" then Column BA (AMOUNT) and Column BB (TAXES) BOTH values will be convert based on selected Currency in (Column L). 2. If you choose "Partial Conversion" then Column BA (AMOUNT) only will be converted based on selected currency (Column L) and Column BB (TAXES) value (INR) will be added to the converted values.
Note on K52: gepadmin: 1. If you choose "Full Conversion" then Column BA (AMOUNT) and Column BB (TAXES) BOTH values will be convert based on selected Currency in (Column L). 2. If you choose "Partial Conversion" then Column BA (AMOUNT) only will be converted based on selected currency (Column L) and Column BB (TAXES) value (INR) will be added to the converted values.
Note on K53: gepadmin: 1. If you choose "Full Conversion" then Column BA (AMOUNT) and Column BB (TAXES) BOTH values will be convert based on selected Currency in (Column L). 2. If you choose "Partial Conversion" then Column BA (AMOUNT) only will be converted based on selected currency (Column L) and Column BB (TAXES) value (INR) will be added to the converted values.
Note on K54: gepadmin: 1. If you choose "Full Conversion" then Column BA (AMOUNT) and Column BB (TAXES) BOTH values will be convert based on selected Currency in (Column L). 2. If you choose "Partial Conversion" then Column BA (AMOUNT) only will be converted based on selected currency (Column L) and Column BB (TAXES) value (INR) will be added to the converted values.
Note on K55: gepadmin: 1. If you choose "Full Conversion" then Column BA (AMOUNT) and Column BB (TAXES) BOTH values will be convert based on selected Currency in (Column L). 2. If you choose "Partial Conversion" then Column BA (AMOUNT) only will be converted based on selected currency (Column L) and Column BB (TAXES) value (INR) will be added to the converted values.
Note on K56: gepadmin: 1. If you choose "Full Conversion" then Column BA (AMOUNT) and Column BB (TAXES) BOTH values will be convert based on selected Currency in (Column L). 2. If you choose "Partial Conversion" then Column BA (AMOUNT) only will be converted based on selected currency (Column L) and Column BB (TAXES) value (INR) will be added to the converted values.
Note on K57: gepadmin: 1. If you choose "Full Conversion" then Column BA (AMOUNT) and Column BB (TAXES) BOTH values will be convert based on selected Currency in (Column L). 2. If you choose "Partial Conversion" then Column BA (AMOUNT) only will be converted based on selected currency (Column L) and Column BB (TAXES) value (INR) will be added to the converted values.
Note on K58: gepadmin: 1. If you choose "Full Conversion" then Column BA (AMOUNT) and Column BB (TAXES) BOTH values will be convert based on selected Currency in (Column L). 2. If you choose "Partial Conversion" then Column BA (AMOUNT) only will be converted based on selected currency (Column L) and Column BB (TAXES) value (INR) will be added to the converted values.
Note on K59: gepadmin: 1. If you choose "Full Conversion" then Column BA (AMOUNT) and Column BB (TAXES) BOTH values will be convert based on selected Currency in (Column L). 2. If you choose "Partial Conversion" then Column BA (AMOUNT) only will be converted based on selected currency (Column L) and Column BB (TAXES) value (INR) will be added to the converted values.
Note on K60: gepadmin: 1. If you choose "Full Conversion" then Column BA (AMOUNT) and Column BB (TAXES) BOTH values will be convert based on selected Currency in (Column L). 2. If you choose "Partial Conversion" then Column BA (AMOUNT) only will be converted based on selected currency (Column L) and Column BB (TAXES) value (INR) will be added to the converted values.
Note on K61: gepadmin: 1. If you choose "Full Conversion" then Column BA (AMOUNT) and Column BB (TAXES) BOTH values will be convert based on selected Currency in (Column L). 2. If you choose "Partial Conversion" then Column BA (AMOUNT) only will be converted based on selected currency (Column L) and Column BB (TAXES) value (INR) will be added to the converted values.
Note on K62: gepadmin: 1. If you choose "Full Conversion" then Column BA (AMOUNT) and Column BB (TAXES) BOTH values will be convert based on selected Currency in (Column L). 2. If you choose "Partial Conversion" then Column BA (AMOUNT) only will be converted based on selected currency (Column L) and Column BB (TAXES) value (INR) will be added to the converted values.
Note on K63: gepadmin: 1. If you choose "Full Conversion" then Column BA (AMOUNT) and Column BB (TAXES) BOTH values will be convert based on selected Currency in (Column L). 2. If you choose "Partial Conversion" then Column BA (AMOUNT) only will be converted based on selected currency (Column L) and Column BB (TAXES) value (INR) will be added to the converted values.
Note on K65: gepadmin: 1. If you choose "Full Conversion" then Column BA (AMOUNT) and Column BB (TAXES) BOTH values will be convert based on selected Currency in (Column L). 2. If you choose "Partial Conversion" then Column BA (AMOUNT) only will be converted based on selected currency (Column L) and Column BB (TAXES) value (INR) will be added to the converted values.
Note on K66: gepadmin: 1. If you choose "Full Conversion" then Column BA (AMOUNT) and Column BB (TAXES) BOTH values will be convert based on selected Currency in (Column L). 2. If you choose "Partial Conversion" then Column BA (AMOUNT) only will be converted based on selected currency (Column L) and Column BB (TAXES) value (INR) will be added to the converted values.
Note on K67: gepadmin: 1. If you choose "Full Conversion" then Column BA (AMOUNT) and Column BB (TAXES) BOTH values will be convert based on selected Currency in (Column L). 2. If you choose "Partial Conversion" then Column BA (AMOUNT) only will be converted based on selected currency (Column L) and Column BB (TAXES) value (INR) will be added to the converted values.
Note on K68: gepadmin: 1. If you choose "Full Conversion" then Column BA (AMOUNT) and Column BB (TAXES) BOTH values will be convert based on selected Currency in (Column L). 2. If you choose "Partial Conversion" then Column BA (AMOUNT) only will be converted based on selected currency (Column L) and Column BB (TAXES) value (INR) will be added to the converted values.
Note on K69: gepadmin: 1. If you choose "Full Conversion" then Column BA (AMOUNT) and Column BB (TAXES) BOTH values will be convert based on selected Currency in (Column L). 2. If you choose "Partial Conversion" then Column BA (AMOUNT) only will be converted based on selected currency (Column L) and Column BB (TAXES) value (INR) will be added to the converted values.
Note on K70: gepadmin: 1. If you choose "Full Conversion" then Column BA (AMOUNT) and Column BB (TAXES) BOTH values will be convert based on selected Currency in (Column L). 2. If you choose "Partial Conversion" then Column BA (AMOUNT) only will be converted based on selected currency (Column L) and Column BB (TAXES) value (INR) will be added to the converted values.
Note on K71: gepadmin: 1. If you choose "Full Conversion" then Column BA (AMOUNT) and Column BB (TAXES) BOTH values will be convert based on selected Currency in (Column L). 2. If you choose "Partial Conversion" then Column BA (AMOUNT) only will be converted based on selected currency (Column L) and Column BB (TAXES) value (INR) will be added to the converted values.
Note on K72: gepadmin: 1. If you choose "Full Conversion" then Column BA (AMOUNT) and Column BB (TAXES) BOTH values will be convert based on selected Currency in (Column L). 2. If you choose "Partial Conversion" then Column BA (AMOUNT) only will be converted based on selected currency (Column L) and Column BB (TAXES) value (INR) will be added to the converted values.
Note on K73: gepadmin: 1. If you choose "Full Conversion" then Column BA (AMOUNT) and Column BB (TAXES) BOTH values will be convert based on selected Currency in (Column L). 2. If you choose "Partial Conversion" then Column BA (AMOUNT) only will be converted based on selected currency (Column L) and Column BB (TAXES) value (INR) will be added to the converted values.
Note on K74: gepadmin: 1. If you choose "Full Conversion" then Column BA (AMOUNT) and Column BB (TAXES) BOTH values will be convert based on selected Currency in (Column L). 2. If you choose "Partial Conversion" then Column BA (AMOUNT) only will be converted based on selected currency (Column L) and Column BB (TAXES) value (INR) will be added to the converted values.
Note on K75: gepadmin: 1. If you choose "Full Conversion" then Column BA (AMOUNT) and Column BB (TAXES) BOTH values will be convert based on selected Currency in (Column L). 2. If you choose "Partial Conversion" then Column BA (AMOUNT) only will be converted based on selected currency (Column L) and Column BB (TAXES) value (INR) will be added to the converted values.
Note on K76: gepadmin: 1. If you choose "Full Conversion" then Column BA (AMOUNT) and Column BB (TAXES) BOTH values will be convert based on selected Currency in (Column L). 2. If you choose "Partial Conversion" then Column BA (AMOUNT) only will be converted based on selected currency (Column L) and Column BB (TAXES) value (INR) will be added to the converted values.
Note on K77: gepadmin: 1. If you choose "Full Conversion" then Column BA (AMOUNT) and Column BB (TAXES) BOTH values will be convert based on selected Currency in (Column L). 2. If you choose "Partial Conversion" then Column BA (AMOUNT) only will be converted based on selected currency (Column L) and Column BB (TAXES) value (INR) will be added to the converted values.
Note on K78: gepadmin: 1. If you choose "Full Conversion" then Column BA (AMOUNT) and Column BB (TAXES) BOTH values will be convert based on selected Currency in (Column L). 2. If you choose "Partial Conversion" then Column BA (AMOUNT) only will be converted based on selected currency (Column L) and Column BB (TAXES) value (INR) will be added to the converted values.
Note on K79: gepadmin: 1. If you choose "Full Conversion" then Column BA (AMOUNT) and Column BB (TAXES) BOTH values will be convert based on selected Currency in (Column L). 2. If you choose "Partial Conversion" then Column BA (AMOUNT) only will be converted based on selected currency (Column L) and Column BB (TAXES) value (INR) will be added to the converted values.
Note on K80: gepadmin: 1. If you choose "Full Conversion" then Column BA (AMOUNT) and Column BB (TAXES) BOTH values will be convert based on selected Currency in (Column L). 2. If you choose "Partial Conversion" then Column BA (AMOUNT) only will be converted based on selected currency (Column L) and Column BB (TAXES) value (INR) will be added to the converted values.
Note on K81: gepadmin: 1. If you choose "Full Conversion" then Column BA (AMOUNT) and Column BB (TAXES) BOTH values will be convert based on selected Currency in (Column L). 2. If you choose "Partial Conversion" then Column BA (AMOUNT) only will be converted based on selected currency (Column L) and Column BB (TAXES) value (INR) will be added to the converted values.
Note on K82: gepadmin: 1. If you choose "Full Conversion" then Column BA (AMOUNT) and Column BB (TAXES) BOTH values will be convert based on selected Currency in (Column L). 2. If you choose "Partial Conversion" then Column BA (AMOUNT) only will be converted based on selected currency (Column L) and Column BB (TAXES) value (INR) will be added to the converted values.
Note on K83: gepadmin: 1. If you choose "Full Conversion" then Column BA (AMOUNT) and Column BB (TAXES) BOTH values will be convert based on selected Currency in (Column L). 2. If you choose "Partial Conversion" then Column BA (AMOUNT) only will be converted based on selected currency (Column L) and Column BB (TAXES) value (INR) will be added to the converted values.
Note on K84: gepadmin: 1. If you choose "Full Conversion" then Column BA (AMOUNT) and Column BB (TAXES) BOTH values will be convert based on selected Currency in (Column L). 2. If you choose "Partial Conversion" then Column BA (AMOUNT) only will be converted based on selected currency (Column L) and Column BB (TAXES) value (INR) will be added to the converted values.
Note on K85: gepadmin: 1. If you choose "Full Conversion" then Column BA (AMOUNT) and Column BB (TAXES) BOTH values will be convert based on selected Currency in (Column L). 2. If you choose "Partial Conversion" then Column BA (AMOUNT) only will be converted based on selected currency (Column L) and Column BB (TAXES) value (INR) will be added to the converted values.
Note on K86: gepadmin: 1. If you choose "Full Conversion" then Column BA (AMOUNT) and Column BB (TAXES) BOTH values will be convert based on selected Currency in (Column L). 2. If you choose "Partial Conversion" then Column BA (AMOUNT) only will be converted based on selected currency (Column L) and Column BB (TAXES) value (INR) will be added to the converted values.
Note on K87: gepadmin: 1. If you choose "Full Conversion" then Column BA (AMOUNT) and Column BB (TAXES) BOTH values will be convert based on selected Currency in (Column L). 2. If you choose "Partial Conversion" then Column BA (AMOUNT) only will be converted based on selected currency (Column L) and Column BB (TAXES) value (INR) will be added to the converted values.
Note on K88: gepadmin: 1. If you choose "Full Conversion" then Column BA (AMOUNT) and Column BB (TAXES) BOTH values will be convert based on selected Currency in (Column L). 2. If you choose "Partial Conversion" then Column BA (AMOUNT) only will be converted based on selected currency (Column L) and Column BB (TAXES) value (INR) will be added to the converted values.
Note on K89: gepadmin: 1. If you choose "Full Conversion" then Column BA (AMOUNT) and Column BB (TAXES) BOTH values will be convert based on selected Currency in (Column L). 2. If you choose "Partial Conversion" then Column BA (AMOUNT) only will be converted based on selected currency (Column L) and Column BB (TAXES) value (INR) will be added to the converted values.
Note on K90: gepadmin: 1. If you choose "Full Conversion" then Column BA (AMOUNT) and Column BB (TAXES) BOTH values will be convert based on selected Currency in (Column L). 2. If you choose "Partial Conversion" then Column BA (AMOUNT) only will be converted based on selected currency (Column L) and Column BB (TAXES) value (INR) will be added to the converted values.
Note on K91: gepadmin: 1. If you choose "Full Conversion" then Column BA (AMOUNT) and Column BB (TAXES) BOTH values will be convert based on selected Currency in (Column L). 2. If you choose "Partial Conversion" then Column BA (AMOUNT) only will be converted based on selected currency (Column L) and Column BB (TAXES) value (INR) will be added to the converted values.
Note on K92: gepadmin: 1. If you choose "Full Conversion" then Column BA (AMOUNT) and Column BB (TAXES) BOTH values will be convert based on selected Currency in (Column L). 2. If you choose "Partial Conversion" then Column BA (AMOUNT) only will be converted based on selected currency (Column L) and Column BB (TAXES) value (INR) will be added to the converted values.
Note on K93: gepadmin: 1. If you choose "Full Conversion" then Column BA (AMOUNT) and Column BB (TAXES) BOTH values will be convert based on selected Currency in (Column L). 2. If you choose "Partial Conversion" then Column BA (AMOUNT) only will be converted based on selected currency (Column L) and Column BB (TAXES) value (INR) will be added to the converted values.
Note on K94: gepadmin: 1. If you choose "Full Conversion" then Column BA (AMOUNT) and Column BB (TAXES) BOTH values will be convert based on selected Currency in (Column L). 2. If you choose "Partial Conversion" then Column BA (AMOUNT) only will be converted based on selected currency (Column L) and Column BB (TAXES) value (INR) will be added to the converted values.
Note on K95: gepadmin: 1. If you choose "Full Conversion" then Column BA (AMOUNT) and Column BB (TAXES) BOTH values will be convert based on selected Currency in (Column L). 2. If you choose "Partial Conversion" then Column BA (AMOUNT) only will be converted based on selected currency (Column L) and Column BB (TAXES) value (INR) will be added to the converted values.
Note on K96: gepadmin: 1. If you choose "Full Conversion" then Column BA (AMOUNT) and Column BB (TAXES) BOTH values will be convert based on selected Currency in (Column L). 2. If you choose "Partial Conversion" then Column BA (AMOUNT) only will be converted based on selected currency (Column L) and Column BB (TAXES) value (INR) will be added to the converted values.
Note on K97: gepadmin: 1. If you choose "Full Conversion" then Column BA (AMOUNT) and Column BB (TAXES) BOTH values will be convert based on selected Currency in (Column L). 2. If you choose "Partial Conversion" then Column BA (AMOUNT) only will be converted based on selected currency (Column L) and Column BB (TAXES) value (INR) will be added to the converted values.
Note on K98: gepadmin: 1. If you choose "Full Conversion" then Column BA (AMOUNT) and Column BB (TAXES) BOTH values will be convert based on selected Currency in (Column L). 2. If you choose "Partial Conversion" then Column BA (AMOUNT) only will be converted based on selected currency (Column L) and Column BB (TAXES) value (INR) will be added to the converted values.
Note on K99: gepadmin: 1. If you choose "Full Conversion" then Column BA (AMOUNT) and Column BB (TAXES) BOTH values will be convert based on selected Currency in (Column L). 2. If you choose "Partial Conversion" then Column BA (AMOUNT) only will be converted based on selected currency (Column L) and Column BB (TAXES) value (INR) will be added to the converted values.
Note on K100: gepadmin: 1. If you choose "Full Conversion" then Column BA (AMOUNT) and Column BB (TAXES) BOTH values will be convert based on selected Currency in (Column L). 2. If you choose "Partial Conversion" then Column BA (AMOUNT) only will be converted based on selected currency (Column L) and Column BB (TAXES) value (INR) will be added to the converted values.
Note on K101: gepadmin: 1. If you choose "Full Conversion" then Column BA (AMOUNT) and Column BB (TAXES) BOTH values will be convert based on selected Currency in (Column L). 2. If you choose "Partial Conversion" then Column BA (AMOUNT) only will be converted based on selected currency (Column L) and Column BB (TAXES) value (INR) will be added to the converted values.
Note on K102: gepadmin: 1. If you choose "Full Conversion" then Column BA (AMOUNT) and Column BB (TAXES) BOTH values will be convert based on selected Currency in (Column L). 2. If you choose "Partial Conversion" then Column BA (AMOUNT) only will be converted based on selected currency (Column L) and Column BB (TAXES) value (INR) will be added to the converted values.
Note on K103: gepadmin: 1. If you choose "Full Conversion" then Column BA (AMOUNT) and Column BB (TAXES) BOTH values will be convert based on selected Currency in (Column L). 2. If you choose "Partial Conversion" then Column BA (AMOUNT) only will be converted based on selected currency (Column L) and Column BB (TAXES) value (INR) will be added to the converted values.
Note on K104: gepadmin: 1. If you choose "Full Conversion" then Column BA (AMOUNT) and Column BB (TAXES) BOTH values will be convert based on selected Currency in (Column L). 2. If you choose "Partial Conversion" then Column BA (AMOUNT) only will be converted based on selected currency (Column L) and Column BB (TAXES) value (INR) will be added to the converted values.
Note on K105: gepadmin: 1. If you choose "Full Conversion" then Column BA (AMOUNT) and Column BB (TAXES) BOTH values will be convert based on selected Currency in (Column L). 2. If you choose "Partial Conversion" then Column BA (AMOUNT) only will be converted based on selected currency (Column L) and Column BB (TAXES) value (INR) will be added to the converted values.
Note on K106: gepadmin: 1. If you choose "Full Conversion" then Column BA (AMOUNT) and Column BB (TAXES) BOTH values will be convert based on selected Currency in (Column L). 2. If you choose "Partial Conversion" then Column BA (AMOUNT) only will be converted based on selected currency (Column L) and Column BB (TAXES) value (INR) will be added to the converted values.
Note on K107: gepadmin: 1. If you choose "Full Conversion" then Column BA (AMOUNT) and Column BB (TAXES) BOTH values will be convert based on selected Currency in (Column L). 2. If you choose "Partial Conversion" then Column BA (AMOUNT) only will be converted based on selected currency (Column L) and Column BB (TAXES) value (INR) will be added to the converted values.
Note on K108: gepadmin: 1. If you choose "Full Conversion" then Column BA (AMOUNT) and Column BB (TAXES) BOTH values will be convert based on selected Currency in (Column L). 2. If you choose "Partial Conversion" then Column BA (AMOUNT) only will be converted based on selected currency (Column L) and Column BB (TAXES) value (INR) will be added to the converted values.
Note on K109: gepadmin: 1. If you choose "Full Conversion" then Column BA (AMOUNT) and Column BB (TAXES) BOTH values will be convert based on selected Currency in (Column L). 2. If you choose "Partial Conversion" then Column BA (AMOUNT) only will be converted based on selected currency (Column L) and Column BB (TAXES) value (INR) will be added to the converted values.
Note on K110: gepadmin: 1. If you choose "Full Conversion" then Column BA (AMOUNT) and Column BB (TAXES) BOTH values will be convert based on selected Currency in (Column L). 2. If you choose "Partial Conversion" then Column BA (AMOUNT) only will be converted based on selected currency (Column L) and Column BB (TAXES) value (INR) will be added to the converted values.
Note on K111: gepadmin: 1. If you choose "Full Conversion" then Column BA (AMOUNT) and Column BB (TAXES) BOTH values will be convert based on selected Currency in (Column L). 2. If you choose "Partial Conversion" then Column BA (AMOUNT) only will be converted based on selected currency (Column L) and Column BB (TAXES) value (INR) will be added to the converted values.
Note on K112: gepadmin: 1. If you choose "Full Conversion" then Column BA (AMOUNT) and Column BB (TAXES) BOTH values will be convert based on selected Currency in (Column L). 2. If you choose "Partial Conversion" then Column BA (AMOUNT) only will be converted based on selected currency (Column L) and Column BB (TAXES) value (INR) will be added to the converted values.
Note on K113: gepadmin: 1. If you choose "Full Conversion" then Column BA (AMOUNT) and Column BB (TAXES) BOTH values will be convert based on selected Currency in (Column L). 2. If you choose "Partial Conversion" then Column BA (AMOUNT) only will be converted based on selected currency (Column L) and Column BB (TAXES) value (INR) will be added to the converted values.
Note on K116: gepadmin: 1. If you choose "Full Conversion" then Column BA (AMOUNT) and Column BB (TAXES) BOTH values will be convert based on selected Currency in (Column L). 2. If you choose "Partial Conversion" then Column BA (AMOUNT) only will be converted based on selected currency (Column L) and Column BB (TAXES) value (INR) will be added to the converted values.
Note on K117: gepadmin: 1. If you choose "Full Conversion" then Column BA (AMOUNT) and Column BB (TAXES) BOTH values will be convert based on selected Currency in (Column L). 2. If you choose "Partial Conversion" then Column BA (AMOUNT) only will be converted based on selected currency (Column L) and Column BB (TAXES) value (INR) will be added to the converted values.
Note on K118: gepadmin: 1. If you choose "Full Conversion" then Column BA (AMOUNT) and Column BB (TAXES) BOTH values will be convert based on selected Currency in (Column L). 2. If you choose "Partial Conversion" then Column BA (AMOUNT) only will be converted based on selected currency (Column L) and Column BB (TAXES) value (INR) will be added to the converted values.
Note on K119: gepadmin: 1. If you choose "Full Conversion" then Column BA (AMOUNT) and Column BB (TAXES) BOTH values will be convert based on selected Currency in (Column L). 2. If you choose "Partial Conversion" then Column BA (AMOUNT) only will be converted based on selected currency (Column L) and Column BB (TAXES) value (INR) will be added to the converted values.
Note on K120: gepadmin: 1. If you choose "Full Conversion" then Column BA (AMOUNT) and Column BB (TAXES) BOTH values will be convert based on selected Currency in (Column L). 2. If you choose "Partial Conversion" then Column BA (AMOUNT) only will be converted based on selected currency (Column L) and Column BB (TAXES) value (INR) will be added to the converted values.
Note on K121: gepadmin: 1. If you choose "Full Conversion" then Column BA (AMOUNT) and Column BB (TAXES) BOTH values will be convert based on selected Currency in (Column L). 2. If you choose "Partial Conversion" then Column BA (AMOUNT) only will be converted based on selected currency (Column L) and Column BB (TAXES) value (INR) will be added to the converted values.
Note on K122: gepadmin: 1. If you choose "Full Conversion" then Column BA (AMOUNT) and Column BB (TAXES) BOTH values will be convert based on selected Currency in (Column L). 2. If you choose "Partial Conversion" then Column BA (AMOUNT) only will be converted based on selected currency (Column L) and Column BB (TAXES) value (INR) will be added to the converted values.
Note on K123: gepadmin: 1. If you choose "Full Conversion" then Column BA (AMOUNT) and Column BB (TAXES) BOTH values will be convert based on selected Currency in (Column L). 2. If you choose "Partial Conversion" then Column BA (AMOUNT) only will be converted based on selected currency (Column L) and Column BB (TAXES) value (INR) will be added to the converted values.
Note on K124: gepadmin: 1. If you choose "Full Conversion" then Column BA (AMOUNT) and Column BB (TAXES) BOTH values will be convert based on selected Currency in (Column L). 2. If you choose "Partial Conversion" then Column BA (AMOUNT) only will be converted based on selected currency (Column L) and Column BB (TAXES) value (INR) will be added to the converted values.
Note on K125: gepadmin: 1. If you choose "Full Conversion" then Column BA (AMOUNT) and Column BB (TAXES) BOTH values will be convert based on selected Currency in (Column L). 2. If you choose "Partial Conversion" then Column BA (AMOUNT) only will be converted based on selected currency (Column L) and Column BB (TAXES) value (INR) will be added to the converted values.
Note on K126: gepadmin: 1. If you choose "Full Conversion" then Column BA (AMOUNT) and Column BB (TAXES) BOTH values will be convert based on selected Currency in (Column L). 2. If you choose "Partial Conversion" then Column BA (AMOUNT) only will be converted based on selected currency (Column L) and Column BB (TAXES) value (INR) will be added to the converted values.
Note on K127: gepadmin: 1. If you choose "Full Conversion" then Column BA (AMOUNT) and Column BB (TAXES) BOTH values will be convert based on selected Currency in (Column L). 2. If you choose "Partial Conversion" then Column BA (AMOUNT) only will be converted based on selected currency (Column L) and Column BB (TAXES) value (INR) will be added to the converted values.
Note on K128: gepadmin: 1. If you choose "Full Conversion" then Column BA (AMOUNT) and Column BB (TAXES) BOTH values will be convert based on selected Currency in (Column L). 2. If you choose "Partial Conversion" then Column BA (AMOUNT) only will be converted based on selected currency (Column L) and Column BB (TAXES) value (INR) will be added to the converted values.
Note on K129: gepadmin: 1. If you choose "Full Conversion" then Column BA (AMOUNT) and Column BB (TAXES) BOTH values will be convert based on selected Currency in (Column L). 2. If you choose "Partial Conversion" then Column BA (AMOUNT) only will be converted based on selected currency (Column L) and Column BB (TAXES) value (INR) will be added to the converted values.
Note on K130: gepadmin: 1. If you choose "Full Conversion" then Column BA (AMOUNT) and Column BB (TAXES) BOTH values will be convert based on selected Currency in (Column L). 2. If you choose "Partial Conversion" then Column BA (AMOUNT) only will be converted based on selected currency (Column L) and Column BB (TAXES) value (INR) will be added to the converted values.
Note on K131: gepadmin: 1. If you choose "Full Conversion" then Column BA (AMOUNT) and Column BB (TAXES) BOTH values will be convert based on selected Currency in (Column L). 2. If you choose "Partial Conversion" then Column BA (AMOUNT) only will be converted based on selected currency (Column L) and Column BB (TAXES) value (INR) will be added to the converted values.
Note on K132: gepadmin: 1. If you choose "Full Conversion" then Column BA (AMOUNT) and Column BB (TAXES) BOTH values will be convert based on selected Currency in (Column L). 2. If you choose "Partial Conversion" then Column BA (AMOUNT) only will be converted based on selected currency (Column L) and Column BB (TAXES) value (INR) will be added to the converted values.
Note on K133: gepadmin: 1. If you choose "Full Conversion" then Column BA (AMOUNT) and Column BB (TAXES) BOTH values will be convert based on selected Currency in (Column L). 2. If you choose "Partial Conversion" then Column BA (AMOUNT) only will be converted based on selected currency (Column L) and Column BB (TAXES) value (INR) will be added to the converted values.
Note on K134: gepadmin: 1. If you choose "Full Conversion" then Column BA (AMOUNT) and Column BB (TAXES) BOTH values will be convert based on selected Currency in (Column L). 2. If you choose "Partial Conversion" then Column BA (AMOUNT) only will be converted based on selected currency (Column L) and Column BB (TAXES) value (INR) will be added to the converted values.
Note on K135: gepadmin: 1. If you choose "Full Conversion" then Column BA (AMOUNT) and Column BB (TAXES) BOTH values will be convert based on selected Currency in (Column L). 2. If you choose "Partial Conversion" then Column BA (AMOUNT) only will be converted based on selected currency (Column L) and Column BB (TAXES) value (INR) will be added to the converted values.
Note on K136: gepadmin: 1. If you choose "Full Conversion" then Column BA (AMOUNT) and Column BB (TAXES) BOTH values will be convert based on selected Currency in (Column L). 2. If you choose "Partial Conversion" then Column BA (AMOUNT) only will be converted based on selected currency (Column L) and Column BB (TAXES) value (INR) will be added to the converted values.
Note on K137: gepadmin: 1. If you choose "Full Conversion" then Column BA (AMOUNT) and Column BB (TAXES) BOTH values will be convert based on selected Currency in (Column L). 2. If you choose "Partial Conversion" then Column BA (AMOUNT) only will be converted based on selected currency (Column L) and Column BB (TAXES) value (INR) will be added to the converted values.
Note on K138: gepadmin: 1. If you choose "Full Conversion" then Column BA (AMOUNT) and Column BB (TAXES) BOTH values will be convert based on selected Currency in (Column L). 2. If you choose "Partial Conversion" then Column BA (AMOUNT) only will be converted based on selected currency (Column L) and Column BB (TAXES) value (INR) will be added to the converted values.
Note on K139: gepadmin: 1. If you choose "Full Conversion" then Column BA (AMOUNT) and Column BB (TAXES) BOTH values will be convert based on selected Currency in (Column L). 2. If you choose "Partial Conversion" then Column BA (AMOUNT) only will be converted based on selected currency (Column L) and Column BB (TAXES) value (INR) will be added to the converted values.
Note on K140: gepadmin: 1. If you choose "Full Conversion" then Column BA (AMOUNT) and Column BB (TAXES) BOTH values will be convert based on selected Currency in (Column L). 2. If you choose "Partial Conversion" then Column BA (AMOUNT) only will be converted based on selected currency (Column L) and Column BB (TAXES) value (INR) will be added to the converted values.
Note on K141: gepadmin: 1. If you choose "Full Conversion" then Column BA (AMOUNT) and Column BB (TAXES) BOTH values will be convert based on selected Currency in (Column L). 2. If you choose "Partial Conversion" then Column BA (AMOUNT) only will be converted based on selected currency (Column L) and Column BB (TAXES) value (INR) will be added to the converted values.
Note on K142: gepadmin: 1. If you choose "Full Conversion" then Column BA (AMOUNT) and Column BB (TAXES) BOTH values will be convert based on selected Currency in (Column L). 2. If you choose "Partial Conversion" then Column BA (AMOUNT) only will be converted based on selected currency (Column L) and Column BB (TAXES) value (INR) will be added to the converted values.
Note on K143: gepadmin: 1. If you choose "Full Conversion" then Column BA (AMOUNT) and Column BB (TAXES) BOTH values will be convert based on selected Currency in (Column L). 2. If you choose "Partial Conversion" then Column BA (AMOUNT) only will be converted based on selected currency (Column L) and Column BB (TAXES) value (INR) will be added to the converted values.
Note on K144: gepadmin: 1. If you choose "Full Conversion" then Column BA (AMOUNT) and Column BB (TAXES) BOTH values will be convert based on selected Currency in (Column L). 2. If you choose "Partial Conversion" then Column BA (AMOUNT) only will be converted based on selected currency (Column L) and Column BB (TAXES) value (INR) will be added to the converted values.
Note on K145: gepadmin: 1. If you choose "Full Conversion" then Column BA (AMOUNT) and Column BB (TAXES) BOTH values will be convert based on selected Currency in (Column L). 2. If you choose "Partial Conversion" then Column BA (AMOUNT) only will be converted based on selected currency (Column L) and Column BB (TAXES) value (INR) will be added to the converted values.
Note on K146: gepadmin: 1. If you choose "Full Conversion" then Column BA (AMOUNT) and Column BB (TAXES) BOTH values will be convert based on selected Currency in (Column L). 2. If you choose "Partial Conversion" then Column BA (AMOUNT) only will be converted based on selected currency (Column L) and Column BB (TAXES) value (INR) will be added to the converted values.
Note on K147: gepadmin: 1. If you choose "Full Conversion" then Column BA (AMOUNT) and Column BB (TAXES) BOTH values will be convert based on selected Currency in (Column L). 2. If you choose "Partial Conversion" then Column BA (AMOUNT) only will be converted based on selected currency (Column L) and Column BB (TAXES) value (INR) will be added to the converted values.
Note on K148: gepadmin: 1. If you choose "Full Conversion" then Column BA (AMOUNT) and Column BB (TAXES) BOTH values will be convert based on selected Currency in (Column L). 2. If you choose "Partial Conversion" then Column BA (AMOUNT) only will be converted based on selected currency (Column L) and Column BB (TAXES) value (INR) will be added to the converted values.
Note on K149: gepadmin: 1. If you choose "Full Conversion" then Column BA (AMOUNT) and Column BB (TAXES) BOTH values will be convert based on selected Currency in (Column L). 2. If you choose "Partial Conversion" then Column BA (AMOUNT) only will be converted based on selected currency (Column L) and Column BB (TAXES) value (INR) will be added to the converted values.
Note on K150: gepadmin: 1. If you choose "Full Conversion" then Column BA (AMOUNT) and Column BB (TAXES) BOTH values will be convert based on selected Currency in (Column L). 2. If you choose "Partial Conversion" then Column BA (AMOUNT) only will be converted based on selected currency (Column L) and Column BB (TAXES) value (INR) will be added to the converted values.
Note on K151: gepadmin: 1. If you choose "Full Conversion" then Column BA (AMOUNT) and Column BB (TAXES) BOTH values will be convert based on selected Currency in (Column L). 2. If you choose "Partial Conversion" then Column BA (AMOUNT) only will be converted based on selected currency (Column L) and Column BB (TAXES) value (INR) will be added to the converted values.
Note on K152: gepadmin: 1. If you choose "Full Conversion" then Column BA (AMOUNT) and Column BB (TAXES) BOTH values will be convert based on selected Currency in (Column L). 2. If you choose "Partial Conversion" then Column BA (AMOUNT) only will be converted based on selected currency (Column L) and Column BB (TAXES) value (INR) will be added to the converted values.
Note on K153: gepadmin: 1. If you choose "Full Conversion" then Column BA (AMOUNT) and Column BB (TAXES) BOTH values will be convert based on selected Currency in (Column L). 2. If you choose "Partial Conversion" then Column BA (AMOUNT) only will be converted based on selected currency (Column L) and Column BB (TAXES) value (INR) will be added to the converted values.
Note on K154: gepadmin: 1. If you choose "Full Conversion" then Column BA (AMOUNT) and Column BB (TAXES) BOTH values will be convert based on selected Currency in (Column L). 2. If you choose "Partial Conversion" then Column BA (AMOUNT) only will be converted based on selected currency (Column L) and Column BB (TAXES) value (INR) will be added to the converted values.
Note on K155: gepadmin: 1. If you choose "Full Conversion" then Column BA (AMOUNT) and Column BB (TAXES) BOTH values will be convert based on selected Currency in (Column L). 2. If you choose "Partial Conversion" then Column BA (AMOUNT) only will be converted based on selected currency (Column L) and Column BB (TAXES) value (INR) will be added to the converted values.
Note on K156: gepadmin: 1. If you choose "Full Conversion" then Column BA (AMOUNT) and Column BB (TAXES) BOTH values will be convert based on selected Currency in (Column L). 2. If you choose "Partial Conversion" then Column BA (AMOUNT) only will be converted based on selected currency (Column L) and Column BB (TAXES) value (INR) will be added to the converted values.
Note on K157: gepadmin: 1. If you choose "Full Conversion" then Column BA (AMOUNT) and Column BB (TAXES) BOTH values will be convert based on selected Currency in (Column L). 2. If you choose "Partial Conversion" then Column BA (AMOUNT) only will be converted based on selected currency (Column L) and Column BB (TAXES) value (INR) will be added to the converted values.
Note on K158: gepadmin: 1. If you choose "Full Conversion" then Column BA (AMOUNT) and Column BB (TAXES) BOTH values will be convert based on selected Currency in (Column L). 2. If you choose "Partial Conversion" then Column BA (AMOUNT) only will be converted based on selected currency (Column L) and Column BB (TAXES) value (INR) will be added to the converted values.
Note on K159: gepadmin: 1. If you choose "Full Conversion" then Column BA (AMOUNT) and Column BB (TAXES) BOTH values will be convert based on selected Currency in (Column L). 2. If you choose "Partial Conversion" then Column BA (AMOUNT) only will be converted based on selected currency (Column L) and Column BB (TAXES) value (INR) will be added to the converted values.
Note on K160: gepadmin: 1. If you choose "Full Conversion" then Column BA (AMOUNT) and Column BB (TAXES) BOTH values will be convert based on selected Currency in (Column L). 2. If you choose "Partial Conversion" then Column BA (AMOUNT) only will be converted based on selected currency (Column L) and Column BB (TAXES) value (INR) will be added to the converted values.
Note on K161: gepadmin: 1. If you choose "Full Conversion" then Column BA (AMOUNT) and Column BB (TAXES) BOTH values will be convert based on selected Currency in (Column L). 2. If you choose "Partial Conversion" then Column BA (AMOUNT) only will be converted based on selected currency (Column L) and Column BB (TAXES) value (INR) will be added to the converted values.
Note on K162: gepadmin: 1. If you choose "Full Conversion" then Column BA (AMOUNT) and Column BB (TAXES) BOTH values will be convert based on selected Currency in (Column L). 2. If you choose "Partial Conversion" then Column BA (AMOUNT) only will be converted based on selected currency (Column L) and Column BB (TAXES) value (INR) will be added to the converted values.
Note on K163: gepadmin: 1. If you choose "Full Conversion" then Column BA (AMOUNT) and Column BB (TAXES) BOTH values will be convert based on selected Currency in (Column L). 2. If you choose "Partial Conversion" then Column BA (AMOUNT) only will be converted based on selected currency (Column L) and Column BB (TAXES) value (INR) will be added to the converted values.
Note on K164: gepadmin: 1. If you choose "Full Conversion" then Column BA (AMOUNT) and Column BB (TAXES) BOTH values will be convert based on selected Currency in (Column L). 2. If you choose "Partial Conversion" then Column BA (AMOUNT) only will be converted based on selected currency (Column L) and Column BB (TAXES) value (INR) will be added to the converted values.
Note on K165: gepadmin: 1. If you choose "Full Conversion" then Column BA (AMOUNT) and Column BB (TAXES) BOTH values will be convert based on selected Currency in (Column L). 2. If you choose "Partial Conversion" then Column BA (AMOUNT) only will be converted based on selected currency (Column L) and Column BB (TAXES) value (INR) will be added to the converted values.
Note on K166: gepadmin: 1. If you choose "Full Conversion" then Column BA (AMOUNT) and Column BB (TAXES) BOTH values will be convert based on selected Currency in (Column L). 2. If you choose "Partial Conversion" then Column BA (AMOUNT) only will be converted based on selected currency (Column L) and Column BB (TAXES) value (INR) will be added to the converted values.
Note on K168: gepadmin: 1. If you choose "Full Conversion" then Column BA (AMOUNT) and Column BB (TAXES) BOTH values will be convert based on selected Currency in (Column L). 2. If you choose "Partial Conversion" then Column BA (AMOUNT) only will be converted based on selected currency (Column L) and Column BB (TAXES) value (INR) will be added to the converted values.
Note on K169: gepadmin: 1. If you choose "Full Conversion" then Column BA (AMOUNT) and Column BB (TAXES) BOTH values will be convert based on selected Currency in (Column L). 2. If you choose "Partial Conversion" then Column BA (AMOUNT) only will be converted based on selected currency (Column L) and Column BB (TAXES) value (INR) will be added to the converted values.
Note on K170: gepadmin: 1. If you choose "Full Conversion" then Column BA (AMOUNT) and Column BB (TAXES) BOTH values will be convert based on selected Currency in (Column L). 2. If you choose "Partial Conversion" then Column BA (AMOUNT) only will be converted based on selected currency (Column L) and Column BB (TAXES) value (INR) will be added to the converted values.
Note on K171: gepadmin: 1. If you choose "Full Conversion" then Column BA (AMOUNT) and Column BB (TAXES) BOTH values will be convert based on selected Currency in (Column L). 2. If you choose "Partial Conversion" then Column BA (AMOUNT) only will be converted based on selected currency (Column L) and Column BB (TAXES) value (INR) will be added to the converted values.
Note on K172: gepadmin: 1. If you choose "Full Conversion" then Column BA (AMOUNT) and Column BB (TAXES) BOTH values will be convert based on selected Currency in (Column L). 2. If you choose "Partial Conversion" then Column BA (AMOUNT) only will be converted based on selected currency (Column L) and Column BB (TAXES) value (INR) will be added to the converted values.
Note on K173: gepadmin: 1. If you choose "Full Conversion" then Column BA (AMOUNT) and Column BB (TAXES) BOTH values will be convert based on selected Currency in (Column L). 2. If you choose "Partial Conversion" then Column BA (AMOUNT) only will be converted based on selected currency (Column L) and Column BB (TAXES) value (INR) will be added to the converted values.
Note on K174: gepadmin: 1. If you choose "Full Conversion" then Column BA (AMOUNT) and Column BB (TAXES) BOTH values will be convert based on selected Currency in (Column L). 2. If you choose "Partial Conversion" then Column BA (AMOUNT) only will be converted based on selected currency (Column L) and Column BB (TAXES) value (INR) will be added to the converted values.
Note on K175: gepadmin: 1. If you choose "Full Conversion" then Column BA (AMOUNT) and Column BB (TAXES) BOTH values will be convert based on selected Currency in (Column L). 2. If you choose "Partial Conversion" then Column BA (AMOUNT) only will be converted based on selected currency (Column L) and Column BB (TAXES) value (INR) will be added to the converted values.
Note on K176: gepadmin: 1. If you choose "Full Conversion" then Column BA (AMOUNT) and Column BB (TAXES) BOTH values will be convert based on selected Currency in (Column L). 2. If you choose "Partial Conversion" then Column BA (AMOUNT) only will be converted based on selected currency (Column L) and Column BB (TAXES) value (INR) will be added to the converted values.
Note on K177: gepadmin: 1. If you choose "Full Conversion" then Column BA (AMOUNT) and Column BB (TAXES) BOTH values will be convert based on selected Currency in (Column L). 2. If you choose "Partial Conversion" then Column BA (AMOUNT) only will be converted based on selected currency (Column L) and Column BB (TAXES) value (INR) will be added to the converted values.
Note on K178: gepadmin: 1. If you choose "Full Conversion" then Column BA (AMOUNT) and Column BB (TAXES) BOTH values will be convert based on selected Currency in (Column L). 2. If you choose "Partial Conversion" then Column BA (AMOUNT) only will be converted based on selected currency (Column L) and Column BB (TAXES) value (INR) will be added to the converted values.
Note on K179: gepadmin: 1. If you choose "Full Conversion" then Column BA (AMOUNT) and Column BB (TAXES) BOTH values will be convert based on selected Currency in (Column L). 2. If you choose "Partial Conversion" then Column BA (AMOUNT) only will be converted based on selected currency (Column L) and Column BB (TAXES) value (INR) will be added to the converted values.
Note on K180: gepadmin: 1. If you choose "Full Conversion" then Column BA (AMOUNT) and Column BB (TAXES) BOTH values will be convert based on selected Currency in (Column L). 2. If you choose "Partial Conversion" then Column BA (AMOUNT) only will be converted based on selected currency (Column L) and Column BB (TAXES) value (INR) will be added to the converted values.
Note on K181: gepadmin: 1. If you choose "Full Conversion" then Column BA (AMOUNT) and Column BB (TAXES) BOTH values will be convert based on selected Currency in (Column L). 2. If you choose "Partial Conversion" then Column BA (AMOUNT) only will be converted based on selected currency (Column L) and Column BB (TAXES) value (INR) will be added to the converted values.
Note on K182: gepadmin: 1. If you choose "Full Conversion" then Column BA (AMOUNT) and Column BB (TAXES) BOTH values will be convert based on selected Currency in (Column L). 2. If you choose "Partial Conversion" then Column BA (AMOUNT) only will be converted based on selected currency (Column L) and Column BB (TAXES) value (INR) will be added to the converted values.
Note on K183: gepadmin: 1. If you choose "Full Conversion" then Column BA (AMOUNT) and Column BB (TAXES) BOTH values will be convert based on selected Currency in (Column L). 2. If you choose "Partial Conversion" then Column BA (AMOUNT) only will be converted based on selected currency (Column L) and Column BB (TAXES) value (INR) will be added to the converted values.
Note on K184: gepadmin: 1. If you choose "Full Conversion" then Column BA (AMOUNT) and Column BB (TAXES) BOTH values will be convert based on selected Currency in (Column L). 2. If you choose "Partial Conversion" then Column BA (AMOUNT) only will be converted based on selected currency (Column L) and Column BB (TAXES) value (INR) will be added to the converted values.
Note on K185: gepadmin: 1. If you choose "Full Conversion" then Column BA (AMOUNT) and Column BB (TAXES) BOTH values will be convert based on selected Currency in (Column L). 2. If you choose "Partial Conversion" then Column BA (AMOUNT) only will be converted based on selected currency (Column L) and Column BB (TAXES) value (INR) will be added to the converted values.
Note on K186: gepadmin: 1. If you choose "Full Conversion" then Column BA (AMOUNT) and Column BB (TAXES) BOTH values will be convert based on selected Currency in (Column L). 2. If you choose "Partial Conversion" then Column BA (AMOUNT) only will be converted based on selected currency (Column L) and Column BB (TAXES) value (INR) will be added to the converted values.
Note on K187: gepadmin: 1. If you choose "Full Conversion" then Column BA (AMOUNT) and Column BB (TAXES) BOTH values will be convert based on selected Currency in (Column L). 2. If you choose "Partial Conversion" then Column BA (AMOUNT) only will be converted based on selected currency (Column L) and Column BB (TAXES) value (INR) will be added to the converted values.
Note on K188: gepadmin: 1. If you choose "Full Conversion" then Column BA (AMOUNT) and Column BB (TAXES) BOTH values will be convert based on selected Currency in (Column L). 2. If you choose "Partial Conversion" then Column BA (AMOUNT) only will be converted based on selected currency (Column L) and Column BB (TAXES) value (INR) will be added to the converted values.
Note on K189: gepadmin: 1. If you choose "Full Conversion" then Column BA (AMOUNT) and Column BB (TAXES) BOTH values will be convert based on selected Currency in (Column L). 2. If you choose "Partial Conversion" then Column BA (AMOUNT) only will be converted based on selected currency (Column L) and Column BB (TAXES) value (INR) will be added to the converted values.
Note on K190: gepadmin: 1. If you choose "Full Conversion" then Column BA (AMOUNT) and Column BB (TAXES) BOTH values will be convert based on selected Currency in (Column L). 2. If you choose "Partial Conversion" then Column BA (AMOUNT) only will be converted based on selected currency (Column L) and Column BB (TAXES) value (INR) will be added to the converted values.
Note on K191: gepadmin: 1. If you choose "Full Conversion" then Column BA (AMOUNT) and Column BB (TAXES) BOTH values will be convert based on selected Currency in (Column L). 2. If you choose "Partial Conversion" then Column BA (AMOUNT) only will be converted based on selected currency (Column L) and Column BB (TAXES) value (INR) will be added to the converted values.
Note on K192: gepadmin: 1. If you choose "Full Conversion" then Column BA (AMOUNT) and Column BB (TAXES) BOTH values will be convert based on selected Currency in (Column L). 2. If you choose "Partial Conversion" then Column BA (AMOUNT) only will be converted based on selected currency (Column L) and Column BB (TAXES) value (INR) will be added to the converted values.
Note on K193: gepadmin: 1. If you choose "Full Conversion" then Column BA (AMOUNT) and Column BB (TAXES) BOTH values will be convert based on selected Currency in (Column L). 2. If you choose "Partial Conversion" then Column BA (AMOUNT) only will be converted based on selected currency (Column L) and Column BB (TAXES) value (INR) will be added to the converted values.
Note on K194: gepadmin: 1. If you choose "Full Conversion" then Column BA (AMOUNT) and Column BB (TAXES) BOTH values will be convert based on selected Currency in (Column L). 2. If you choose "Partial Conversion" then Column BA (AMOUNT) only will be converted based on selected currency (Column L) and Column BB (TAXES) value (INR) will be added to the converted values.
Note on K195: gepadmin: 1. If you choose "Full Conversion" then Column BA (AMOUNT) and Column BB (TAXES) BOTH values will be convert based on selected Currency in (Column L). 2. If you choose "Partial Conversion" then Column BA (AMOUNT) only will be converted based on selected currency (Column L) and Column BB (TAXES) value (INR) will be added to the converted values.
Note on K196: gepadmin: 1. If you choose "Full Conversion" then Column BA (AMOUNT) and Column BB (TAXES) BOTH values will be convert based on selected Currency in (Column L). 2. If you choose "Partial Conversion" then Column BA (AMOUNT) only will be converted based on selected currency (Column L) and Column BB (TAXES) value (INR) will be added to the converted values.
Note on K197: gepadmin: 1. If you choose "Full Conversion" then Column BA (AMOUNT) and Column BB (TAXES) BOTH values will be convert based on selected Currency in (Column L). 2. If you choose "Partial Conversion" then Column BA (AMOUNT) only will be converted based on selected currency (Column L) and Column BB (TAXES) value (INR) will be added to the converted values.
Note on K198: gepadmin: 1. If you choose "Full Conversion" then Column BA (AMOUNT) and Column BB (TAXES) BOTH values will be convert based on selected Currency in (Column L). 2. If you choose "Partial Conversion" then Column BA (AMOUNT) only will be converted based on selected currency (Column L) and Column BB (TAXES) value (INR) will be added to the converted values.
Note on K199: gepadmin: 1. If you choose "Full Conversion" then Column BA (AMOUNT) and Column BB (TAXES) BOTH values will be convert based on selected Currency in (Column L). 2. If you choose "Partial Conversion" then Column BA (AMOUNT) only will be converted based on selected currency (Column L) and Column BB (TAXES) value (INR) will be added to the converted values.
Note on K200: gepadmin: 1. If you choose "Full Conversion" then Column BA (AMOUNT) and Column BB (TAXES) BOTH values will be convert based on selected Currency in (Column L). 2. If you choose "Partial Conversion" then Column BA (AMOUNT) only will be converted based on selected currency (Column L) and Column BB (TAXES) value (INR) will be added to the converted values.
Note on K201: gepadmin: 1. If you choose "Full Conversion" then Column BA (AMOUNT) and Column BB (TAXES) BOTH values will be convert based on selected Currency in (Column L). 2. If you choose "Partial Conversion" then Column BA (AMOUNT) only will be converted based on selected currency (Column L) and Column BB (TAXES) value (INR) will be added to the converted values.
Note on K202: gepadmin: 1. If you choose "Full Conversion" then Column BA (AMOUNT) and Column BB (TAXES) BOTH values will be convert based on selected Currency in (Column L). 2. If you choose "Partial Conversion" then Column BA (AMOUNT) only will be converted based on selected currency (Column L) and Column BB (TAXES) value (INR) will be added to the converted values.
Note on K203: gepadmin: 1. If you choose "Full Conversion" then Column BA (AMOUNT) and Column BB (TAXES) BOTH values will be convert based on selected Currency in (Column L). 2. If you choose "Partial Conversion" then Column BA (AMOUNT) only will be converted based on selected currency (Column L) and Column BB (TAXES) value (INR) will be added to the converted values.
Note on K204: gepadmin: 1. If you choose "Full Conversion" then Column BA (AMOUNT) and Column BB (TAXES) BOTH values will be convert based on selected Currency in (Column L). 2. If you choose "Partial Conversion" then Column BA (AMOUNT) only will be converted based on selected currency (Column L) and Column BB (TAXES) value (INR) will be added to the converted values.
Note on K205: gepadmin: 1. If you choose "Full Conversion" then Column BA (AMOUNT) and Column BB (TAXES) BOTH values will be convert based on selected Currency in (Column L). 2. If you choose "Partial Conversion" then Column BA (AMOUNT) only will be converted based on selected currency (Column L) and Column BB (TAXES) value (INR) will be added to the converted values.
Note on K206: gepadmin: 1. If you choose "Full Conversion" then Column BA (AMOUNT) and Column BB (TAXES) BOTH values will be convert based on selected Currency in (Column L). 2. If you choose "Partial Conversion" then Column BA (AMOUNT) only will be converted based on selected currency (Column L) and Column BB (TAXES) value (INR) will be added to the converted values.
Note on K207: gepadmin: 1. If you choose "Full Conversion" then Column BA (AMOUNT) and Column BB (TAXES) BOTH values will be convert based on selected Currency in (Column L). 2. If you choose "Partial Conversion" then Column BA (AMOUNT) only will be converted based on selected currency (Column L) and Column BB (TAXES) value (INR) will be added to the converted values.
Note on K208: gepadmin: 1. If you choose "Full Conversion" then Column BA (AMOUNT) and Column BB (TAXES) BOTH values will be convert based on selected Currency in (Column L). 2. If you choose "Partial Conversion" then Column BA (AMOUNT) only will be converted based on selected currency (Column L) and Column BB (TAXES) value (INR) will be added to the converted values.
Note on K209: gepadmin: 1. If you choose "Full Conversion" then Column BA (AMOUNT) and Column BB (TAXES) BOTH values will be convert based on selected Currency in (Column L). 2. If you choose "Partial Conversion" then Column BA (AMOUNT) only will be converted based on selected currency (Column L) and Column BB (TAXES) value (INR) will be added to the converted values.
Validate
Print
Help

## Macros
Please Enable Macros to View BoQ information