## BoQ1 (hidden)
Percentage BoQ
BoQ_Ver3.1 | Percentage | Normal | INR Only | INR
Select, At Par, Excess (+), Less (-) |  | IOCL
Tender Inviting Authority: Superintending Engineer, IWD, IIT, Kanpur
Name of Work: Construction of fire escape staircase, lift well & room (G+10) storied for Studio apartment at IIT Kanpur (SH: Civil works)
Contract No: 57/Civil/D1/GSMST/2024-25
Name of the Bidder/ Bidding Firm / Company :
PRICE SCHEDULE (This BOQ template must not be modified/replaced by the bidder and the same should be uploaded after filling the relevant columns, else the bidder is liable to be rejected for this tender. Bidders are allowed to enter the Bidder Name and Values only )
NUMBER # | TEXT # | TEXT # | NUMBER # | TEXT # | NUMBER | NUMBER | TEXT | TEXT # | NUMBER # | TEXT# | TEXT # | NUMBER # | NUMBER | NUMBER | NUMBER | NUMBER | TEXT | TEXT | NUMBER | NUMBER | NUMBER | NUMBER | TEXT | TEXT | NUMBER | NUMBER | NUMBER | NUMBER | TEXT | TEXT | NUMBER | NUMBER | NUMBER | NUMBER | TEXT | TEXT | NUMBER | NUMBER | NUMBER | NUMBER | TEXT | TEXT | NUMBER | NUMBER | NUMBER # | NUMBER # | TEXT | TEXT | NUMBER # | NUMBER # | DATE | NUMBER # | NUMBER # | TEXT #
Sl. No. | Item Description | Item Code / Make | Quantity | Units | Estimated Rate in Rs. P |  |  | Addition / Deduction | Addition / Deduction Values | Currency Convertion against each Item | Quoted Currency in INR / Other Currency | BASIC RATE In Figures To be entered by the Bidder Rs. P | Excise Duty | VAT | Freight Charges ( Unloading & Stacking) | Any Other Taxes/Duties/Levies |  |  | Other Taxes 2 | IIIrd Party i.e DGS&D / RITES etc Inspection Charges @0.34%+Service Tax | Less for Cenvat Credit,if any respect of Supplies Under full Excise Duty Category | [30 empty] | TOTAL AMOUNT Without Taxes in Rs. P | TOTAL AMOUNT With Taxes | TOTAL AMOUNT In Words
1 | 2 | 3 | 4 | 5 | 6 | 7 | 8 | 9 | 10 | 11 | 12 | 13 | 14 | 15 | 16 | 17 | 18 | 19 | 20 | 21 | 22 | 23 | 24 | 25 | 26 | 27 | 28 | 29 | 30 | 31 | 32 | 33 | 34 | 35 | 36 | 37 | 38 | 39 | 40 | 41 | 42 | 43 | 44 | 45 | 46 | 47 | 48 | 49 | 50 | 51 | 52 | 7 | 54 | 8
1 | EARTH WORK | [53 empty] | 1 | EARTH WORK
1.01 | Earth work in excavation by mechanical means (Hydraulic excavator)/ manual means over areas (exceeding 30 cm in depth, 1.5 m in width as well as 10 sqm on plan) including getting out and disposal of excavated earth lead upto 50 m and for all lift, as directed by Engineer-in-charge. | [53 empty] | 1.01 | Earth work in excavation by mechanical means (Hydraulic excavator)/ manual means over areas (exceeding 30 cm in depth, 1.5 m in width as well as 10 sqm on plan) including getting out and disposal of excavated earth lead upto 50 m and for all lift, as directed by Engineer-in-charge.
1.02 | All kinds of soil |  | 700 | cum | 146.37 |  |  | Excess(+) | 1 | Full Conversion | INR | [40 empty] | #VALUE! | #VALUE! | #VALUE! | 1.02 | All kinds of soil | 700 | cum
1.03 | Earth work in excavation by mechanical means (Hydraulic excavator) / manual means in foundation trenches or drains (not exceeding 1.5 m in width or 10 sqm on plan), including dressing of sides and ramming of bottoms, for all lift, including getting out the excavated soil and disposal of surplus excavated soil as directed, within a lead of 50 m. | [53 empty] | 1.03 | Earth work in excavation by mechanical means (Hydraulic excavator) / manual means in foundation trenches or drains (not exceeding 1.5 m in width or 10 sqm on plan), including dressing of sides and ramming of bottoms, for all lift, including getting out the excavated soil and disposal of surplus excavated soil as directed, within a lead of 50 m.
1.04 | All kinds of soil. |  | 50 | cum | 214.65 |  |  | Excess(+) | 1 | Full Conversion | INR | [40 empty] | #VALUE! | #VALUE! | #VALUE! | 1.04 | All kinds of soil. | 50 | cum
1.05 | Filling available excavated earth (excluding rock) in trenches, plinth, sides of foundations etc. in layers not exceeding 20cm in depth, consolidating each deposited layer by ramming and watering, lead up to 50 and for all lif. |  | 750 | cum | 161.62 |  |  | Excess(+) | 1 | Full Conversion | INR | [40 empty] | #VALUE! | #VALUE! | #VALUE! | 1.05 | Filling available excavated earth (excluding rock) in trenches, plinth, sides of foundations etc. in layers not exceeding 20cm in depth, consolidating each deposited layer by ramming and watering, lead up to 50 and for all lif. | 750 | cum
1.06 | Extra for every additional lif of 1.5 m or part thereof in excavation / banking excavated or stacked materials. | [53 empty] | 1.06 | Extra for every additional lif of 1.5 m or part thereof in excavation / banking excavated or stacked materials.
1.07 | All kinds of soil |  | 435 | cum | 104.56 |  |  | Excess(+) | 1 | Full Conversion | INR | [40 empty] | #VALUE! | #VALUE! | #VALUE! | 1.07 | All kinds of soil | 435 | cum
1.08 | Supplying and filling in plinth with sand under floors, including watering, ramming, consolidating and dressing complete. |  | 10 | cum | 1751.26 |  |  | Excess(+) | 1 | Full Conversion | INR | [40 empty] | #VALUE! | #VALUE! | #VALUE! | 1.08 | Supplying and filling in plinth with sand under floors, including watering, ramming, consolidating and dressing complete. | 10 | cum
1.09 | Clearing jungle including uprooting of rank vegetation, grass, brush wood, trees and saplings of girth up to 30 cm measured at a height of 1 m above ground level and removal of rubbish up to a distance of 50 m outside the periphery of the area cleared. |  | 1500 | sqm | 14.51 |  |  | Excess(+) | 1 | Full Conversion | INR | [40 empty] | #VALUE! | #VALUE! | #VALUE! | 1.09 | Clearing jungle including uprooting of rank vegetation, grass, brush wood, trees and saplings of girth up to 30 cm measured at a height of 1 m above ground level and removal of rubbish up to a distance of 50 m outside the periphery of the area cleared. | 1500 | sqm
2 | CEMENT CONCRETE (CAST IN SITU) | [53 empty] | 2 | CEMENT CONCRETE (CAST IN SITU)
2.01 | Providing and laying in position cement concrete of specified grade excluding the cost of centering and shuttering - All work up to plinth level : | [53 empty] | 2.01 | Providing and laying in position cement concrete of specified grade excluding the cost of centering and shuttering - All work up to plinth level :
2.02 | 1:4:8 (1 Cement : 4 coarse sand (zone-Ill) derived from natural sources: 8 graded stone aggregate 40 mm nominal size derived from natural sources) |  | 45 | cum | 5617.22 |  |  | Excess(+) | 1 | Full Conversion | INR | [40 empty] | #VALUE! | #VALUE! | #VALUE! | 2.02 | 1:4:8 (1 Cement : 4 coarse sand (zone-Ill) derived from natural sources: 8 graded stone aggregate 40 mm nominal size derived from natural sources) | 45 | cum
2.03 | Making plinth protection 50 mm thick of cement concrete 1:3:6 (1 cement : 3 coarse sand (zone-Ill) derived from natural sources : 6 graded stone aggregate 20 mm nominal size derived from natural sources) over 75 mm thick bed of dry brick ballast 40 mm nominal size, well rammed and consolidated and grouted with fine sand, including necessary excavation, levelling & dressing & finishing the top smooth. |  | 35 | sqm | 617.88 |  |  | Excess(+) | 1 | Full Conversion | INR | [40 empty] | #VALUE! | #VALUE! | #VALUE! | 2.03 | Making plinth protection 50 mm thick of cement concrete 1:3:6 (1 cement : 3 coarse sand (zone-Ill) derived from natural sources : 6 graded stone aggregate 20 mm nominal size derived from natural sources) over 75 mm thick bed of dry brick ballast 40 mm nominal size, well rammed and consolidated and grouted with fine sand, including necessary excavation, levelling & dressing & finishing the top smooth. | 35 | sqm
3 | REINFORCED CEMENT CONCRETE | [53 empty] | 3 | REINFORCED CEMENT CONCRETE
3.01 | Reinforced cement concrete work in beams, suspended floors, roofs having slope up to 15 degree landings, balconies, shelves, chajjas, lintels, bands, plain window sills, staircases and spiral stair cases above plinth level up to floor five level, excluding the cost of centering, shuttering, finishing and reinforcement with 1:1.5:3 (1 cement : 1.5 coarse sand (zone-III) derived from natural sources : 3 graded stone aggregate 20 mm nominal size derived from natural sources). |  | 10 | cum | 9487.51 |  |  | Excess(+) | 1 | Full Conversion | INR | [40 empty] | #VALUE! | #VALUE! | #VALUE! | 3.01 | Reinforced cement concrete work in beams, suspended floors, roofs having slope up to 15 degree landings, balconies, shelves, chajjas, lintels, bands, plain window sills, staircases and spiral stair cases above plinth level up to floor five level, excluding the cost of centering, shuttering, finishing and reinforcement with 1:1.5:3 (1 cement : 1.5 coarse sand (zone-III) derived from natural sources : 3 graded stone aggregate 20 mm nominal size derived from natural sources). | 10 | cum
3.02 | Centering and shuttering including strutting, propping etc. and removal of form for | [53 empty] | 3.02 | Centering and shuttering including strutting, propping etc. and removal of form for
3.03 | Foundations, footings, bases of columns, etc. for mass concrete |  | 90 | sqm | 323.37 |  |  | Excess(+) | 1 | Full Conversion | INR | [40 empty] | #VALUE! | #VALUE! | #VALUE! | 3.03 | Foundations, footings, bases of columns, etc. for mass concrete | 90 | sqm
3.04 | Walls (any thickness) including attached pilasters, butteresses, plinth and string courses etc. |  | 815 | sqm | 694.73 |  |  | Excess(+) | 1 | Full Conversion | INR | [40 empty] | #VALUE! | #VALUE! | #VALUE! | 3.04 | Walls (any thickness) including attached pilasters, butteresses, plinth and string courses etc. | 815 | sqm
3.05 | Suspended floors, roofs, landings, balconies and access platform |  | 750 | sqm | 764.62 |  |  | Excess(+) | 1 | Full Conversion | INR | [40 empty] | #VALUE! | #VALUE! | #VALUE! | 3.05 | Suspended floors, roofs, landings, balconies and access platform | 750 | sqm
3.06 | Lintels, beams, plinth beams, girders, bressumers and cantilevers |  | 965 | sqm | 607.24 |  |  | Excess(+) | 1 | Full Conversion | INR | [40 empty] | #VALUE! | #VALUE! | #VALUE! | 3.06 | Lintels, beams, plinth beams, girders, bressumers and cantilevers | 965 | sqm
3.07 | Columns, Pillars, Piers, Abutments, Posts and Struts |  | 460 | sqm | 792.69 |  |  | Excess(+) | 1 | Full Conversion | INR | [40 empty] | #VALUE! | #VALUE! | #VALUE! | 3.07 | Columns, Pillars, Piers, Abutments, Posts and Struts | 460 | sqm
3.08 | Stairs, (excluding landings) except spiral-staircases |  | 145 | sqm | 630.78 |  |  | Excess(+) | 1 | Full Conversion | INR | [40 empty] | #VALUE! | #VALUE! | #VALUE! | 3.08 | Stairs, (excluding landings) except spiral-staircases | 145 | sqm
3.09 | Steel reinforcement for R.C.C. work including straightening, cutting, bending, placing in position and binding all complete upto plinth level. | [53 empty] | 3.09 | Steel reinforcement for R.C.C. work including straightening, cutting, bending, placing in position and binding all complete upto plinth level.
3.1 | Thermo-Mechanically Treated bars of grade Fe-500D or more. |  | 23550 | kg | 88.93 |  |  | Excess(+) | 1 | Full Conversion | INR | [40 empty] | #VALUE! | #VALUE! | #VALUE! | 3.1 | Thermo-Mechanically Treated bars of grade Fe-500D or more. | 23550 | kg
3.11 | Steel reinforcement for R.C.C. work including straightening, cutting, bending, placing in position and binding all complete above plinth level. | [53 empty] | 3.11 | Steel reinforcement for R.C.C. work including straightening, cutting, bending, placing in position and binding all complete above plinth level.
3.12 | Thermo-Mechanically Treated bars of grade Fe-500D or more. |  | 60750 | kg | 88.93 |  |  | Excess(+) | 1 | Full Conversion | INR | [40 empty] | #VALUE! | #VALUE! | #VALUE! | 3.12 | Thermo-Mechanically Treated bars of grade Fe-500D or more. | 60750 | kg
3.13 | Providing and laying in position ready mixed or site batched design mix cement concrete for reinforced cement concrete work; using coarse aggregate and fine aggregate derived from natural sources, Portland Pozzolana / Ordinary Portland /Portland Slag cement, admixtures in recommended proportions as per IS: 9103 to accelerate / retard setting of concrete, to improve durability and workability without impairing strength; including pumping of concrete to site of laying, curing, carriage for all leads; but excluding the cost of centering, shuttering, finishing and reinforcement as per direction of the engineer-in-charge, for the following grades of concrete.: Note: Extra cement up to 10% of the minimum specified cement content in design mix shall be payable separately. In case the cement content in design mix is more than 110% of the specified minimum cement content, the contractor shall have discretion to either re-design the mix or bear the cost of extra cement. | [53 empty] | 3.13 | Providing and laying in position ready mixed or site batched design mix cement concrete for reinforced cement concrete work; using coarse aggregate and fine aggregate derived from natural sources, Portland Pozzolana / Ordinary Portland /Portland Slag cement, admixtures in recommended proportions as per IS: 9103 to accelerate / retard setting of concrete, to improve durability and workability without impairing strength; including pumping of concrete to site of laying, curing, carriage for all leads; but excluding the cost of centering, shuttering, finishing and reinforcement as per direction of the engineer-in-charge, for the following grades of concrete.: Note: Extra cement up to 10% of the minimum specified cement content in design mix shall be payable separately. In case the cement content in design mix is more than 110% of the specified minimum cement content, the contractor shall have discretion to either re-design the mix or bear the cost of extra cement.
3.14 | All works upto plinth level | [53 empty] | 3.14 | All works upto plinth level
3.15 | Concrete of M25 grade with minimum cement content of 330 kg /cum |  | 15 | cum | 7837.68 |  |  | Excess(+) | 1 | Full Conversion | INR | [40 empty] | #VALUE! | #VALUE! | #VALUE! | 3.15 | Concrete of M25 grade with minimum cement content of 330 kg /cum | 15 | cum
3.16 | Concrete of M40 grade with minimum cement content of 390 kg/cum |  | 175 | cum | 8211.14 |  |  | Excess(+) | 1 | Full Conversion | INR | [40 empty] | #VALUE! | #VALUE! | #VALUE! | 3.16 | Concrete of M40 grade with minimum cement content of 390 kg/cum | 175 | cum
3.17 | All works above plinth level upto floor V level | [53 empty] | 3.17 | All works above plinth level upto floor V level
3.18 | Concrete of M40 grade with minimum cement content of 390 kg /cum |  | 405 | cum | 8504.41 |  |  | Excess(+) | 1 | Full Conversion | INR | [40 empty] | #VALUE! | #VALUE! | #VALUE! | 3.18 | Concrete of M40 grade with minimum cement content of 390 kg /cum | 405 | cum
3.19 | Providing and laying in position ready mixed or site batched design mix cement concrete for reinforced cement concrete work; using coarse aggregate and fine aggregate derived from natural sources and using recycled concrete aggregate (RCA) as coarse aggregate and fine aggregate within permissible utilization of 20% each, Portland Pozzolana /Ordinary Portland/Portland Slag cement, admixtures in recommended proportions as per IS: 9103 to accelerate / retard setting of concrete, to improve durability and workability without impairing strength; including pumping of concrete to site of laying, curing, carriage for all leads; but excluding the cost of centering, shuttering, finishing and reinforcement as per direction of the engineer-in-charge; for the following grades of concrete. Note: Extra cement up to 10% of the minimum specified cement content in design mix shall be payable separately. In case the cement content in design mix is more than 110% of the specified minimum cement content, the contractor shall have discretion to either re-design the mix or bear the cost of extra cement. | [53 empty] | 3.19 | Providing and laying in position ready mixed or site batched design mix cement concrete for reinforced cement concrete work; using coarse aggregate and fine aggregate derived from natural sources and using recycled concrete aggregate (RCA) as coarse aggregate and fine aggregate within permissible utilization of 20% each, Portland Pozzolana /Ordinary Portland/Portland Slag cement, admixtures in recommended proportions as per IS: 9103 to accelerate / retard setting of concrete, to improve durability and workability without impairing strength; including pumping of concrete to site of laying, curing, carriage for all leads; but excluding the cost of centering, shuttering, finishing and reinforcement as per direction of the engineer-in-charge; for the following grades of concrete. Note: Extra cement up to 10% of the minimum specified cement content in design mix shall be payable separately. In case the cement content in design mix is more than 110% of the specified minimum cement content, the contractor shall have discretion to either re-design the mix or bear the cost of extra cement.
3.2 | Add for using extra cement in the items of design mix over and above the specified cement content therein. |  | 235 | quintal | 604.85 |  |  | Excess(+) | 1 | Full Conversion | INR | [40 empty] | #VALUE! | #VALUE! | #VALUE! | 3.2 | Add for using extra cement in the items of design mix over and above the specified cement content therein. | 235 | quintal
3.21 | Extra for R.C.C./ B.M.C/ R.M.C. work above floor V level for each four floors or part thereof. |  | 370 | cum | 293.27 |  |  | Excess(+) | 1 | Full Conversion | INR | [40 empty] | #VALUE! | #VALUE! | #VALUE! | 3.21 | Extra for R.C.C./ B.M.C/ R.M.C. work above floor V level for each four floors or part thereof. | 370 | cum
3.22 | Providing and fixing of expansion joint system related with floor location as per drawings and direction of Engineer-In-Charge. The joints system will be of extruded aluminum base members, self aligning / self centering arrangement and support plates etc. as per ASTM B221-02. The system shall be such that it provides floor to floor /floor to wall expansion control system for various vertical localtion in load application areas that accommodates multi directional seismic movement without stress to it's components. System shall consist of metal profiles with an universal aluminum base member designed to accommodate various project conditions and finish floor treatments. The cover plate shall be designed of width and thickness required to satisfy projects movement and loading requirements and secured to base members by utilizing manufacturer's pre-engineered self- centering arrangement that freely rotates / moves in all directions. The Self - centering arrangement shall exhibit circular sphere ends that lock and slide inside the corresponding aluminum extrusion cavity to allow freedom of movement and flexure in all directions including vertical displacement. Provision of Moisture Barrier Membrane in the Joint System to have watertight joint is mandatory requirement all as per the manufactures design and as approved by Engineer -in- Charge. (Material shall conform to ASTM 6063). | [53 empty] | 3.22 | Providing and fixing of expansion joint system related with floor location as per drawings and direction of Engineer-In-Charge. The joints system will be of extruded aluminum base members, self aligning / self centering arrangement and support plates etc. as per ASTM B221-02. The system shall be such that it provides floor to floor /floor to wall expansion control system for various vertical localtion in load application areas that accommodates multi directional seismic movement without stress to it's components. System shall consist of metal profiles with an universal aluminum base member designed to accommodate various project conditions and finish floor treatments. The cover plate shall be designed of width and thickness required to satisfy projects movement and loading requirements and secured to base members by utilizing manufacturer's pre-engineered self- centering arrangement that freely rotates / moves in all directions. The Self - centering arrangement shall exhibit circular sphere ends that lock and slide inside the corresponding aluminum extrusion cavity to allow freedom of movement and flexure in all directions including vertical displacement. Provision of Moisture Barrier Membrane in the Joint System to have watertight joint is mandatory requirement all as per the manufactures design and as approved by Engineer -in- Charge. (Material shall conform to ASTM 6063).
3.23 | Floor Joint of 100 mm gap |  | 28 | metre | 5271.34 |  |  | Excess(+) | 1 | Full Conversion | INR | [40 empty] | #VALUE! | #VALUE! | #VALUE! | 3.23 | Floor Joint of 100 mm gap | 28 | metre
3.24 | Providing and fixing of expansion joint system related with wall joint (internal/external) location as per drawings and direction of Engineer-In- Charge. The joints shall be of extruded aluminum base members, self aligning / centering arrangement and support plates as per ASTM B221- 02. The material shall be such that it provides an Expansion Joints System suitable for vertical wall to wall/ wall to corner application, both new and existing construction in ofice Buildings & complexes with no slipping down tendency amongst the components of the Joint System. The Joint System shall utilize light weight aluminum profiles exhibiting minimal exposed aluminum surfaces mechanically snap locking the multicellular to facilitate movement. (Material shall conform to ASTM 6063). | [53 empty] | 3.24 | Providing and fixing of expansion joint system related with wall joint (internal/external) location as per drawings and direction of Engineer-In- Charge. The joints shall be of extruded aluminum base members, self aligning / centering arrangement and support plates as per ASTM B221- 02. The material shall be such that it provides an Expansion Joints System suitable for vertical wall to wall/ wall to corner application, both new and existing construction in ofice Buildings & complexes with no slipping down tendency amongst the components of the Joint System. The Joint System shall utilize light weight aluminum profiles exhibiting minimal exposed aluminum surfaces mechanically snap locking the multicellular to facilitate movement. (Material shall conform to ASTM 6063).
3.25 | Wall Joint of 100 mm gap |  | 110 | metre | 4375.07 |  |  | Excess(+) | 1 | Full Conversion | INR | [40 empty] | #VALUE! | #VALUE! | #VALUE! | 3.25 | Wall Joint of 100 mm gap | 110 | metre
3.26 | Providing and fixing of expansion joint system of approved make and manufactures for various roof locations as per approved drawings and direction of Engineer-In-Charge. The joints shall be of extruded aluminum base members with, self aligning and self centering arragement support plates as per ASTM B221-02. The system shall be such that it provides watertight roof to roof/roof to corner joint cover expansion control system that is capable of accommodating multidirectional seismic movement without stress to its components. System shall consist of metal profile that incorporates an universal aluminum base member designed to accommodate various project conditions and roof treatments. The cover plate shall be designed of width and thickness required to satisfy movement and loading requirements and secured to base members by utilizing manufacturer's pre-engineered self-centering arrangement that freely rotates / moves in all directions. The Self centering arrangement shall exhibit circular sphere ends that lock and slide inside the corresponding aluminum extrusion cavity to allow freedom of movement and flexure in all directions including vertical displacement.The Joint System shall resists damage or deterioration from the impact of falling ice, exposure to UV, airborne contaminants and occasional foot trafic from maintenance personnel. Provision of Moisture Barrier Membrane in the Joint System to have water tight joint is mandatory requirement. (Material shall conform to ASTM 6063). | [53 empty] | 3.26 | Providing and fixing of expansion joint system of approved make and manufactures for various roof locations as per approved drawings and direction of Engineer-In-Charge. The joints shall be of extruded aluminum base members with, self aligning and self centering arragement support plates as per ASTM B221-02. The system shall be such that it provides watertight roof to roof/roof to corner joint cover expansion control system that is capable of accommodating multidirectional seismic movement without stress to its components. System shall consist of metal profile that incorporates an universal aluminum base member designed to accommodate various project conditions and roof treatments. The cover plate shall be designed of width and thickness required to satisfy movement and loading requirements and secured to base members by utilizing manufacturer's pre-engineered self-centering arrangement that freely rotates / moves in all directions. The Self centering arrangement shall exhibit circular sphere ends that lock and slide inside the corresponding aluminum extrusion cavity to allow freedom of movement and flexure in all directions including vertical displacement.The Joint System shall resists damage or deterioration from the impact of falling ice, exposure to UV, airborne contaminants and occasional foot trafic from maintenance personnel. Provision of Moisture Barrier Membrane in the Joint System to have water tight joint is mandatory requirement. (Material shall conform to ASTM 6063).
3.27 | Roof Joint of 100 mm gap |  | 5 | metre | 4935.85 |  |  | Excess(+) | 1 | Full Conversion | INR | [40 empty] | #VALUE! | #VALUE! | #VALUE! | 3.27 | Roof Joint of 100 mm gap | 5 | metre
4 | MASONRY WORK | [53 empty] | 4 | MASONRY WORK
4.01 | Brick work with common burnt clay modular bricks of class designation 7.5 in foundation and plinth in: | [53 empty] | 4.01 | Brick work with common burnt clay modular bricks of class designation 7.5 in foundation and plinth in:
4.02 | Cement Mortar 1:6(1 cement :6 coarse sand). |  | 30 | cum | 5191.02 |  |  | Excess(+) | 1 | Full Conversion | INR | [40 empty] | #VALUE! | #VALUE! | #VALUE! | 4.02 | Cement Mortar 1:6(1 cement :6 coarse sand). | 30 | cum
4.03 | Extra for brick work / AAC block masonry / Tile brick masonry in superstructure above floor V level, for each four floors or part thereof by mechanical means. |  | 125 | cum | 139.73 |  |  | Excess(+) | 1 | Full Conversion | INR | [40 empty] | #VALUE! | #VALUE! | #VALUE! | 4.03 | Extra for brick work / AAC block masonry / Tile brick masonry in superstructure above floor V level, for each four floors or part thereof by mechanical means. | 125 | cum
4.04 | Providing and laying Autoclaved Aerated concrete(AAC) blocks masonry with 150 mm to 300 mm thick with Grade-1 AAC blocks of density 551 to 650 kg/cum conforming to IS:2185 (Part 3) in super structure above plinth level up to floor V level with RCC band at sill level and lintel level with approved block laying polymer modified adhesive mortar all complete as per direction of Engineer-in-Charge. (The payment of RCC band and reinforcement shall be made for seperately). |  | 200 | cum | 6871.98 |  |  | Excess(+) | 1 | Full Conversion | INR | [40 empty] | #VALUE! | #VALUE! | #VALUE! | 4.04 | Providing and laying Autoclaved Aerated concrete(AAC) blocks masonry with 150 mm to 300 mm thick with Grade-1 AAC blocks of density 551 to 650 kg/cum conforming to IS:2185 (Part 3) in super structure above plinth level up to floor V level with RCC band at sill level and lintel level with approved block laying polymer modified adhesive mortar all complete as per direction of Engineer-in-Charge. (The payment of RCC band and reinforcement shall be made for seperately). | 200 | cum
5 | CLADDING WORK | [53 empty] | 5 | CLADDING WORK
5.01 | Providing and fixing 18 mm thick gang saw cut, mirror polished, premoulded and prepolished, machine cut for kitchen platforms, vanity counters, window sills, facias and similar locations of required size, approved shade, colour and texture laid over 20 mm thick base cement mortar 1:4 (1 cement : 4 coarse sand), joints treated with white cement, mixed with matching pigment, epoxy touch ups, including rubbing, curing, moulding and polishing of edges to give high gloss finish etc. complete at all levels. | [53 empty] | 5.01 | Providing and fixing 18 mm thick gang saw cut, mirror polished, premoulded and prepolished, machine cut for kitchen platforms, vanity counters, window sills, facias and similar locations of required size, approved shade, colour and texture laid over 20 mm thick base cement mortar 1:4 (1 cement : 4 coarse sand), joints treated with white cement, mixed with matching pigment, epoxy touch ups, including rubbing, curing, moulding and polishing of edges to give high gloss finish etc. complete at all levels.
5.02 | Granite stone slab of colour black, Cherry/Ruby red | [53 empty] | 5.02 | Granite stone slab of colour black, Cherry/Ruby red
5.03 | Area of slab upto 0.50 sqnn |  | 30 | sqm | 4464.01 |  |  | Excess(+) | 1 | Full Conversion | INR | [40 empty] | #VALUE! | #VALUE! | #VALUE! | 5.03 | Area of slab upto 0.50 sqnn | 30 | sqm
5.04 | Providing edge moulding to 18 mm thick marble stone counters, Vanities etc., including machine polishing to edge to give high gloss finish etc. complete as per design approved by Engineer-in-Charge. | [53 empty] | 5.04 | Providing edge moulding to 18 mm thick marble stone counters, Vanities etc., including machine polishing to edge to give high gloss finish etc. complete as per design approved by Engineer-in-Charge.
5.05 | Granite work |  | 220 | metre | 421.33 |  |  | Excess(+) | 1 | Full Conversion | INR | [40 empty] | #VALUE! | #VALUE! | #VALUE! | 5.05 | Granite work | 220 | metre
6 | WOOD AND P. V. C. WORK | [53 empty] | 6 | WOOD AND P. V. C. WORK
6.01 | Providing and fixing ISI marked flush door shutters conforming to IS : 2202 (Part I) non-decorative type, core of block board construction with frame of 1st class hard wood and well matched commercial 3 ply veneering with vertical grains or cross bands and face veneers on both faces of shutters: | [53 empty] | 6.01 | Providing and fixing ISI marked flush door shutters conforming to IS : 2202 (Part I) non-decorative type, core of block board construction with frame of 1st class hard wood and well matched commercial 3 ply veneering with vertical grains or cross bands and face veneers on both faces of shutters:
6.02 | 35 mm thick including ISI marked Stainless Steel butt hinges with necessary screws |  | 21 | sqm | 1972.99 |  |  | Excess(+) | 1 | Full Conversion | INR | [40 empty] | #VALUE! | #VALUE! | #VALUE! | 6.02 | 35 mm thick including ISI marked Stainless Steel butt hinges with necessary screws | 21 | sqm
6.03 | Providing and fixing fly proof galvanized M.S. wire gauge to windows and clerestory windows using wire gauge with average width of aperture 1.4 mm in both directions with wire of dia 0.63 mm all complete. | [53 empty] | 6.03 | Providing and fixing fly proof galvanized M.S. wire gauge to windows and clerestory windows using wire gauge with average width of aperture 1.4 mm in both directions with wire of dia 0.63 mm all complete.
6.04 | With 12 mm mild steel U beading |  | 10 | sqm | 774.47 |  |  | Excess(+) | 1 | Full Conversion | INR | [40 empty] | #VALUE! | #VALUE! | #VALUE! | 6.04 | With 12 mm mild steel U beading | 10 | sqm
6.05 | Providing and fixing aluminium extruded section body tubular type universal hydraulic door closer (having brand logo with ISi, IS : 3564, embossed on the body, door weight upto 36 kg to 80 kg and door width from 701 mm to 1000 mm), with double speed adjustment with necessary accessories and screws etc. complete. |  | 45 | each | 810.71 |  |  | Excess(+) | 1 | Full Conversion | INR | [40 empty] | #VALUE! | #VALUE! | #VALUE! | 6.05 | Providing and fixing aluminium extruded section body tubular type universal hydraulic door closer (having brand logo with ISi, IS : 3564, embossed on the body, door weight upto 36 kg to 80 kg and door width from 701 mm to 1000 mm), with double speed adjustment with necessary accessories and screws etc. complete. | 45 | each
6.06 | Providing & Fixing decorative high pressure laminated sheet of plain / wood grain in gloss / matt/ suede finish with high density protective surface layer and reverse side of adhesive bonding quality conforming to IS : 2046 Type S, including cost of adhesive of approved quality. | [53 empty] | 6.06 | Providing & Fixing decorative high pressure laminated sheet of plain / wood grain in gloss / matt/ suede finish with high density protective surface layer and reverse side of adhesive bonding quality conforming to IS : 2046 Type S, including cost of adhesive of approved quality.
6.07 | 1.0 mm thick |  | 45 | sqm | 739.92 |  |  | Excess(+) | 1 | Full Conversion | INR | [40 empty] | #VALUE! | #VALUE! | #VALUE! | 6.07 | 1.0 mm thick | 45 | sqm
6.08 | Providing and fixing factory made uPVC glazed/wire mesh windows/ doors comprising of lead free uPVC multi-chambered frame, sash and mullion/coupler (where ever required) extruded profiles having minimum wall thickness of 1.70 mm for Series R1 and R2 profiles and 2.10 mm for Series R3 and R4 profiles conforming to EN: 12608 in any shape, colour and design duly reinforced with galvanized mild steel section made of required shape & size as per CPWD Specification, uPVC extruded glazing beads, interlocks and lnline sash adaptor (where ever required) of appropriate dimension, EPDM gasket, hardware, SS 304 grade fasteners of minimum 8 mm dia with countersunk head, comprising of matching polyamide PA6 grade sleeve for fixing frame to finished wall as per IS 1367 : Part 1 to 14, plastic packers, plastic caps and necessary stainless steel screws etc. Profile of frame, sash & mullion (if required) shall be mitred cut and fusion welded/mechanically jointed duly sealed at all corners, including drilling of holes for fixing hardware and drainage of water etc. After fixing frame the gap between frame and adjacent finished wall shall be filled with weather proof silicon sealant over backer rod of approved size and quality, all complete as per approved drawing conforming to CPWD specification & direction of Engineer-in-Charge. Section of steel reinforcement and cross sections of uPVC profiles to be as per design approved by Engineer-in-Charge. Wire mesh / Glazing of plain/ toughened/ laminated/ double glass unit with / without high performance coatings as per design requirements and conforming to IS: 3548 & IS: 16231 shall be paid separately. Note:- Structural design proof checked from a Government Engineering Institute, to be provided by the manufacturer for (i) Sites with basic wind speed > 45 m/sec as per IS 875 — Part 3 (ii) Sites with structure height more than 20m for all wind speeds | [53 empty] | 6.08 | Providing and fixing factory made uPVC glazed/wire mesh windows/ doors comprising of lead free uPVC multi-chambered frame, sash and mullion/coupler (where ever required) extruded profiles having minimum wall thickness of 1.70 mm for Series R1 and R2 profiles and 2.10 mm for Series R3 and R4 profiles conforming to EN: 12608 in any shape, colour and design duly reinforced with galvanized mild steel section made of required shape & size as per CPWD Specification, uPVC extruded glazing beads, interlocks and lnline sash adaptor (where ever required) of appropriate dimension, EPDM gasket, hardware, SS 304 grade fasteners of minimum 8 mm dia with countersunk head, comprising of matching polyamide PA6 grade sleeve for fixing frame to finished wall as per IS 1367 : Part 1 to 14, plastic packers, plastic caps and necessary stainless steel screws etc. Profile of frame, sash & mullion (if required) shall be mitred cut and fusion welded/mechanically jointed duly sealed at all corners, including drilling of holes for fixing hardware and drainage of water etc. After fixing frame the gap between frame and adjacent finished wall shall be filled with weather proof silicon sealant over backer rod of approved size and quality, all complete as per approved drawing conforming to CPWD specification & direction of Engineer-in-Charge. Section of steel reinforcement and cross sections of uPVC profiles to be as per design approved by Engineer-in-Charge. Wire mesh / Glazing of plain/ toughened/ laminated/ double glass unit with / without high performance coatings as per design requirements and conforming to IS: 3548 & IS: 16231 shall be paid separately. Note:- Structural design proof checked from a Government Engineering Institute, to be provided by the manufacturer for (i) Sites with basic wind speed > 45 m/sec as per IS 875 — Part 3 (ii) Sites with structure height more than 20m for all wind speeds
6.09 | Two track two panels sliding window with Aluminium channel for roller track, wool pile, nylon rollers with SS 304 body. | [53 empty] | 6.09 | Two track two panels sliding window with Aluminium channel for roller track, wool pile, nylon rollers with SS 304 body.
6.1 | Using R4 series with frame (64 mm & above) x (45 mm & above) & sash (44 mm & above) x (55 mm & above) with zinc alloy (zamak) powder coated handle on every panel along with multi-point locking system (Height above 1.8m). |  | 50 | sqm | 7939.8 |  |  | Excess(+) | 1 | Full Conversion | INR | [40 empty] | #VALUE! | #VALUE! | #VALUE! | 6.1 | Using R4 series with frame (64 mm & above) x (45 mm & above) & sash (44 mm & above) x (55 mm & above) with zinc alloy (zamak) powder coated handle on every panel along with multi-point locking system (Height above 1.8m). | 50 | sqm
6.11 | Providing and fixing fire resistant door frame of section 50 x 60 mm on horizontal side & 35 x 60 mm on vertical sides having built in rebate made out of 1.6 mm thick GI sheet (Zinc coating not less than 120 gm/sqm) suitable for mounting 120 minutes Fire Rated Glazed Door Shutters. The frame shall be filled with mineral wool Insulation having density minimum 96Kg/sqnn. The frame will have a provision of G.I. anchor fastners 14 nos (5 each on vertical style & 4 on horizontal style of size M10 x 80) suitable for fixing in the opening along with factory made template for SS ball bearing hinges of size 100x89x3 mm for fixing of fire rated glazed shutter. The frame shall be finished with an approved fire resistant primer or powder coating of not less than 30 micron in desired shade as per the directions of Engineer - in- Charge. (Cost of SS ball bearing hinges is excluded). |  | 135 | metre | 1816.53 |  |  | Excess(+) | 1 | Full Conversion | INR | [40 empty] | #VALUE! | #VALUE! | #VALUE! | 6.11 | Providing and fixing fire resistant door frame of section 50 x 60 mm on horizontal side & 35 x 60 mm on vertical sides having built in rebate made out of 1.6 mm thick GI sheet (Zinc coating not less than 120 gm/sqm) suitable for mounting 120 minutes Fire Rated Glazed Door Shutters. The frame shall be filled with mineral wool Insulation having density minimum 96Kg/sqnn. The frame will have a provision of G.I. anchor fastners 14 nos (5 each on vertical style & 4 on horizontal style of size M10 x 80) suitable for fixing in the opening along with factory made template for SS ball bearing hinges of size 100x89x3 mm for fixing of fire rated glazed shutter. The frame shall be finished with an approved fire resistant primer or powder coating of not less than 30 micron in desired shade as per the directions of Engineer - in- Charge. (Cost of SS ball bearing hinges is excluded). | 135 | metre
6.12 | Providing and fixing 60 mm thick glazed fire resistant door shutters of 120 minutes Fire rating conforming to IS:3614 (Part II) or EN1634-1:1999, tested and certified as per laboratory approved by Engineer-in-Charge, with suitable mounting on door frame, consisting of vertical styles, top rail & side rail 60 mm x 60 mm wide and bottom rail of 110 mm x 60 mm made out of 1.6 mm thick G.I. sheet (zinc coating not less than 120 gm/ sqm) duly filled mineral wool insulation having density minimum 96 kg/ cum and fixing with necessary stainless steel ball bearing hinges of size 100x89x3 mm of approved make, including applying a coat of approved fire resistant primer or powder coating not less than 30 micron etc all complete as per direction of Engineer-in-Charge (panelling to be paid for seperately). |  | 70 | sqm | 9910.04 |  |  | Excess(+) | 1 | Full Conversion | INR | [40 empty] | #VALUE! | #VALUE! | #VALUE! | 6.12 | Providing and fixing 60 mm thick glazed fire resistant door shutters of 120 minutes Fire rating conforming to IS:3614 (Part II) or EN1634-1:1999, tested and certified as per laboratory approved by Engineer-in-Charge, with suitable mounting on door frame, consisting of vertical styles, top rail & side rail 60 mm x 60 mm wide and bottom rail of 110 mm x 60 mm made out of 1.6 mm thick G.I. sheet (zinc coating not less than 120 gm/ sqm) duly filled mineral wool insulation having density minimum 96 kg/ cum and fixing with necessary stainless steel ball bearing hinges of size 100x89x3 mm of approved make, including applying a coat of approved fire resistant primer or powder coating not less than 30 micron etc all complete as per direction of Engineer-in-Charge (panelling to be paid for seperately). | 70 | sqm
6.13 | Providing and fixing glazing in fire resistant door shutters, fixed panels & partitions etc., with G.I. beading made out of 1.6 mm thick G.I. sheet (zinc coating not less than 120 gm/sqm) of size 20 x 33 mm screwed with M4 x 38 mm SS screws at distance 75 mm from the edges and 150 mm c/c , including applying a coat of approved fire resistant primer/ powder coating of not less than 30 micron on G.I. beading, & special ceramic tape of 5 x 20 mm size etc complete in all respect as per NBC 2016, IS 16231 (Part 3):2016 and as per direction of Engineer-in-Charge with glass of required thickness having 120 minutes of fire resistance both integrity & radiation control (EW120) and minimum 20 minutes of insulation (E120). The manufacturer have to give test report/certification of fire glass and the glass should have the stamp showing the value of E, EW & El. The glass shall be tested in approved NABL accredited lab or by any other accreditation body which operates in accordance with ISO/IEC 17011 and accredited labs as per ISO/IEC 17025 for testing and calibration scopes shall be eligible. The maximum glazing size shall not be more than 1100x2200 mm (w x h) or 2.42 sqm. |  | 70 | sqm | 36016.86 |  |  | Excess(+) | 1 | Full Conversion | INR | [40 empty] | #VALUE! | #VALUE! | #VALUE! | 6.13 | Providing and fixing glazing in fire resistant door shutters, fixed panels & partitions etc., with G.I. beading made out of 1.6 mm thick G.I. sheet (zinc coating not less than 120 gm/sqm) of size 20 x 33 mm screwed with M4 x 38 mm SS screws at distance 75 mm from the edges and 150 mm c/c , including applying a coat of approved fire resistant primer/ powder coating of not less than 30 micron on G.I. beading, & special ceramic tape of 5 x 20 mm size etc complete in all respect as per NBC 2016, IS 16231 (Part 3):2016 and as per direction of Engineer-in-Charge with glass of required thickness having 120 minutes of fire resistance both integrity & radiation control (EW120) and minimum 20 minutes of insulation (E120). The manufacturer have to give test report/certification of fire glass and the glass should have the stamp showing the value of E, EW & El. The glass shall be tested in approved NABL accredited lab or by any other accreditation body which operates in accordance with ISO/IEC 17011 and accredited labs as per ISO/IEC 17025 for testing and calibration scopes shall be eligible. The maximum glazing size shall not be more than 1100x2200 mm (w x h) or 2.42 sqm. | 70 | sqm
7 | STEEL WORK | [53 empty] | 7 | STEEL WORK
7.01 | Steel work welded in built up sections/ framed work, including cutting, hoisting, fixing in position and applying a priming coat of approved steel primer using structural steel etc. as required. | [53 empty] | 7.01 | Steel work welded in built up sections/ framed work, including cutting, hoisting, fixing in position and applying a priming coat of approved steel primer using structural steel etc. as required.
7.02 | In gratings, frames, guard bar, ladder, railings, brackets, gates and similar works |  | 50 | kg | 142.33 |  |  | Excess(+) | 1 | Full Conversion | INR | [40 empty] | #VALUE! | #VALUE! | #VALUE! | 7.02 | In gratings, frames, guard bar, ladder, railings, brackets, gates and similar works | 50 | kg
7.03 | Providing and fixing stainless steel ( Grade 304) railing made of Hollow tubes, channels, plates etc., including welding, grinding, bufing, polishing and making curvature (wherever required) and fitting the same with necessary stainless steel nuts and bolts complete, i/c fixing the railing with necessary accessories & stainless steel dash fasteners , stainless steel bolts etc., of required size, on the top of the floor or the side of waist slab with suitable arrangement as per approval of Engineer-in-charge, (for payment purpose only weight of stainless steel members shall be considered excluding fixing accessories such as nuts, bolts, fasteners etc.). |  | 570 | kg | 636.93 |  |  | Excess(+) | 1 | Full Conversion | INR | [40 empty] | #VALUE! | #VALUE! | #VALUE! | 7.03 | Providing and fixing stainless steel ( Grade 304) railing made of Hollow tubes, channels, plates etc., including welding, grinding, bufing, polishing and making curvature (wherever required) and fitting the same with necessary stainless steel nuts and bolts complete, i/c fixing the railing with necessary accessories & stainless steel dash fasteners , stainless steel bolts etc., of required size, on the top of the floor or the side of waist slab with suitable arrangement as per approval of Engineer-in-charge, (for payment purpose only weight of stainless steel members shall be considered excluding fixing accessories such as nuts, bolts, fasteners etc.). | 570 | kg
8 | FLOORING | [53 empty] | 8 | FLOORING
8.01 | Kota stone slab flooring over 20 mm (average) thick base laid over and jointed with grey cement slurry mixed with pigment to match the shade of the slab, including rubbing and polishing complete with base of cement mortar 1 : 4 (1 cement : 4 coarse sand) : | [53 empty] | 8.01 | Kota stone slab flooring over 20 mm (average) thick base laid over and jointed with grey cement slurry mixed with pigment to match the shade of the slab, including rubbing and polishing complete with base of cement mortar 1 : 4 (1 cement : 4 coarse sand) :
8.02 | 25 mm thick |  | 220 | sqm | 1606.54 |  |  | Excess(+) | 1 | Full Conversion | INR | [40 empty] | #VALUE! | #VALUE! | #VALUE! | 8.02 | 25 mm thick | 220 | sqm
8.03 | Kota stone slabs 20 mm thick in risers of steps, skirting, dado and pillars laid on 12 mm (average) thick cement mortar 1:3 (1 cement: 3 coarse sand) and jointed with grey cement slurry mixed with pigment to match the shade of the slabs, including rubbing and polishing complete. |  | 70 | sqm | 1941.7 |  |  | Excess(+) | 1 | Full Conversion | INR | [40 empty] | #VALUE! | #VALUE! | #VALUE! | 8.03 | Kota stone slabs 20 mm thick in risers of steps, skirting, dado and pillars laid on 12 mm (average) thick cement mortar 1:3 (1 cement: 3 coarse sand) and jointed with grey cement slurry mixed with pigment to match the shade of the slabs, including rubbing and polishing complete. | 70 | sqm
8.04 | Providing and laying Vitrified tiles in floor in diferent sizes (thickness to be specified by the manufacturer) with water absorption less than 0.08% and conforming to IS:15622, of approved brand & manufacturer, in all colours and shade, laid on 20 mm thick cement mortar 1:4 (1 cement: 4 coarse sand) jointing with grey cement slurry @3.3 kg/sqm including grouting the joints with white cement and matching pigments etc. The tiles must be cut with the zero chipping diamond cutter only . Laying of tiles will be done with the notch trowel, plier, wedge, clips of required thickness, leveling system and rubber mallet for placing the tiles gently and easily. | [53 empty] | 8.04 | Providing and laying Vitrified tiles in floor in diferent sizes (thickness to be specified by the manufacturer) with water absorption less than 0.08% and conforming to IS:15622, of approved brand & manufacturer, in all colours and shade, laid on 20 mm thick cement mortar 1:4 (1 cement: 4 coarse sand) jointing with grey cement slurry @3.3 kg/sqm including grouting the joints with white cement and matching pigments etc. The tiles must be cut with the zero chipping diamond cutter only . Laying of tiles will be done with the notch trowel, plier, wedge, clips of required thickness, leveling system and rubber mallet for placing the tiles gently and easily.
8.05 | Double charge vitrified tile polished finish of size | [53 empty] | 8.05 | Double charge vitrified tile polished finish of size
8.06 | Size of Tile 600 x 600 mm |  | 470 | sqm | 1198.69 |  |  | Excess(+) | 1 | Full Conversion | INR | [40 empty] | #VALUE! | #VALUE! | #VALUE! | 8.06 | Size of Tile 600 x 600 mm | 470 | sqm
9 | ROOFING | [53 empty] | 9 | ROOFING
9.01 | Making khurras 45x45 cm with average minimum thickness of 5 cm cement concrete 1:2:4 (1 cement : 2 coarse sand : 4 graded stone aggregate of 20 mm nominal size) over P.V.C. sheet 1 m x1 m x 400 micron, finished with 12 mm cement plaster 1:3 (1 cement : 3 coarse sand) and a coat of neat cement, rounding the edges and making and finishing the outlet complete. |  | 2 | each | 245.94 |  |  | Excess(+) | 1 | Full Conversion | INR | [40 empty] | #VALUE! | #VALUE! | #VALUE! | 9.01 | Making khurras 45x45 cm with average minimum thickness of 5 cm cement concrete 1:2:4 (1 cement : 2 coarse sand : 4 graded stone aggregate of 20 mm nominal size) over P.V.C. sheet 1 m x1 m x 400 micron, finished with 12 mm cement plaster 1:3 (1 cement : 3 coarse sand) and a coat of neat cement, rounding the edges and making and finishing the outlet complete. | 2 | each
9.02 | Providing and fixing on wall face unplasticised Rigid PVC rain water pipes conforming to IS : 13592 Type A, including jointing with seal ring conforming to IS : 5382, leaving 10 mm gap for thermal expansion, (i) Single socketed pipes. | [53 empty] | 9.02 | Providing and fixing on wall face unplasticised Rigid PVC rain water pipes conforming to IS : 13592 Type A, including jointing with seal ring conforming to IS : 5382, leaving 10 mm gap for thermal expansion, (i) Single socketed pipes.
9.03 | 110 mm diameter |  | 70 | metre | 311.21 |  |  | Excess(+) | 1 | Full Conversion | INR | [40 empty] | #VALUE! | #VALUE! | #VALUE! | 9.03 | 110 mm diameter | 70 | metre
9.04 | Providing and fixing on wall face unplasticised - PVC moulded fittings/ accessories for unplasticised Rigid PVC rain water pipes conforming to IS : 13592 Type A, including jointing with seal ring conforming to IS :5382, leaving 10 mm gap for thermal expansion. | [53 empty] | 9.04 | Providing and fixing on wall face unplasticised - PVC moulded fittings/ accessories for unplasticised Rigid PVC rain water pipes conforming to IS : 13592 Type A, including jointing with seal ring conforming to IS :5382, leaving 10 mm gap for thermal expansion.
9.05 | Coupler | [53 empty] | 9.05 | Coupler
9.06 | 110 mm |  | 2 | each | 112.27 |  |  | Excess(+) | 1 | Full Conversion | INR | [40 empty] | #VALUE! | #VALUE! | #VALUE! | 9.06 | 110 mm | 2 | each
9.07 | Bend 87.5° | [53 empty] | 9.07 | Bend 87.5°
9.08 | 110 mm bend |  | 2 | each | 123.98 |  |  | Excess(+) | 1 | Full Conversion | INR | [40 empty] | #VALUE! | #VALUE! | #VALUE! | 9.08 | 110 mm bend | 2 | each
9.09 | Shoe (Plain) | [53 empty] | 9.09 | Shoe (Plain)
9.1 | 110 mm Shoe |  | 2 | each | 108.72 |  |  | Excess(+) | 1 | Full Conversion | INR | [40 empty] | #VALUE! | #VALUE! | #VALUE! | 9.1 | 110 mm Shoe | 2 | each
9.11 | Providing and fixing unplasticised -PVC pipe clips of approved design to unplasticised - PVC rain water pipes by means of 50x50x50 mm hard wood plugs, screwed with M.S. screws of required length, including cutting brick work and fixing in cement mortar 1:4 (1 cement : 4 coarse sand) and making good the wall etc. complete. | [53 empty] | 9.11 | Providing and fixing unplasticised -PVC pipe clips of approved design to unplasticised - PVC rain water pipes by means of 50x50x50 mm hard wood plugs, screwed with M.S. screws of required length, including cutting brick work and fixing in cement mortar 1:4 (1 cement : 4 coarse sand) and making good the wall etc. complete.
9.12 | 110 mm |  | 44 | each | 306.18 |  |  | Excess(+) | 1 | Full Conversion | INR | [40 empty] | #VALUE! | #VALUE! | #VALUE! | 9.12 | 110 mm | 44 | each
9.13 | Providing and fixing tiled false ceiling of specified materials of size 595x595 mm in true horizontal level, suspended on inter locking metal grid of hot dipped galvanized steel sections ( galvanized @ 120 grams/ sqm, both side inclusive) consisting of main "T" runner with suitably spaced joints to get required length and of size 24x38 mm made from 0.30 mm thick (minimum) sheet, spaced at 1200 mm center to center and cross "T" of size 24x25 mm made of 0.30 mm thick (minimum) sheet, 1200 mm long spaced between main "T" at 600 mm center to center to form a grid of 1200x600 mm and secondary cross "T" of length 600 mm and size 24x25 mm made of 0.30 mm thick (minimum) sheet to be interlocked at middle of the 1200x600 mm panel to form grids of 600x600 mm and wall angle of size 24x24x0.3 mm and laying false ceiling tiles of approved texture in the grid including, required cutting/making, opening for services like difusers, grills, light fittings, fixtures, smoke detectors etc. Main "T" runners to be suspended from ceiling using GI slotted cleats of size 27 x 37 x 25 x1.6 mm fixed to ceiling with 12.5 mm dia and 50 mm long dash fasteners, 4 mm GI adjustable rods with galvanised butterfly level clips of size 85 x 30 x 0.8 mm spaced at 1200 mm center to center along main T, bottom exposed width of 24 mm of all T-sections shall be pre-painted with polyester paint, all complete for all heights as per specifications, drawings and as directed by Engineer-in-charge. | [53 empty] | 9.13 | Providing and fixing tiled false ceiling of specified materials of size 595x595 mm in true horizontal level, suspended on inter locking metal grid of hot dipped galvanized steel sections ( galvanized @ 120 grams/ sqm, both side inclusive) consisting of main "T" runner with suitably spaced joints to get required length and of size 24x38 mm made from 0.30 mm thick (minimum) sheet, spaced at 1200 mm center to center and cross "T" of size 24x25 mm made of 0.30 mm thick (minimum) sheet, 1200 mm long spaced between main "T" at 600 mm center to center to form a grid of 1200x600 mm and secondary cross "T" of length 600 mm and size 24x25 mm made of 0.30 mm thick (minimum) sheet to be interlocked at middle of the 1200x600 mm panel to form grids of 600x600 mm and wall angle of size 24x24x0.3 mm and laying false ceiling tiles of approved texture in the grid including, required cutting/making, opening for services like difusers, grills, light fittings, fixtures, smoke detectors etc. Main "T" runners to be suspended from ceiling using GI slotted cleats of size 27 x 37 x 25 x1.6 mm fixed to ceiling with 12.5 mm dia and 50 mm long dash fasteners, 4 mm GI adjustable rods with galvanised butterfly level clips of size 85 x 30 x 0.8 mm spaced at 1200 mm center to center along main T, bottom exposed width of 24 mm of all T-sections shall be pre-painted with polyester paint, all complete for all heights as per specifications, drawings and as directed by Engineer-in-charge.
9.14 | GI Metal Ceiling Lay in perforated Tegular edge global white color tiles of size 595x595 mm and 0.5 mm thick with 8 mm drop; made of GI sheet having galvanizing of 100 grns/sqrn (both sides inclusive) and 20% perforation area with 1.8 mm dia holes and having NRC (Noise Reduction Coeficient ) of 0.5, electro statically polyester powder coated of thickness 60 microns (minimum), including factory painted after bending and perforation and backed with a black Glass fiber acoustical fleece. |  | 25 | sqm | 1705.9 |  |  | Excess(+) | 1 | Full Conversion | INR | [40 empty] | #VALUE! | #VALUE! | #VALUE! | 9.14 | GI Metal Ceiling Lay in perforated Tegular edge global white color tiles of size 595x595 mm and 0.5 mm thick with 8 mm drop; made of GI sheet having galvanizing of 100 grns/sqrn (both sides inclusive) and 20% perforation area with 1.8 mm dia holes and having NRC (Noise Reduction Coeficient ) of 0.5, electro statically polyester powder coated of thickness 60 microns (minimum), including factory painted after bending and perforation and backed with a black Glass fiber acoustical fleece. | 25 | sqm
10 | FINISHING | [53 empty] | 10 | FINISHING
10.01 | 12 mm cement plaster of mix: | [53 empty] | 10.01 | 12 mm cement plaster of mix:
10.02 | 1:6 (1 cement: 6 coarse sand) |  | 1600 | sqm | 283.38 |  |  | Excess(+) | 1 | Full Conversion | INR | [40 empty] | #VALUE! | #VALUE! | #VALUE! | 10.02 | 1:6 (1 cement: 6 coarse sand) | 1600 | sqm
10.03 | 15 mm cement plaster on rough side of single or half brick wall of mix: | [53 empty] | 10.03 | 15 mm cement plaster on rough side of single or half brick wall of mix:
10.04 | 1:6(1 cement: 6 coarse sand) |  | 2300 | sqm | 326.01 |  |  | Excess(+) | 1 | Full Conversion | INR | [40 empty] | #VALUE! | #VALUE! | #VALUE! | 10.04 | 1:6(1 cement: 6 coarse sand) | 2300 | sqm
10.05 | 6 mm cement plaster of mix: | [53 empty] | 10.05 | 6 mm cement plaster of mix:
10.06 | 1:3(1 cement :3 fine sand) |  | 800 | sqm | 247.75 |  |  | Excess(+) | 1 | Full Conversion | INR | [40 empty] | #VALUE! | #VALUE! | #VALUE! | 10.06 | 1:3(1 cement :3 fine sand) | 800 | sqm
10.07 | Extra for providing and mixing water proofing material in cement plaster work in proportion recommended by the manufacturers. |  | 315 | per bag of 50kg cement used in the mix | 18.22 |  |  | Excess(+) | 1 | Full Conversion | INR | [40 empty] | #VALUE! | #VALUE! | #VALUE! | 10.07 | Extra for providing and mixing water proofing material in cement plaster work in proportion recommended by the manufacturers. | 315 | per bag of 50kg cement used in the mix
10.08 | Extra for plastering exterior walls of height more than 10 m from ground level for every additional height of 3 m or part thereof. |  | 5220 | sqm | 71.82 |  |  | Excess(+) | 1 | Full Conversion | INR | [40 empty] | #VALUE! | #VALUE! | #VALUE! | 10.08 | Extra for plastering exterior walls of height more than 10 m from ground level for every additional height of 3 m or part thereof. | 5220 | sqm
10.09 | White washing with lime to give an even shade: | [53 empty] | 10.09 | White washing with lime to give an even shade:
10.1 | New work (three or more coats) |  | 350 | sqm | 32.2 |  |  | Excess(+) | 1 | Full Conversion | INR | [40 empty] | #VALUE! | #VALUE! | #VALUE! | 10.1 | New work (three or more coats) | 350 | sqm
10.11 | Distempering with 1st quality acrylic distemper (ready mixed) having VOC content less than 50 gram/litre, of approved manufacturer and of required shade and colour all complete to achieve even shade and colour: | [53 empty] | 10.11 | Distempering with 1st quality acrylic distemper (ready mixed) having VOC content less than 50 gram/litre, of approved manufacturer and of required shade and colour all complete to achieve even shade and colour:
10.12 | New work (two or more coats) over and including water thinnable priming coat with cement primer having VOC content less than 50 gram/litre |  | 2300 | sqm | 153.09 |  |  | Excess(+) | 1 | Full Conversion | INR | [40 empty] | #VALUE! | #VALUE! | #VALUE! | 10.12 | New work (two or more coats) over and including water thinnable priming coat with cement primer having VOC content less than 50 gram/litre | 2300 | sqm
10.13 | Finishing walls with Premium Acrylic Smooth exterior paint with Silicone additives of required shade: | [53 empty] | 10.13 | Finishing walls with Premium Acrylic Smooth exterior paint with Silicone additives of required shade:
10.14 | New work (Two or more coats applied @ 1.43 Itr/10 sqm over and including priming coat of exterior primer applied @ 0.90 litre/10 sqm) |  | 1600 | sqm | 141.09 |  |  | Excess(+) | 1 | Full Conversion | INR | [40 empty] | #VALUE! | #VALUE! | #VALUE! | 10.14 | New work (Two or more coats applied @ 1.43 Itr/10 sqm over and including priming coat of exterior primer applied @ 0.90 litre/10 sqm) | 1600 | sqm
10.15 | Painting with synthetic enamel paint of approved brand and manufacture to give an even shade : | [53 empty] | 10.15 | Painting with synthetic enamel paint of approved brand and manufacture to give an even shade :
10.16 | Two or more coats on new work |  | 20 | sqm | 128.56 |  |  | Excess(+) | 1 | Full Conversion | INR | [40 empty] | #VALUE! | #VALUE! | #VALUE! | 10.16 | Two or more coats on new work | 20 | sqm
10.17 | Extra for addition of synthetic Polyester triangular fibre of length 6 mm, efective diameter 10-40 microns and specific gravity of 1.34 to 1.40 in cement plaster/mortar by using 125 gms. of synthetic Polyester triangular fibre for 50 Kgs. cement used in cement mortar as per directions of Engineer-in-Charge. |  | 40 | per bag of 50kg of cement | 64.61 |  |  | Excess(+) | 1 | Full Conversion | INR | [40 empty] | #VALUE! | #VALUE! | #VALUE! | 10.17 | Extra for addition of synthetic Polyester triangular fibre of length 6 mm, efective diameter 10-40 microns and specific gravity of 1.34 to 1.40 in cement plaster/mortar by using 125 gms. of synthetic Polyester triangular fibre for 50 Kgs. cement used in cement mortar as per directions of Engineer-in-Charge. | 40 | per bag of 50kg of cement
10.18 | Providing and applying white cement based putty of average thickness 1 mm, of approved brand and manufacturer, over the plastered wall surface to prepare the surface even and smooth complete. |  | 4700 | sqm | 128.68 |  |  | Excess(+) | 1 | Full Conversion | INR | [40 empty] | #VALUE! | #VALUE! | #VALUE! | 10.18 | Providing and applying white cement based putty of average thickness 1 mm, of approved brand and manufacturer, over the plastered wall surface to prepare the surface even and smooth complete. | 4700 | sqm
11 | ROAD WORK | [53 empty] | 11 | ROAD WORK
11.01 | Supplying and stacking at site. | [53 empty] | 11.01 | Supplying and stacking at site.
11.02 | 90 mm to 45 mm size stone aggregate |  | 75 | cum | 1730.35 |  |  | Excess(+) | 1 | Full Conversion | INR | [40 empty] | #VALUE! | #VALUE! | #VALUE! | 11.02 | 90 mm to 45 mm size stone aggregate | 75 | cum
11.03 | 53 mm to 22.4 mm size stone aggregate |  | 2.5 | cum | 1519.17 |  |  | Excess(+) | 1 | Full Conversion | INR | [40 empty] | #VALUE! | #VALUE! | #VALUE! | 11.03 | 53 mm to 22.4 mm size stone aggregate | 2.5 | cum
11.04 | Stone screening 13.2 mm nominal size (Type A) |  | 10 | cum | 1677.54 |  |  | Excess(+) | 1 | Full Conversion | INR | [40 empty] | #VALUE! | #VALUE! | #VALUE! | 11.04 | Stone screening 13.2 mm nominal size (Type A) | 10 | cum
11.05 | Moorum |  | 10 | cum | 633.5 |  |  | Excess(+) | 1 | Full Conversion | INR | [40 empty] | #VALUE! | #VALUE! | #VALUE! | 11.05 | Moorum | 10 | cum
11.06 | Laying, spreading and compacting stone aggregate of specified sizes to WBM specifications in uniform thickness, hand picking, rolling with 3 wheeled road/vibratory roller 8-10 tonne capacity in stages to proper grade and camber, applying and brooming requisite type of screening / binding material to fill up interstices of coarse aggregate, watering and compacting to the required density . |  | 100 | cum | 863.32 |  |  | Excess(+) | 1 | Full Conversion | INR | [40 empty] | #VALUE! | #VALUE! | #VALUE! | 11.06 | Laying, spreading and compacting stone aggregate of specified sizes to WBM specifications in uniform thickness, hand picking, rolling with 3 wheeled road/vibratory roller 8-10 tonne capacity in stages to proper grade and camber, applying and brooming requisite type of screening / binding material to fill up interstices of coarse aggregate, watering and compacting to the required density . | 100 | cum
11.07 | Providing and laying design mix cement concrete of M-30 grade, in roads/ taxi tracks/ runways, using cement content as per design mix, using coarse sand and graded stone aggregate of 40 mm nominal size in appropriate proportions as per approved & specified design criteria, providing dowel bars with sleeve/ tie bars wherever required, laying at site, spreading and compacting mechanically by using needle and surface vibrators, levelling to required slope/ camber, finishing with required texture, including steel form work with sturdy M.S. channel sections, curing, making provision for contraction/ expansion, construction & longitudinal joints (10 mm wide x 50 mm deep) by groove cutting machine, providing and filling joints with approved joint filler and sealants, complete all as per direction of Engineer- in-charge (Item of joint fillers, sealants, dowel bars with sleeve/ tie bars to be paid separately). Note:- Cement content considered in M-30 is @ 340 kg/cum. Excess/ less cement used as per design mix is payable/ recoverable separately. | [53 empty] | 11.07 | Providing and laying design mix cement concrete of M-30 grade, in roads/ taxi tracks/ runways, using cement content as per design mix, using coarse sand and graded stone aggregate of 40 mm nominal size in appropriate proportions as per approved & specified design criteria, providing dowel bars with sleeve/ tie bars wherever required, laying at site, spreading and compacting mechanically by using needle and surface vibrators, levelling to required slope/ camber, finishing with required texture, including steel form work with sturdy M.S. channel sections, curing, making provision for contraction/ expansion, construction & longitudinal joints (10 mm wide x 50 mm deep) by groove cutting machine, providing and filling joints with approved joint filler and sealants, complete all as per direction of Engineer- in-charge (Item of joint fillers, sealants, dowel bars with sleeve/ tie bars to be paid separately). Note:- Cement content considered in M-30 is @ 340 kg/cum. Excess/ less cement used as per design mix is payable/ recoverable separately.
11.08 | Cement concrete prepared with batch mixing machine |  | 15 | cum | 8682.57 |  |  | Excess(+) | 1 | Full Conversion | INR | [40 empty] | #VALUE! | #VALUE! | #VALUE! | 11.08 | Cement concrete prepared with batch mixing machine | 15 | cum
12 | ALUMINIUM WORK | [53 empty] | 12 | ALUMINIUM WORK
12.01 | Providing and fixing aluminium work for doors, windows, ventilators and partitions with extruded built up standard tubular sections/ appropriate Z sections and other sections of approved make conforming to IS: 733 and IS: 1285, fixing with dash fasteners of required dia and size, including necessary filling up the gaps at junctions, i.e. at top, bottom and sides with required EPDM rubber/ neoprene gasket etc. Aluminium sections shall be smooth, rust free, straight, mitred and jointed mechanically wherever required including cleat angle, Aluminium snap beading for glazing / panelling, C.P. brass / stainless steel screws, all complete as per architectural drawings and the directions of Engineer-in-charge. (Glazing, paneling and dash fasteners to be paid for separately) : | [53 empty] | 12.01 | Providing and fixing aluminium work for doors, windows, ventilators and partitions with extruded built up standard tubular sections/ appropriate Z sections and other sections of approved make conforming to IS: 733 and IS: 1285, fixing with dash fasteners of required dia and size, including necessary filling up the gaps at junctions, i.e. at top, bottom and sides with required EPDM rubber/ neoprene gasket etc. Aluminium sections shall be smooth, rust free, straight, mitred and jointed mechanically wherever required including cleat angle, Aluminium snap beading for glazing / panelling, C.P. brass / stainless steel screws, all complete as per architectural drawings and the directions of Engineer-in-charge. (Glazing, paneling and dash fasteners to be paid for separately) :
12.02 | For fixed portion | [53 empty] | 12.02 | For fixed portion
12.03 | Anodised aluminium (anodised transparent or dyed to required shade according to IS: 1868, Minimum anodic coating of grade AC 15) |  | 600 | kg | 408.22 |  |  | Excess(+) | 1 | Full Conversion | INR | [40 empty] | #VALUE! | #VALUE! | #VALUE! | 12.03 | Anodised aluminium (anodised transparent or dyed to required shade according to IS: 1868, Minimum anodic coating of grade AC 15) | 600 | kg
12.04 | For shutters of doors, windows & ventilators including providing and fixing hinges/ pivots and making provision for fixing of fittings wherever required including the cost of EPDM rubber / neoprene gasket required (Fittings shall be paid for separately) | [53 empty] | 12.04 | For shutters of doors, windows & ventilators including providing and fixing hinges/ pivots and making provision for fixing of fittings wherever required including the cost of EPDM rubber / neoprene gasket required (Fittings shall be paid for separately)
12.05 | Anodised aluminium (anodised transparent or dyed to required shade according to IS: 1868, Minimum anodic coating of grade AC 15) |  | 450 | kg | 493.61 |  |  | Excess(+) | 1 | Full Conversion | INR | [40 empty] | #VALUE! | #VALUE! | #VALUE! | 12.05 | Anodised aluminium (anodised transparent or dyed to required shade according to IS: 1868, Minimum anodic coating of grade AC 15) | 450 | kg
12.06 | Providing and fixing glazing in aluminium door, window, ventilator shutters and partitions etc. with EPDM rubber / neoprene gasket etc. complete as per the architectural drawings and the directions of engineer-in-charge . (Cost of aluminium snap beading shall be paid in basic item): | [53 empty] | 12.06 | Providing and fixing glazing in aluminium door, window, ventilator shutters and partitions etc. with EPDM rubber / neoprene gasket etc. complete as per the architectural drawings and the directions of engineer-in-charge . (Cost of aluminium snap beading shall be paid in basic item):
12.07 | With float glass panes of 4.0 mm thickness (weight not less than 10kg/sqm) |  | 10 | sqm | 970.4 |  |  | Excess(+) | 1 | Full Conversion | INR | [40 empty] | #VALUE! | #VALUE! | #VALUE! | 12.07 | With float glass panes of 4.0 mm thickness (weight not less than 10kg/sqm) | 10 | sqm
12.08 | With float glass panes of 5 mm thickness (weight not less than 12.50 kg/sqm) |  | 90 | sqm | 1241.24 |  |  | Excess(+) | 1 | Full Conversion | INR | [40 empty] | #VALUE! | #VALUE! | #VALUE! | 12.08 | With float glass panes of 5 mm thickness (weight not less than 12.50 kg/sqm) | 90 | sqm
12.09 | With float glass panes of 8 mm thickness (weight not less than 20 kg/sqm) |  | 50 | sqm | 1389.79 |  |  | Excess(+) | 1 | Full Conversion | INR | [40 empty] | #VALUE! | #VALUE! | #VALUE! | 12.09 | With float glass panes of 8 mm thickness (weight not less than 20 kg/sqm) | 50 | sqm
12.1 | Providing and fixing double action hydraulic floor spring of approved brand and manufacture conforming to IS : 6315, having brand logo embossed on the body / plate with double spring mechanism and door weight upto 125 kg, for doors, including cost of cutting floors, embedding in floors as required and making good the same matching to the existing floor finishing and cover plates with brass pivot and single piece M.S. sheet outer box with slide plate etc. complete as per the direction of Engineer- in-charge. | [53 empty] | 12.1 | Providing and fixing double action hydraulic floor spring of approved brand and manufacture conforming to IS : 6315, having brand logo embossed on the body / plate with double spring mechanism and door weight upto 125 kg, for doors, including cost of cutting floors, embedding in floors as required and making good the same matching to the existing floor finishing and cover plates with brass pivot and single piece M.S. sheet outer box with slide plate etc. complete as per the direction of Engineer- in-charge.
12.11 | With stainless steel cover plate minimum 1.25 mm thickness |  | 40 | each | 2328.56 |  |  | Excess(+) | 1 | Full Conversion | INR | [40 empty] | #VALUE! | #VALUE! | #VALUE! | 12.11 | With stainless steel cover plate minimum 1.25 mm thickness | 40 | each
12.12 | Extra for applying additional anodic coating AC 25 instead of AC 15 to aluminium extruded sections. | [53 empty] | 12.12 | Extra for applying additional anodic coating AC 25 instead of AC 15 to aluminium extruded sections.
12.13 | For fixed portion |  | 600 | kg | 10.55 |  |  | Excess(+) | 1 | Full Conversion | INR | [40 empty] | #VALUE! | #VALUE! | #VALUE! | 12.13 | For fixed portion | 600 | kg
12.14 | For shutters of doors, windows & ventilators |  | 450 | kg | 10.55 |  |  | Excess(+) | 1 | Full Conversion | INR | [40 empty] | #VALUE! | #VALUE! | #VALUE! | 12.14 | For shutters of doors, windows & ventilators | 450 | kg
12.15 | Filling the gap in between aluminium/ stone/ wood frame and adjacent RCC/Brick/ Stone/ wood/ Ceramic/ Gypsum work by providing weather/ structural non sag elastomeric PU sealant over backer rod of approved quality as per architectural drawings and direction of Engineer-in-charge complete, complying to ASTM C920, DIN 18540-F & ISO 11600 | [53 empty] | 12.15 | Filling the gap in between aluminium/ stone/ wood frame and adjacent RCC/Brick/ Stone/ wood/ Ceramic/ Gypsum work by providing weather/ structural non sag elastomeric PU sealant over backer rod of approved quality as per architectural drawings and direction of Engineer-in-charge complete, complying to ASTM C920, DIN 18540-F & ISO 11600
12.16 | Upto 5 mm depth and 5 mm width |  | 150 | metre | 122.12 |  |  | Excess(+) | 1 | Full Conversion | INR | [40 empty] | #VALUE! | #VALUE! | #VALUE! | 12.16 | Upto 5 mm depth and 5 mm width | 150 | metre
13 | WATER PROOFING | [53 empty] | 13 | WATER PROOFING
13.01 | Providing and laying integral cement based treatment for water proofing on the vertical surface by fixing specified stone slab 22 mm to 25 mm thick with cement slurry mixed with water proofing compound conforming to IS:2645 in recommended proportions with a gap of 20 mm (minimum) between stone slabs and the receiving surfaces and filling the gaps with neat cement slurry mixed with water proofing compound and finishing the exterior of stone slab with cement mortar 1:3 (1 cement : 3 coarse sand) 20 mm thick with neat cement punning mixed with water proofing compound in recommended proportion complete at all levels and as directed by Engineer-in-charge : | [53 empty] | 13.01 | Providing and laying integral cement based treatment for water proofing on the vertical surface by fixing specified stone slab 22 mm to 25 mm thick with cement slurry mixed with water proofing compound conforming to IS:2645 in recommended proportions with a gap of 20 mm (minimum) between stone slabs and the receiving surfaces and filling the gaps with neat cement slurry mixed with water proofing compound and finishing the exterior of stone slab with cement mortar 1:3 (1 cement : 3 coarse sand) 20 mm thick with neat cement punning mixed with water proofing compound in recommended proportion complete at all levels and as directed by Engineer-in-charge :
13.02 | Using rough Kota stone |  | 35 | sqm | 1669.58 |  |  | Excess(+) | 1 | Full Conversion | INR | [40 empty] | #VALUE! | #VALUE! | #VALUE! | 13.02 | Using rough Kota stone | 35 | sqm
13.03 | Providing and laying water proofing treatment in sunken portion of WCs, bathroom etc., by applying cement slurry mixed with water proofing cement compound consisting of applying : (a) First layer of slurry of cement @ 0.488 kg/sqm mixed with water proofing cement compound @ 0.253 kg/ sqm. This layer will be allowed to air cure for 4 hours. (b) Second layer of slurry of cement @ 0.242 kg/sqm mixed with water proofing cement compound @ 0.126 kg/sqm. This layer will be allowed to air cure for 4 hours followed with water curing for 48 hours. The rate includes preparation of surface, treatment and sealing of all joints, corners, junctions of pipes and masonry with polymer mixed slurry. |  | 100 | sqm | 508.82 |  |  | Excess(+) | 1 | Full Conversion | INR | [40 empty] | #VALUE! | #VALUE! | #VALUE! | 13.03 | Providing and laying water proofing treatment in sunken portion of WCs, bathroom etc., by applying cement slurry mixed with water proofing cement compound consisting of applying : (a) First layer of slurry of cement @ 0.488 kg/sqm mixed with water proofing cement compound @ 0.253 kg/ sqm. This layer will be allowed to air cure for 4 hours. (b) Second layer of slurry of cement @ 0.242 kg/sqm mixed with water proofing cement compound @ 0.126 kg/sqm. This layer will be allowed to air cure for 4 hours followed with water curing for 48 hours. The rate includes preparation of surface, treatment and sealing of all joints, corners, junctions of pipes and masonry with polymer mixed slurry. | 100 | sqm
13.04 | Providing and laying integral cement based water proofing treatment including preparation of surface as required for treatment of roofs, balconies, terraces etc consisting of following operations: (a) Applying a slurry coat of neat cement using 2.75 kg/sqm of cement admixed with water proofing compound conforming to IS. 2645 and approved by Engineer-in-charge over the RCC slab including adjoining walls upto 300 mm height including cleaning the surface before treatment. (b) Laying brick bats with mortar using broken bricks/brick bats 25 mm to 115 mm size with 50% of cement mortar 1:5 (1 cement : 5 coarse sand) admixed with water proofing compound conforming to IS : 2645 and approved by Engineer-in-charge over 20 mm thick layer of cement mortar of mix 1:5 (1 cement :5 coarse sand) admixed with water proofing compound conforming to IS : 2645 and approved by Engineer-in-charge to required slope and treating similarly the adjoining walls upto 300 mm height including rounding of junctions of walls and slabs. (c) After two days of proper curing applying a second coat of cement slurry using 2.75 kg/ sqm of cement admixed with water proofing compound conforming to IS : 2645 and approved by Engineer-in-charge. (d) Finishing the surface with 20 mm thick jointless cement mortar of mix 1:4 (1 cement :4 coarse sand) admixed with water proofing compound conforming to IS : 2645 and approved by Engineer-in-charge including laying glass fibre cloth of approved quality in top layer of plaster and finally finishing the surface with trowel with neat cement slurry and making pattern of 300x300 mm square 3 mm deep. (e) The whole terrace so finished shall be flooded with water for a minimum period of two weeks for curing and for final test. “All above operations to be done in order and as directed and specified by the Engineer-in-Charge”: | [53 empty] | 13.04 | Providing and laying integral cement based water proofing treatment including preparation of surface as required for treatment of roofs, balconies, terraces etc consisting of following operations: (a) Applying a slurry coat of neat cement using 2.75 kg/sqm of cement admixed with water proofing compound conforming to IS. 2645 and approved by Engineer-in-charge over the RCC slab including adjoining walls upto 300 mm height including cleaning the surface before treatment. (b) Laying brick bats with mortar using broken bricks/brick bats 25 mm to 115 mm size with 50% of cement mortar 1:5 (1 cement : 5 coarse sand) admixed with water proofing compound conforming to IS : 2645 and approved by Engineer-in-charge over 20 mm thick layer of cement mortar of mix 1:5 (1 cement :5 coarse sand) admixed with water proofing compound conforming to IS : 2645 and approved by Engineer-in-charge to required slope and treating similarly the adjoining walls upto 300 mm height including rounding of junctions of walls and slabs. (c) After two days of proper curing applying a second coat of cement slurry using 2.75 kg/ sqm of cement admixed with water proofing compound conforming to IS : 2645 and approved by Engineer-in-charge. (d) Finishing the surface with 20 mm thick jointless cement mortar of mix 1:4 (1 cement :4 coarse sand) admixed with water proofing compound conforming to IS : 2645 and approved by Engineer-in-charge including laying glass fibre cloth of approved quality in top layer of plaster and finally finishing the surface with trowel with neat cement slurry and making pattern of 300x300 mm square 3 mm deep. (e) The whole terrace so finished shall be flooded with water for a minimum period of two weeks for curing and for final test. “All above operations to be done in order and as directed and specified by the Engineer-in-Charge”:
13.05 | With average thickness of 120 mm and minimum thickness at khurra as 65 mm. |  | 75 | sqm | 1389.13 |  |  | Excess(+) | 1 | Full Conversion | INR | [40 empty] | #VALUE! | #VALUE! | #VALUE! | 13.05 | With average thickness of 120 mm and minimum thickness at khurra as 65 mm. | 75 | sqm
14 | MISCELLANEOUS | [53 empty] | 14 | MISCELLANEOUS
14.01 | Providing and fixing Single panic exit device 1.3 m grey, 180 minute fire rated panic bar 1200 series as per ANSI Standard Grade II A156.3 & tested, HAFELE brand ( Product code -903.10.625 ) , or equivalent make, all complete as per directions of the Engineer- in- charge. |  | 12 | Each | 4866.24 |  |  | Excess(+) | 1 | Full Conversion | INR | [40 empty] | #VALUE! | #VALUE! | #VALUE! | 14.01 | Providing and fixing Single panic exit device 1.3 m grey, 180 minute fire rated panic bar 1200 series as per ANSI Standard Grade II A156.3 & tested, HAFELE brand ( Product code -903.10.625 ) , or equivalent make, all complete as per directions of the Engineer- in- charge. | 12 | Each
14.02 | Providing, laying, testing & commissioning of 'C' class heavy duty MS pipe conforming to IS 3589/IS 1239 including Welding, fittings like elbows, tees, flanges, tapers, nuts bolts, gaskets etc. and fixing the pipe on the wall/ceiling with suitable clamp/support frame and painting with two or more coats of synthetic enamel paint of required shade complete as required 25mm dia |  | 5 | Meter | 388.39 |  |  | Excess(+) | 1 | Full Conversion | INR | [40 empty] | #VALUE! | #VALUE! | #VALUE! | 14.02 | Providing, laying, testing & commissioning of 'C' class heavy duty MS pipe conforming to IS 3589/IS 1239 including Welding, fittings like elbows, tees, flanges, tapers, nuts bolts, gaskets etc. and fixing the pipe on the wall/ceiling with suitable clamp/support frame and painting with two or more coats of synthetic enamel paint of required shade complete as required 25mm dia | 5 | Meter
14.03 | Providing, laying, testing & commissioning of 'C' class heavy duty MS pipe conforming to IS 3589/IS 1239 including Welding, fittings like elbows, tees, flanges, tapers, nuts bolts, gaskets etc. and fixing the pipe on the wall/ceiling with suitable clamp/support frame and painting with two or more coats of synthetic enamel paint of required shade complete as required 150mm dias |  | 50 | Meter | 1701.99 |  |  | Excess(+) | 1 | Full Conversion | INR | [40 empty] | #VALUE! | #VALUE! | #VALUE! | 14.03 | Providing, laying, testing & commissioning of 'C' class heavy duty MS pipe conforming to IS 3589/IS 1239 including Welding, fittings like elbows, tees, flanges, tapers, nuts bolts, gaskets etc. and fixing the pipe on the wall/ceiling with suitable clamp/support frame and painting with two or more coats of synthetic enamel paint of required shade complete as required 150mm dias | 50 | Meter
14.04 | Supplying, fixing, testing and commissioning of butterfly valve of PN 1.6 rating with bronze/gunmetal seat duly ISI marked complete with nuts, bolts, washers, gaskets conforming to IS 13095 of following sizes as requird: 150 mm dia |  | 1 | Set | 7173.25 |  |  | Excess(+) | 1 | Full Conversion | INR | [40 empty] | #VALUE! | #VALUE! | #VALUE! | 14.04 | Supplying, fixing, testing and commissioning of butterfly valve of PN 1.6 rating with bronze/gunmetal seat duly ISI marked complete with nuts, bolts, washers, gaskets conforming to IS 13095 of following sizes as requird: 150 mm dia | 1 | Set
14.05 | Supplying and fixing single headed internal hydrant valve with instantaneous Gunmetal/Stainless Steel coupling of 63 mm dia with cast iron wheel ISI marked conforming to IS 5290 (Type -A) with blank Gunmetal/Stainless Steel cap and chain as required : Single headed Stainless steel |  | 1 | Set | 4936.92 |  |  | Excess(+) | 1 | Full Conversion | INR | [40 empty] | #VALUE! | #VALUE! | #VALUE! | 14.05 | Supplying and fixing single headed internal hydrant valve with instantaneous Gunmetal/Stainless Steel coupling of 63 mm dia with cast iron wheel ISI marked conforming to IS 5290 (Type -A) with blank Gunmetal/Stainless Steel cap and chain as required : Single headed Stainless steel | 1 | Set
14.06 | Supplying and fixing 63 mm dia, 15 m long RRL hose pipe with 63 mm dia male and female couplings duly bound with GI wire, rivets etc. conforming to IS 636 (type-A) as required Stainless Steel (Grade 304) |  | 11 | Set | 3656.3 |  |  | Excess(+) | 1 | Full Conversion | INR | [40 empty] | #VALUE! | #VALUE! | #VALUE! | 14.06 | Supplying and fixing 63 mm dia, 15 m long RRL hose pipe with 63 mm dia male and female couplings duly bound with GI wire, rivets etc. conforming to IS 636 (type-A) as required Stainless Steel (Grade 304) | 11 | Set
14.07 | Supplying and fixing first-aid Hose Reel with MS construction spray painted in post office red, conforming to IS 884 complete with the following asrequired.a)20 mm nominal internal dia water hose thermoplastic (Textile reinforced) type -2 as per IS: 12585b)20 mm nominal internal dia gun metal globe valve & nozzle.c)Drum and brackets for fixing the equipmets on wall.d)Connections from riser with 25 mm dia stop gun metal valve & M.S. Pipe and socket. 40 m |  | 11 | Set | 8321.93 |  |  | Excess(+) | 1 | Full Conversion | INR | [40 empty] | #VALUE! | #VALUE! | #VALUE! | 14.07 | Supplying and fixing first-aid Hose Reel with MS construction spray painted in post office red, conforming to IS 884 complete with the following asrequired.a)20 mm nominal internal dia water hose thermoplastic (Textile reinforced) type -2 as per IS: 12585b)20 mm nominal internal dia gun metal globe valve & nozzle.c)Drum and brackets for fixing the equipmets on wall.d)Connections from riser with 25 mm dia stop gun metal valve & M.S. Pipe and socket. 40 m | 11 | Set
14.08 | Supply , Installation ,Testing & Commissioning of following fire extinguishers as per CFO NOC and bearing ISI mark with necessary accessories, stand, trolley, etc.Pls refer technical specifications for detailed requirement ISI marked (IS:15683) portable chemical fire extinguisher, ABC type capacity 6 kgs with gun metal cap and nozzle and complete in all respects including initial fill and wall suspension brackets.Pls refer technical specifications for detailed requirement. ( FOR common passage + refugee area) |  | 11 | Nos. | 3797.31 |  |  | Excess(+) | 1 | Full Conversion | INR | [40 empty] | #VALUE! | #VALUE! | #VALUE! | 14.08 | Supply , Installation ,Testing & Commissioning of following fire extinguishers as per CFO NOC and bearing ISI mark with necessary accessories, stand, trolley, etc.Pls refer technical specifications for detailed requirement ISI marked (IS:15683) portable chemical fire extinguisher, ABC type capacity 6 kgs with gun metal cap and nozzle and complete in all respects including initial fill and wall suspension brackets.Pls refer technical specifications for detailed requirement. ( FOR common passage + refugee area) | 11 | Nos.
14.09 | Supply Installation, Testing & Commissioning of M.S hose door fabrication from 16 g M.S sheet with Half. glass door and locking arrangment, suitable to accommodate 1 Hydrant landing valve , 1 fire house reel, 2 nos. 15m long 63mm dia hose,1 branch pipe,The door shall be painted with one coat of primer and finished stove enamelled "Fire Red" ,"Fire Hose" written on front including suitably mounted on a raised masnory plateform as required. (Approx. size 0.9m x0.6 x 2.1 ) |  | 11 | Each | 7833.76 |  |  | Excess(+) | 1 | Full Conversion | INR | [40 empty] | #VALUE! | #VALUE! | #VALUE! | 14.09 | Supply Installation, Testing & Commissioning of M.S hose door fabrication from 16 g M.S sheet with Half. glass door and locking arrangment, suitable to accommodate 1 Hydrant landing valve , 1 fire house reel, 2 nos. 15m long 63mm dia hose,1 branch pipe,The door shall be painted with one coat of primer and finished stove enamelled "Fire Red" ,"Fire Hose" written on front including suitably mounted on a raised masnory plateform as required. (Approx. size 0.9m x0.6 x 2.1 ) | 11 | Each
14.1 | "Providing and fixing Lock-Door Latch of HAFELE Consisting of: a) 19mm dia Lever handle sprung loaded on with 8mm rose Supplied with bolt through fixing. Suitable for 40 to 50mm door thickness Grub screw fixing onto 8mm x 100mm spindle longer spindle available for thicker door. Material: Stainless Steel 304 Finish: Satin Size: 130mm x 60mm projection from door surface. ESCUTCHEON INCLUDED b) 55mm Backset Sash lock with strike plate. Forend: Stainless Steel 304 Finish : Satin .c) 5 pin Euro profile knob cylinder with 3 keys, 60mm length Product Code HAFELE-(911.02.783+916.96.306+903.92.586) or Lock- Door Latch of DORMA Pure 8100 type 2 package with pair of 8100 design lever handle on rose. including Lock 271 with Strike Plate, 55 mm backset 20 mm square forend including strike plate with 60mm Euro Profile Cylinder one side key & other side knob or equivalent make with necessary screws etc. complete as per directions of Engineer in charge" |  | 12 | Each | 3938.4 |  |  | Excess(+) | 1 | Full Conversion | INR | [40 empty] | #VALUE! | #VALUE! | #VALUE! | 14.1 | "Providing and fixing Lock-Door Latch of HAFELE Consisting of: a) 19mm dia Lever handle sprung loaded on with 8mm rose Supplied with bolt through fixing. Suitable for 40 to 50mm door thickness Grub screw fixing onto 8mm x 100mm spindle longer spindle available for thicker door. Material: Stainless Steel 304 Finish: Satin Size: 130mm x 60mm projection from door surface. ESCUTCHEON INCLUDED b) 55mm Backset Sash lock with strike plate. Forend: Stainless Steel 304 Finish : Satin .c) 5 pin Euro profile knob cylinder with 3 keys, 60mm length Product Code HAFELE-(911.02.783+916.96.306+903.92.586) or Lock- Door Latch of DORMA Pure 8100 type 2 package with pair of 8100 design lever handle on rose. including Lock 271 with Strike Plate, 55 mm backset 20 mm square forend including strike plate with 60mm Euro Profile Cylinder one side key & other side knob or equivalent make with necessary screws etc. complete as per directions of Engineer in charge" | 12 | Each
14.11 | "Providing and fixing Mortice Cylindrical Lock-Mortice sash lock (Euro Profile) Non-handed & field reversible latch 5 pin Euro Profile Cylinder 60 mm, of HAFELE Cylindrical Lock CK701 KS SSS Entrance Function, HAFALE product code 911.83.680 or equivalent make of GEZE , DORMA or any other make with necessary screws etc. complete as per directions of Engineer in charge." |  | 44 | Each | 959.59 |  |  | Excess(+) | 1 | Full Conversion | INR | [40 empty] | #VALUE! | #VALUE! | #VALUE! | 14.11 | "Providing and fixing Mortice Cylindrical Lock-Mortice sash lock (Euro Profile) Non-handed & field reversible latch 5 pin Euro Profile Cylinder 60 mm, of HAFELE Cylindrical Lock CK701 KS SSS Entrance Function, HAFALE product code 911.83.680 or equivalent make of GEZE , DORMA or any other make with necessary screws etc. complete as per directions of Engineer in charge." | 44 | Each
14.12 | Providing & Fixing D-shaped Pull Handle with back to back fixing with adjustable fixing for glass, wood and metal doors in satin stainless steel of approved Make: HAFELE pull handle - product code: 903.11.470 or dormakaba pull Handle TGDHI-D 300 or other equivalent make with accessories complete as per direction of Engineer-in-Charge. |  | 80 | Each | 1550.77 |  |  | Excess(+) | 1 | Full Conversion | INR | [40 empty] | #VALUE! | #VALUE! | #VALUE! | 14.12 | Providing & Fixing D-shaped Pull Handle with back to back fixing with adjustable fixing for glass, wood and metal doors in satin stainless steel of approved Make: HAFELE pull handle - product code: 903.11.470 or dormakaba pull Handle TGDHI-D 300 or other equivalent make with accessories complete as per direction of Engineer-in-Charge. | 80 | Each
14.13 | "Providing and fixing stainless steel tower bolts with necessary screws etc. complete (HAFELE product code 911.81.082 for 250 mm and product code 911.81.081 for 200 mm, or equivalent make of GEZE, DORMA or any other make as approved by Engineer in charge)." 250X10 mm |  | 51 | Each | 812.15 |  |  | Excess(+) | 1 | Full Conversion | INR | [40 empty] | #VALUE! | #VALUE! | #VALUE! | 14.13 | "Providing and fixing stainless steel tower bolts with necessary screws etc. complete (HAFELE product code 911.81.082 for 250 mm and product code 911.81.081 for 200 mm, or equivalent make of GEZE, DORMA or any other make as approved by Engineer in charge)." 250X10 mm | 51 | Each
14.14 | "Providing and fixing stainless steel tower bolts with necessary screws etc. complete (HAFELE product code 911.81.082 for 250 mm and product code 911.81.081 for 200 mm, or equivalent make of GEZE, DORMA or any other make as approved by Engineer in charge)." 200X10 mm |  | 11 | Each | 652.35 |  |  | Excess(+) | 1 | Full Conversion | INR | [40 empty] | #VALUE! | #VALUE! | #VALUE! | 14.14 | "Providing and fixing stainless steel tower bolts with necessary screws etc. complete (HAFELE product code 911.81.082 for 250 mm and product code 911.81.081 for 200 mm, or equivalent make of GEZE, DORMA or any other make as approved by Engineer in charge)." 200X10 mm | 11 | Each
14.15 | "Providing and fixing Stainless steel hanging floor door stopper of HAFELE make, code 938.66.000 with necessary screws, etc. complete or equivalent make of (Dorma,GEZE or any other make as approved by Engineer in charge)." |  | 51 | Each | 256.21 |  |  | Excess(+) | 1 | Full Conversion | INR | [40 empty] | #VALUE! | #VALUE! | #VALUE! | 14.15 | "Providing and fixing Stainless steel hanging floor door stopper of HAFELE make, code 938.66.000 with necessary screws, etc. complete or equivalent make of (Dorma,GEZE or any other make as approved by Engineer in charge)." | 51 | Each
14.16 | Providing and fixing Wall mounted Door rubber buffer HAFELE make ( product code 937.31.107) with necessary screws, etc. complete or any other equivalent make as approved by Engineer in charge. |  | 11 | Each | 52.53 |  |  | Excess(+) | 1 | Full Conversion | INR | [40 empty] | #VALUE! | #VALUE! | #VALUE! | 14.16 | Providing and fixing Wall mounted Door rubber buffer HAFELE make ( product code 937.31.107) with necessary screws, etc. complete or any other equivalent make as approved by Engineer in charge. | 11 | Each
Total in Figures | [51 empty] | #VALUE! | #VALUE! | #VALUE!
Quoted Rate in Figures |  |  |  | Select | [47 empty] | 0 | 0 | #VALUE!
Quoted Rate in Words |  | #VALUE!
Note on K15: gepadmin: 1. If you choose "Full Conversion" then Column BA (AMOUNT) and Column BB (TAXES) BOTH values will be convert based on selected Currency in (Column L). 2. If you choose "Partial Conversion" then Column BA (AMOUNT) only will be converted based on selected currency (Column L) and Column BB (TAXES) value (INR) will be added to the converted values.
Note on K17: gepadmin: 1. If you choose "Full Conversion" then Column BA (AMOUNT) and Column BB (TAXES) BOTH values will be convert based on selected Currency in (Column L). 2. If you choose "Partial Conversion" then Column BA (AMOUNT) only will be converted based on selected currency (Column L) and Column BB (TAXES) value (INR) will be added to the converted values.
Note on K18: gepadmin: 1. If you choose "Full Conversion" then Column BA (AMOUNT) and Column BB (TAXES) BOTH values will be convert based on selected Currency in (Column L). 2. If you choose "Partial Conversion" then Column BA (AMOUNT) only will be converted based on selected currency (Column L) and Column BB (TAXES) value (INR) will be added to the converted values.
Note on K20: gepadmin: 1. If you choose "Full Conversion" then Column BA (AMOUNT) and Column BB (TAXES) BOTH values will be convert based on selected Currency in (Column L). 2. If you choose "Partial Conversion" then Column BA (AMOUNT) only will be converted based on selected currency (Column L) and Column BB (TAXES) value (INR) will be added to the converted values.
Note on K21: gepadmin: 1. If you choose "Full Conversion" then Column BA (AMOUNT) and Column BB (TAXES) BOTH values will be convert based on selected Currency in (Column L). 2. If you choose "Partial Conversion" then Column BA (AMOUNT) only will be converted based on selected currency (Column L) and Column BB (TAXES) value (INR) will be added to the converted values.
Note on K22: gepadmin: 1. If you choose "Full Conversion" then Column BA (AMOUNT) and Column BB (TAXES) BOTH values will be convert based on selected Currency in (Column L). 2. If you choose "Partial Conversion" then Column BA (AMOUNT) only will be converted based on selected currency (Column L) and Column BB (TAXES) value (INR) will be added to the converted values.
Note on K25: gepadmin: 1. If you choose "Full Conversion" then Column BA (AMOUNT) and Column BB (TAXES) BOTH values will be convert based on selected Currency in (Column L). 2. If you choose "Partial Conversion" then Column BA (AMOUNT) only will be converted based on selected currency (Column L) and Column BB (TAXES) value (INR) will be added to the converted values.
Note on K26: gepadmin: 1. If you choose "Full Conversion" then Column BA (AMOUNT) and Column BB (TAXES) BOTH values will be convert based on selected Currency in (Column L). 2. If you choose "Partial Conversion" then Column BA (AMOUNT) only will be converted based on selected currency (Column L) and Column BB (TAXES) value (INR) will be added to the converted values.
Note on K28: gepadmin: 1. If you choose "Full Conversion" then Column BA (AMOUNT) and Column BB (TAXES) BOTH values will be convert based on selected Currency in (Column L). 2. If you choose "Partial Conversion" then Column BA (AMOUNT) only will be converted based on selected currency (Column L) and Column BB (TAXES) value (INR) will be added to the converted values.
Note on K30: gepadmin: 1. If you choose "Full Conversion" then Column BA (AMOUNT) and Column BB (TAXES) BOTH values will be convert based on selected Currency in (Column L). 2. If you choose "Partial Conversion" then Column BA (AMOUNT) only will be converted based on selected currency (Column L) and Column BB (TAXES) value (INR) will be added to the converted values.
Note on K31: gepadmin: 1. If you choose "Full Conversion" then Column BA (AMOUNT) and Column BB (TAXES) BOTH values will be convert based on selected Currency in (Column L). 2. If you choose "Partial Conversion" then Column BA (AMOUNT) only will be converted based on selected currency (Column L) and Column BB (TAXES) value (INR) will be added to the converted values.
Note on K32: gepadmin: 1. If you choose "Full Conversion" then Column BA (AMOUNT) and Column BB (TAXES) BOTH values will be convert based on selected Currency in (Column L). 2. If you choose "Partial Conversion" then Column BA (AMOUNT) only will be converted based on selected currency (Column L) and Column BB (TAXES) value (INR) will be added to the converted values.
Note on K33: gepadmin: 1. If you choose "Full Conversion" then Column BA (AMOUNT) and Column BB (TAXES) BOTH values will be convert based on selected Currency in (Column L). 2. If you choose "Partial Conversion" then Column BA (AMOUNT) only will be converted based on selected currency (Column L) and Column BB (TAXES) value (INR) will be added to the converted values.
Note on K34: gepadmin: 1. If you choose "Full Conversion" then Column BA (AMOUNT) and Column BB (TAXES) BOTH values will be convert based on selected Currency in (Column L). 2. If you choose "Partial Conversion" then Column BA (AMOUNT) only will be converted based on selected currency (Column L) and Column BB (TAXES) value (INR) will be added to the converted values.
Note on K35: gepadmin: 1. If you choose "Full Conversion" then Column BA (AMOUNT) and Column BB (TAXES) BOTH values will be convert based on selected Currency in (Column L). 2. If you choose "Partial Conversion" then Column BA (AMOUNT) only will be converted based on selected currency (Column L) and Column BB (TAXES) value (INR) will be added to the converted values.
Note on K37: gepadmin: 1. If you choose "Full Conversion" then Column BA (AMOUNT) and Column BB (TAXES) BOTH values will be convert based on selected Currency in (Column L). 2. If you choose "Partial Conversion" then Column BA (AMOUNT) only will be converted based on selected currency (Column L) and Column BB (TAXES) value (INR) will be added to the converted values.
Note on K39: gepadmin: 1. If you choose "Full Conversion" then Column BA (AMOUNT) and Column BB (TAXES) BOTH values will be convert based on selected Currency in (Column L). 2. If you choose "Partial Conversion" then Column BA (AMOUNT) only will be converted based on selected currency (Column L) and Column BB (TAXES) value (INR) will be added to the converted values.
Note on K42: gepadmin: 1. If you choose "Full Conversion" then Column BA (AMOUNT) and Column BB (TAXES) BOTH values will be convert based on selected Currency in (Column L). 2. If you choose "Partial Conversion" then Column BA (AMOUNT) only will be converted based on selected currency (Column L) and Column BB (TAXES) value (INR) will be added to the converted values.
Note on K43: gepadmin: 1. If you choose "Full Conversion" then Column BA (AMOUNT) and Column BB (TAXES) BOTH values will be convert based on selected Currency in (Column L). 2. If you choose "Partial Conversion" then Column BA (AMOUNT) only will be converted based on selected currency (Column L) and Column BB (TAXES) value (INR) will be added to the converted values.
Note on K45: gepadmin: 1. If you choose "Full Conversion" then Column BA (AMOUNT) and Column BB (TAXES) BOTH values will be convert based on selected Currency in (Column L). 2. If you choose "Partial Conversion" then Column BA (AMOUNT) only will be converted based on selected currency (Column L) and Column BB (TAXES) value (INR) will be added to the converted values.
Note on K47: gepadmin: 1. If you choose "Full Conversion" then Column BA (AMOUNT) and Column BB (TAXES) BOTH values will be convert based on selected Currency in (Column L). 2. If you choose "Partial Conversion" then Column BA (AMOUNT) only will be converted based on selected currency (Column L) and Column BB (TAXES) value (INR) will be added to the converted values.
Note on K48: gepadmin: 1. If you choose "Full Conversion" then Column BA (AMOUNT) and Column BB (TAXES) BOTH values will be convert based on selected Currency in (Column L). 2. If you choose "Partial Conversion" then Column BA (AMOUNT) only will be converted based on selected currency (Column L) and Column BB (TAXES) value (INR) will be added to the converted values.
Note on K50: gepadmin: 1. If you choose "Full Conversion" then Column BA (AMOUNT) and Column BB (TAXES) BOTH values will be convert based on selected Currency in (Column L). 2. If you choose "Partial Conversion" then Column BA (AMOUNT) only will be converted based on selected currency (Column L) and Column BB (TAXES) value (INR) will be added to the converted values.
Note on K52: gepadmin: 1. If you choose "Full Conversion" then Column BA (AMOUNT) and Column BB (TAXES) BOTH values will be convert based on selected Currency in (Column L). 2. If you choose "Partial Conversion" then Column BA (AMOUNT) only will be converted based on selected currency (Column L) and Column BB (TAXES) value (INR) will be added to the converted values.
Note on K54: gepadmin: 1. If you choose "Full Conversion" then Column BA (AMOUNT) and Column BB (TAXES) BOTH values will be convert based on selected Currency in (Column L). 2. If you choose "Partial Conversion" then Column BA (AMOUNT) only will be converted based on selected currency (Column L) and Column BB (TAXES) value (INR) will be added to the converted values.
Note on K57: gepadmin: 1. If you choose "Full Conversion" then Column BA (AMOUNT) and Column BB (TAXES) BOTH values will be convert based on selected Currency in (Column L). 2. If you choose "Partial Conversion" then Column BA (AMOUNT) only will be converted based on selected currency (Column L) and Column BB (TAXES) value (INR) will be added to the converted values.
Note on K58: gepadmin: 1. If you choose "Full Conversion" then Column BA (AMOUNT) and Column BB (TAXES) BOTH values will be convert based on selected Currency in (Column L). 2. If you choose "Partial Conversion" then Column BA (AMOUNT) only will be converted based on selected currency (Column L) and Column BB (TAXES) value (INR) will be added to the converted values.
Note on K59: gepadmin: 1. If you choose "Full Conversion" then Column BA (AMOUNT) and Column BB (TAXES) BOTH values will be convert based on selected Currency in (Column L). 2. If you choose "Partial Conversion" then Column BA (AMOUNT) only will be converted based on selected currency (Column L) and Column BB (TAXES) value (INR) will be added to the converted values.
Note on K63: gepadmin: 1. If you choose "Full Conversion" then Column BA (AMOUNT) and Column BB (TAXES) BOTH values will be convert based on selected Currency in (Column L). 2. If you choose "Partial Conversion" then Column BA (AMOUNT) only will be converted based on selected currency (Column L) and Column BB (TAXES) value (INR) will be added to the converted values.
Note on K65: gepadmin: 1. If you choose "Full Conversion" then Column BA (AMOUNT) and Column BB (TAXES) BOTH values will be convert based on selected Currency in (Column L). 2. If you choose "Partial Conversion" then Column BA (AMOUNT) only will be converted based on selected currency (Column L) and Column BB (TAXES) value (INR) will be added to the converted values.
Note on K68: gepadmin: 1. If you choose "Full Conversion" then Column BA (AMOUNT) and Column BB (TAXES) BOTH values will be convert based on selected Currency in (Column L). 2. If you choose "Partial Conversion" then Column BA (AMOUNT) only will be converted based on selected currency (Column L) and Column BB (TAXES) value (INR) will be added to the converted values.
Note on K70: gepadmin: 1. If you choose "Full Conversion" then Column BA (AMOUNT) and Column BB (TAXES) BOTH values will be convert based on selected Currency in (Column L). 2. If you choose "Partial Conversion" then Column BA (AMOUNT) only will be converted based on selected currency (Column L) and Column BB (TAXES) value (INR) will be added to the converted values.
Note on K71: gepadmin: 1. If you choose "Full Conversion" then Column BA (AMOUNT) and Column BB (TAXES) BOTH values will be convert based on selected Currency in (Column L). 2. If you choose "Partial Conversion" then Column BA (AMOUNT) only will be converted based on selected currency (Column L) and Column BB (TAXES) value (INR) will be added to the converted values.
Note on K73: gepadmin: 1. If you choose "Full Conversion" then Column BA (AMOUNT) and Column BB (TAXES) BOTH values will be convert based on selected Currency in (Column L). 2. If you choose "Partial Conversion" then Column BA (AMOUNT) only will be converted based on selected currency (Column L) and Column BB (TAXES) value (INR) will be added to the converted values.
Note on K76: gepadmin: 1. If you choose "Full Conversion" then Column BA (AMOUNT) and Column BB (TAXES) BOTH values will be convert based on selected Currency in (Column L). 2. If you choose "Partial Conversion" then Column BA (AMOUNT) only will be converted based on selected currency (Column L) and Column BB (TAXES) value (INR) will be added to the converted values.
Note on K77: gepadmin: 1. If you choose "Full Conversion" then Column BA (AMOUNT) and Column BB (TAXES) BOTH values will be convert based on selected Currency in (Column L). 2. If you choose "Partial Conversion" then Column BA (AMOUNT) only will be converted based on selected currency (Column L) and Column BB (TAXES) value (INR) will be added to the converted values.
Note on K78: gepadmin: 1. If you choose "Full Conversion" then Column BA (AMOUNT) and Column BB (TAXES) BOTH values will be convert based on selected Currency in (Column L). 2. If you choose "Partial Conversion" then Column BA (AMOUNT) only will be converted based on selected currency (Column L) and Column BB (TAXES) value (INR) will be added to the converted values.
Note on K79: gepadmin: 1. If you choose "Full Conversion" then Column BA (AMOUNT) and Column BB (TAXES) BOTH values will be convert based on selected Currency in (Column L). 2. If you choose "Partial Conversion" then Column BA (AMOUNT) only will be converted based on selected currency (Column L) and Column BB (TAXES) value (INR) will be added to the converted values.
Note on K82: gepadmin: 1. If you choose "Full Conversion" then Column BA (AMOUNT) and Column BB (TAXES) BOTH values will be convert based on selected Currency in (Column L). 2. If you choose "Partial Conversion" then Column BA (AMOUNT) only will be converted based on selected currency (Column L) and Column BB (TAXES) value (INR) will be added to the converted values.
Note on K83: gepadmin: 1. If you choose "Full Conversion" then Column BA (AMOUNT) and Column BB (TAXES) BOTH values will be convert based on selected Currency in (Column L). 2. If you choose "Partial Conversion" then Column BA (AMOUNT) only will be converted based on selected currency (Column L) and Column BB (TAXES) value (INR) will be added to the converted values.
Note on K86: gepadmin: 1. If you choose "Full Conversion" then Column BA (AMOUNT) and Column BB (TAXES) BOTH values will be convert based on selected Currency in (Column L). 2. If you choose "Partial Conversion" then Column BA (AMOUNT) only will be converted based on selected currency (Column L) and Column BB (TAXES) value (INR) will be added to the converted values.
Note on K87: gepadmin: 1. If you choose "Full Conversion" then Column BA (AMOUNT) and Column BB (TAXES) BOTH values will be convert based on selected Currency in (Column L). 2. If you choose "Partial Conversion" then Column BA (AMOUNT) only will be converted based on selected currency (Column L) and Column BB (TAXES) value (INR) will be added to the converted values.
Note on K90: gepadmin: 1. If you choose "Full Conversion" then Column BA (AMOUNT) and Column BB (TAXES) BOTH values will be convert based on selected Currency in (Column L). 2. If you choose "Partial Conversion" then Column BA (AMOUNT) only will be converted based on selected currency (Column L) and Column BB (TAXES) value (INR) will be added to the converted values.
Note on K92: gepadmin: 1. If you choose "Full Conversion" then Column BA (AMOUNT) and Column BB (TAXES) BOTH values will be convert based on selected Currency in (Column L). 2. If you choose "Partial Conversion" then Column BA (AMOUNT) only will be converted based on selected currency (Column L) and Column BB (TAXES) value (INR) will be added to the converted values.
Note on K94: gepadmin: 1. If you choose "Full Conversion" then Column BA (AMOUNT) and Column BB (TAXES) BOTH values will be convert based on selected Currency in (Column L). 2. If you choose "Partial Conversion" then Column BA (AMOUNT) only will be converted based on selected currency (Column L) and Column BB (TAXES) value (INR) will be added to the converted values.
Note on K97: gepadmin: 1. If you choose "Full Conversion" then Column BA (AMOUNT) and Column BB (TAXES) BOTH values will be convert based on selected Currency in (Column L). 2. If you choose "Partial Conversion" then Column BA (AMOUNT) only will be converted based on selected currency (Column L) and Column BB (TAXES) value (INR) will be added to the converted values.
Note on K99: gepadmin: 1. If you choose "Full Conversion" then Column BA (AMOUNT) and Column BB (TAXES) BOTH values will be convert based on selected Currency in (Column L). 2. If you choose "Partial Conversion" then Column BA (AMOUNT) only will be converted based on selected currency (Column L) and Column BB (TAXES) value (INR) will be added to the converted values.
Note on K101: gepadmin: 1. If you choose "Full Conversion" then Column BA (AMOUNT) and Column BB (TAXES) BOTH values will be convert based on selected Currency in (Column L). 2. If you choose "Partial Conversion" then Column BA (AMOUNT) only will be converted based on selected currency (Column L) and Column BB (TAXES) value (INR) will be added to the converted values.
Note on K103: gepadmin: 1. If you choose "Full Conversion" then Column BA (AMOUNT) and Column BB (TAXES) BOTH values will be convert based on selected Currency in (Column L). 2. If you choose "Partial Conversion" then Column BA (AMOUNT) only will be converted based on selected currency (Column L) and Column BB (TAXES) value (INR) will be added to the converted values.
Note on K105: gepadmin: 1. If you choose "Full Conversion" then Column BA (AMOUNT) and Column BB (TAXES) BOTH values will be convert based on selected Currency in (Column L). 2. If you choose "Partial Conversion" then Column BA (AMOUNT) only will be converted based on selected currency (Column L) and Column BB (TAXES) value (INR) will be added to the converted values.
Note on K108: gepadmin: 1. If you choose "Full Conversion" then Column BA (AMOUNT) and Column BB (TAXES) BOTH values will be convert based on selected Currency in (Column L). 2. If you choose "Partial Conversion" then Column BA (AMOUNT) only will be converted based on selected currency (Column L) and Column BB (TAXES) value (INR) will be added to the converted values.
Note on K110: gepadmin: 1. If you choose "Full Conversion" then Column BA (AMOUNT) and Column BB (TAXES) BOTH values will be convert based on selected Currency in (Column L). 2. If you choose "Partial Conversion" then Column BA (AMOUNT) only will be converted based on selected currency (Column L) and Column BB (TAXES) value (INR) will be added to the converted values.
Note on K112: gepadmin: 1. If you choose "Full Conversion" then Column BA (AMOUNT) and Column BB (TAXES) BOTH values will be convert based on selected Currency in (Column L). 2. If you choose "Partial Conversion" then Column BA (AMOUNT) only will be converted based on selected currency (Column L) and Column BB (TAXES) value (INR) will be added to the converted values.
Note on K113: gepadmin: 1. If you choose "Full Conversion" then Column BA (AMOUNT) and Column BB (TAXES) BOTH values will be convert based on selected Currency in (Column L). 2. If you choose "Partial Conversion" then Column BA (AMOUNT) only will be converted based on selected currency (Column L) and Column BB (TAXES) value (INR) will be added to the converted values.
Note on K114: gepadmin: 1. If you choose "Full Conversion" then Column BA (AMOUNT) and Column BB (TAXES) BOTH values will be convert based on selected Currency in (Column L). 2. If you choose "Partial Conversion" then Column BA (AMOUNT) only will be converted based on selected currency (Column L) and Column BB (TAXES) value (INR) will be added to the converted values.
Note on K116: gepadmin: 1. If you choose "Full Conversion" then Column BA (AMOUNT) and Column BB (TAXES) BOTH values will be convert based on selected Currency in (Column L). 2. If you choose "Partial Conversion" then Column BA (AMOUNT) only will be converted based on selected currency (Column L) and Column BB (TAXES) value (INR) will be added to the converted values.
Note on K118: gepadmin: 1. If you choose "Full Conversion" then Column BA (AMOUNT) and Column BB (TAXES) BOTH values will be convert based on selected Currency in (Column L). 2. If you choose "Partial Conversion" then Column BA (AMOUNT) only will be converted based on selected currency (Column L) and Column BB (TAXES) value (INR) will be added to the converted values.
Note on K120: gepadmin: 1. If you choose "Full Conversion" then Column BA (AMOUNT) and Column BB (TAXES) BOTH values will be convert based on selected Currency in (Column L). 2. If you choose "Partial Conversion" then Column BA (AMOUNT) only will be converted based on selected currency (Column L) and Column BB (TAXES) value (INR) will be added to the converted values.
Note on K122: gepadmin: 1. If you choose "Full Conversion" then Column BA (AMOUNT) and Column BB (TAXES) BOTH values will be convert based on selected Currency in (Column L). 2. If you choose "Partial Conversion" then Column BA (AMOUNT) only will be converted based on selected currency (Column L) and Column BB (TAXES) value (INR) will be added to the converted values.
Note on K123: gepadmin: 1. If you choose "Full Conversion" then Column BA (AMOUNT) and Column BB (TAXES) BOTH values will be convert based on selected Currency in (Column L). 2. If you choose "Partial Conversion" then Column BA (AMOUNT) only will be converted based on selected currency (Column L) and Column BB (TAXES) value (INR) will be added to the converted values.
Note on K124: gepadmin: 1. If you choose "Full Conversion" then Column BA (AMOUNT) and Column BB (TAXES) BOTH values will be convert based on selected Currency in (Column L). 2. If you choose "Partial Conversion" then Column BA (AMOUNT) only will be converted based on selected currency (Column L) and Column BB (TAXES) value (INR) will be added to the converted values.
Note on K127: gepadmin: 1. If you choose "Full Conversion" then Column BA (AMOUNT) and Column BB (TAXES) BOTH values will be convert based on selected Currency in (Column L). 2. If you choose "Partial Conversion" then Column BA (AMOUNT) only will be converted based on selected currency (Column L) and Column BB (TAXES) value (INR) will be added to the converted values.
Note on K128: gepadmin: 1. If you choose "Full Conversion" then Column BA (AMOUNT) and Column BB (TAXES) BOTH values will be convert based on selected Currency in (Column L). 2. If you choose "Partial Conversion" then Column BA (AMOUNT) only will be converted based on selected currency (Column L) and Column BB (TAXES) value (INR) will be added to the converted values.
Note on K129: gepadmin: 1. If you choose "Full Conversion" then Column BA (AMOUNT) and Column BB (TAXES) BOTH values will be convert based on selected Currency in (Column L). 2. If you choose "Partial Conversion" then Column BA (AMOUNT) only will be converted based on selected currency (Column L) and Column BB (TAXES) value (INR) will be added to the converted values.
Note on K130: gepadmin: 1. If you choose "Full Conversion" then Column BA (AMOUNT) and Column BB (TAXES) BOTH values will be convert based on selected Currency in (Column L). 2. If you choose "Partial Conversion" then Column BA (AMOUNT) only will be converted based on selected currency (Column L) and Column BB (TAXES) value (INR) will be added to the converted values.
Note on K131: gepadmin: 1. If you choose "Full Conversion" then Column BA (AMOUNT) and Column BB (TAXES) BOTH values will be convert based on selected Currency in (Column L). 2. If you choose "Partial Conversion" then Column BA (AMOUNT) only will be converted based on selected currency (Column L) and Column BB (TAXES) value (INR) will be added to the converted values.
Note on K133: gepadmin: 1. If you choose "Full Conversion" then Column BA (AMOUNT) and Column BB (TAXES) BOTH values will be convert based on selected Currency in (Column L). 2. If you choose "Partial Conversion" then Column BA (AMOUNT) only will be converted based on selected currency (Column L) and Column BB (TAXES) value (INR) will be added to the converted values.
Note on K137: gepadmin: 1. If you choose "Full Conversion" then Column BA (AMOUNT) and Column BB (TAXES) BOTH values will be convert based on selected Currency in (Column L). 2. If you choose "Partial Conversion" then Column BA (AMOUNT) only will be converted based on selected currency (Column L) and Column BB (TAXES) value (INR) will be added to the converted values.
Note on K139: gepadmin: 1. If you choose "Full Conversion" then Column BA (AMOUNT) and Column BB (TAXES) BOTH values will be convert based on selected Currency in (Column L). 2. If you choose "Partial Conversion" then Column BA (AMOUNT) only will be converted based on selected currency (Column L) and Column BB (TAXES) value (INR) will be added to the converted values.
Note on K141: gepadmin: 1. If you choose "Full Conversion" then Column BA (AMOUNT) and Column BB (TAXES) BOTH values will be convert based on selected Currency in (Column L). 2. If you choose "Partial Conversion" then Column BA (AMOUNT) only will be converted based on selected currency (Column L) and Column BB (TAXES) value (INR) will be added to the converted values.
Note on K142: gepadmin: 1. If you choose "Full Conversion" then Column BA (AMOUNT) and Column BB (TAXES) BOTH values will be convert based on selected Currency in (Column L). 2. If you choose "Partial Conversion" then Column BA (AMOUNT) only will be converted based on selected currency (Column L) and Column BB (TAXES) value (INR) will be added to the converted values.
Note on K143: gepadmin: 1. If you choose "Full Conversion" then Column BA (AMOUNT) and Column BB (TAXES) BOTH values will be convert based on selected Currency in (Column L). 2. If you choose "Partial Conversion" then Column BA (AMOUNT) only will be converted based on selected currency (Column L) and Column BB (TAXES) value (INR) will be added to the converted values.
Note on K145: gepadmin: 1. If you choose "Full Conversion" then Column BA (AMOUNT) and Column BB (TAXES) BOTH values will be convert based on selected Currency in (Column L). 2. If you choose "Partial Conversion" then Column BA (AMOUNT) only will be converted based on selected currency (Column L) and Column BB (TAXES) value (INR) will be added to the converted values.
Note on K147: gepadmin: 1. If you choose "Full Conversion" then Column BA (AMOUNT) and Column BB (TAXES) BOTH values will be convert based on selected Currency in (Column L). 2. If you choose "Partial Conversion" then Column BA (AMOUNT) only will be converted based on selected currency (Column L) and Column BB (TAXES) value (INR) will be added to the converted values.
Note on K148: gepadmin: 1. If you choose "Full Conversion" then Column BA (AMOUNT) and Column BB (TAXES) BOTH values will be convert based on selected Currency in (Column L). 2. If you choose "Partial Conversion" then Column BA (AMOUNT) only will be converted based on selected currency (Column L) and Column BB (TAXES) value (INR) will be added to the converted values.
Note on K150: gepadmin: 1. If you choose "Full Conversion" then Column BA (AMOUNT) and Column BB (TAXES) BOTH values will be convert based on selected Currency in (Column L). 2. If you choose "Partial Conversion" then Column BA (AMOUNT) only will be converted based on selected currency (Column L) and Column BB (TAXES) value (INR) will be added to the converted values.
Note on K153: gepadmin: 1. If you choose "Full Conversion" then Column BA (AMOUNT) and Column BB (TAXES) BOTH values will be convert based on selected Currency in (Column L). 2. If you choose "Partial Conversion" then Column BA (AMOUNT) only will be converted based on selected currency (Column L) and Column BB (TAXES) value (INR) will be added to the converted values.
Note on K154: gepadmin: 1. If you choose "Full Conversion" then Column BA (AMOUNT) and Column BB (TAXES) BOTH values will be convert based on selected Currency in (Column L). 2. If you choose "Partial Conversion" then Column BA (AMOUNT) only will be converted based on selected currency (Column L) and Column BB (TAXES) value (INR) will be added to the converted values.
Note on K156: gepadmin: 1. If you choose "Full Conversion" then Column BA (AMOUNT) and Column BB (TAXES) BOTH values will be convert based on selected Currency in (Column L). 2. If you choose "Partial Conversion" then Column BA (AMOUNT) only will be converted based on selected currency (Column L) and Column BB (TAXES) value (INR) will be added to the converted values.
Note on K158: gepadmin: 1. If you choose "Full Conversion" then Column BA (AMOUNT) and Column BB (TAXES) BOTH values will be convert based on selected Currency in (Column L). 2. If you choose "Partial Conversion" then Column BA (AMOUNT) only will be converted based on selected currency (Column L) and Column BB (TAXES) value (INR) will be added to the converted values.
Note on K159: gepadmin: 1. If you choose "Full Conversion" then Column BA (AMOUNT) and Column BB (TAXES) BOTH values will be convert based on selected Currency in (Column L). 2. If you choose "Partial Conversion" then Column BA (AMOUNT) only will be converted based on selected currency (Column L) and Column BB (TAXES) value (INR) will be added to the converted values.
Note on K160: gepadmin: 1. If you choose "Full Conversion" then Column BA (AMOUNT) and Column BB (TAXES) BOTH values will be convert based on selected Currency in (Column L). 2. If you choose "Partial Conversion" then Column BA (AMOUNT) only will be converted based on selected currency (Column L) and Column BB (TAXES) value (INR) will be added to the converted values.
Note on K161: gepadmin: 1. If you choose "Full Conversion" then Column BA (AMOUNT) and Column BB (TAXES) BOTH values will be convert based on selected Currency in (Column L). 2. If you choose "Partial Conversion" then Column BA (AMOUNT) only will be converted based on selected currency (Column L) and Column BB (TAXES) value (INR) will be added to the converted values.
Note on K162: gepadmin: 1. If you choose "Full Conversion" then Column BA (AMOUNT) and Column BB (TAXES) BOTH values will be convert based on selected Currency in (Column L). 2. If you choose "Partial Conversion" then Column BA (AMOUNT) only will be converted based on selected currency (Column L) and Column BB (TAXES) value (INR) will be added to the converted values.
Note on K163: gepadmin: 1. If you choose "Full Conversion" then Column BA (AMOUNT) and Column BB (TAXES) BOTH values will be convert based on selected Currency in (Column L). 2. If you choose "Partial Conversion" then Column BA (AMOUNT) only will be converted based on selected currency (Column L) and Column BB (TAXES) value (INR) will be added to the converted values.
Note on K164: gepadmin: 1. If you choose "Full Conversion" then Column BA (AMOUNT) and Column BB (TAXES) BOTH values will be convert based on selected Currency in (Column L). 2. If you choose "Partial Conversion" then Column BA (AMOUNT) only will be converted based on selected currency (Column L) and Column BB (TAXES) value (INR) will be added to the converted values.
Note on K165: gepadmin: 1. If you choose "Full Conversion" then Column BA (AMOUNT) and Column BB (TAXES) BOTH values will be convert based on selected Currency in (Column L). 2. If you choose "Partial Conversion" then Column BA (AMOUNT) only will be converted based on selected currency (Column L) and Column BB (TAXES) value (INR) will be added to the converted values.
Note on K166: gepadmin: 1. If you choose "Full Conversion" then Column BA (AMOUNT) and Column BB (TAXES) BOTH values will be convert based on selected Currency in (Column L). 2. If you choose "Partial Conversion" then Column BA (AMOUNT) only will be converted based on selected currency (Column L) and Column BB (TAXES) value (INR) will be added to the converted values.
Note on K167: gepadmin: 1. If you choose "Full Conversion" then Column BA (AMOUNT) and Column BB (TAXES) BOTH values will be convert based on selected Currency in (Column L). 2. If you choose "Partial Conversion" then Column BA (AMOUNT) only will be converted based on selected currency (Column L) and Column BB (TAXES) value (INR) will be added to the converted values.
Note on K168: gepadmin: 1. If you choose "Full Conversion" then Column BA (AMOUNT) and Column BB (TAXES) BOTH values will be convert based on selected Currency in (Column L). 2. If you choose "Partial Conversion" then Column BA (AMOUNT) only will be converted based on selected currency (Column L) and Column BB (TAXES) value (INR) will be added to the converted values.
Note on K169: gepadmin: 1. If you choose "Full Conversion" then Column BA (AMOUNT) and Column BB (TAXES) BOTH values will be convert based on selected Currency in (Column L). 2. If you choose "Partial Conversion" then Column BA (AMOUNT) only will be converted based on selected currency (Column L) and Column BB (TAXES) value (INR) will be added to the converted values.
Note on K170: gepadmin: 1. If you choose "Full Conversion" then Column BA (AMOUNT) and Column BB (TAXES) BOTH values will be convert based on selected Currency in (Column L). 2. If you choose "Partial Conversion" then Column BA (AMOUNT) only will be converted based on selected currency (Column L) and Column BB (TAXES) value (INR) will be added to the converted values.
Note on K171: gepadmin: 1. If you choose "Full Conversion" then Column BA (AMOUNT) and Column BB (TAXES) BOTH values will be convert based on selected Currency in (Column L). 2. If you choose "Partial Conversion" then Column BA (AMOUNT) only will be converted based on selected currency (Column L) and Column BB (TAXES) value (INR) will be added to the converted values.
Note on K172: gepadmin: 1. If you choose "Full Conversion" then Column BA (AMOUNT) and Column BB (TAXES) BOTH values will be convert based on selected Currency in (Column L). 2. If you choose "Partial Conversion" then Column BA (AMOUNT) only will be converted based on selected currency (Column L) and Column BB (TAXES) value (INR) will be added to the converted values.
Note on K173: gepadmin: 1. If you choose "Full Conversion" then Column BA (AMOUNT) and Column BB (TAXES) BOTH values will be convert based on selected Currency in (Column L). 2. If you choose "Partial Conversion" then Column BA (AMOUNT) only will be converted based on selected currency (Column L) and Column BB (TAXES) value (INR) will be added to the converted values.
Validate
Print
Help

## Macros
Please Enable Macros to View BoQ information