## BoQ1 (hidden)
Percentage BoQ
BoQ_Ver3.0 | Percentage | Normal | INR Only | INR
Select, At Par, Excess (+), Less (-) |  | IOCL
Tender Inviting Authority: Executive Engineer,IWD,IIT Kanpur
Name of Work: Construction of Ladies and Gents Toilet in IWD Office at IIT Kanpur.
Contract No: 58/Civil/D2/2024-25
Name of the Bidder/ Bidding Firm / Company :
PRICE SCHEDULE (This BOQ template must not be modified/replaced by the bidder and the same should be uploaded after filling the relevent columns, else the bidder is liable to be rejected for this tender. Bidders are allowed to enter the Bidder Name and Values only )
NUMBER # | TEXT # | TEXT # | NUMBER # | TEXT # | NUMBER | NUMBER | TEXT | TEXT # | NUMBER # | TEXT# | TEXT # | NUMBER # | NUMBER | NUMBER | NUMBER | NUMBER | TEXT | TEXT | NUMBER | NUMBER | NUMBER | NUMBER | TEXT | TEXT | NUMBER | NUMBER | NUMBER | NUMBER | TEXT | TEXT | NUMBER | NUMBER | NUMBER | NUMBER | TEXT | TEXT | NUMBER | NUMBER | NUMBER | NUMBER | TEXT | TEXT | NUMBER | NUMBER | NUMBER # | NUMBER # | TEXT | TEXT | NUMBER # | NUMBER # | DATE | NUMBER # | NUMBER # | TEXT #
Sl. No. | Item Description | Item Code / Make | Quantity | Units | Estimated Rate in Rs. P |  |  | Addition / Deduction | Addition / Deduction Values | Currency Convertion against each Item | Quoted Currency in INR / Other Currency | BASIC RATE In Figures To be entered by the Bidder Rs. P | Excise Duty | VAT | Freight Charges ( Unloading & Stacking) | Any Other Taxes/Duties/Levies |  |  | Other Taxes 2 | IIIrd Party i.e DGS&D / RITES etc Inspection Charges @0.34%+Service Tax | Less for Cenvat Credit,if any respect of Supplies Under full Excise Duty Category | [30 empty] | TOTAL AMOUNT Without Taxes in Rs. P | TOTAL AMOUNT With Taxes | TOTAL AMOUNT In Words
1 | 2 | 3 | 3 | 4 | 5 | 7 | 8 | 9 | 10 | 11 | 12 | 13 | 14 | 15 | 16 | 17 | 18 | 19 | 20 | 21 | 22 | 23 | 24 | 25 | 26 | 27 | 28 | 29 | 30 | 31 | 32 | 33 | 34 | 35 | 36 | 37 | 38 | 39 | 40 | 41 | 42 | 43 | 44 | 45 | 46 | 47 | 48 | 49 | 50 | 51 | 52 | 6 | 54 | 7
1 | Carriage of Materials | BI01010001010000000000000515BI0100001112 | [52 empty] | 1 | Construction of chamber for 100mm sluices valve | item1 | 10 | 1 Nos
1.01 | By Mechanical Transport including loading,unloading and stacking | BI01010001010000000000000515BI0100001113 | [52 empty] | 1.02 | Construction of chamber for 100mm sluice plates | item2 | 213 | Nos
1.02 | Lime, moorum, building rubbish Lead - 2 | BI01010001010000000000000515BI0100001114 | 2 | cum | 162.16 |  |  | Excess(+) | 1 | Full Conversion | INR | [40 empty] | #VALUE! | #VALUE! | #VALUE! | 2 | Construction of chamber for 100mm sluices valve | item3 | 10 | Nos
2 | EARTH WORK | BI01010001010000000000000515BI0100001115 | [52 empty] | 3 | Supplying, Conveying and fixing spls. Including ea | item4 | 10 | Nos
2.01 | Earth work in excavation by mechanical means (Hydraulic excavator) / manual means in foundation trenches or drains (not exceeding 1.5 m in width or 10 sqm on plan), including dressing of sides and ramming of bottoms, for all lift, including getting out the excavated soil and disposal of surplus excavated soil as directed, within a lead of 50 m. | BI01010001010000000000000515BI0100001116 | [52 empty] | 1.01 | Supplying, Conveying and fixing spls. Including eart | item1 | 123.223 | Nos
2.02 | All kinds of soil. | BI01010001010000000000000515BI0100001117 | 10.4 | cum | 214.64 |  |  | Excess(+) | 1 | Full Conversion | INR | [40 empty] | #VALUE! | #VALUE! | #VALUE! | 1.02 | Construction of chamber for 100mm sluice plates | item2 | 213 | Nos
2.03 | Excavating trenches by mechinical / manual means of required width for pipes, cables, etc including excavation for sockets, and dressing of sides, ramming of bottoms, for all depth, including getting out the excavated soil, and then returning the soil as required, in layers not exceeding 20 cm in depth, including consolidating each deposited layer by ramming, watering, etc. and disposing of surplus excavated soil as directed, within a lead of 50 m: | BI01010001010000000000000515BI0100001118 | [52 empty] | 2 | Construction of chamber for 100mm sluices valve | item3 | 10 | Nos
2.04 | All kinds of soil | BI01010001010000000000000515BI0100001119 | [52 empty] | 3 | Supplying, Conveying and fixing spls. Including ea | item4 | 10 | Nos
2.05 | Pipes, cables etc. exceeding 80 mm dia. but not exceeding 300 mm dia | BI01010001010000000000000515BI0100001120 | 34 | metre | 290.38 |  |  | Excess(+) | 1 | Full Conversion | INR | [40 empty] | #VALUE! | #VALUE! | #VALUE! | 1.01 | Supplying, Conveying and fixing spls. Including eart | item1 | 123.223 | Nos
2.06 | Filling available excavated earth (excluding rock) in trenches, plinth, sides of foundations etc. in layers not exceeding 20cm in depth, consolidating each deposited layer by ramming and watering, lead up to 50 and for all lif. | BI01010001010000000000000515BI0100001121 | 8.95 | cum | 161.62 |  |  | Excess(+) | 1 | Full Conversion | INR | [40 empty] | #VALUE! | #VALUE! | #VALUE! | 1.02 | Construction of chamber for 100mm sluice plates | item2 | 213 | Nos
2.07 | Supplying and filling in plinth with sand under floors, including watering, ramming, consolidating and dressing complete. | BI01010001010000000000000515BI0100001122 | 1.6 | cum | 1751.25 |  |  | Excess(+) | 1 | Full Conversion | INR | [40 empty] | #VALUE! | #VALUE! | #VALUE! | 2 | Construction of chamber for 100mm sluices valve | item3 | 10 | Nos
3 | CEMENT CONCRETE (CAST IN SITU) | BI01010001010000000000000515BI0100001123 | [52 empty] | 1.01 | Supplying, Conveying and fixing spls. Including eart | item1 | 123.223 | Nos
3.01 | Providing and laying in position excluding cement concrete of level: specified grade the cost of centering and shuttering - All work up to plinth | BI01010001010000000000000515BI0100001124 | [52 empty] | 1.02 | Construction of chamber for 100mm sluice plates | item2 | 213 | Nos
3.02 | 1:2:4 (1 cement : 2 coarse sand (zone-Ill) derived from natural sources : 4 graded stone aggregate 20 mm nominal size derived from natural sources) | BI01010001010000000000000515BI0100001125 | 0.5 | cum | 6496.66 |  |  | Excess(+) | 1 | Full Conversion | INR | [40 empty] | #VALUE! | #VALUE! | #VALUE! | 2 | Construction of chamber for 100mm sluices valve | item3 | 10 | Nos
3.03 | Providing and laying damp-proof course 40 mm thick with cement concrete 1:2:4 (1 cement: 2 coarse sand (zone-Ill) derived from natural sources : 4 graded stone aggregate 12.5 mm nominal size derived from natural sources) | BI01010001010000000000000515BI0100001126 | 5.1 | sqm | 338.78 |  |  | Excess(+) | 1 | Full Conversion | INR | [40 empty] | #VALUE! | #VALUE! | #VALUE! | 1.01 | Supplying, Conveying and fixing spls. Including eart | item1 | 123.223 | Nos
3.04 | Extra for providing and mixing water proofing material in cement concrete work in doses by weight of cement as per manufacturer's specification. | BI01010001010000000000000515BI0100001127 | 2 | per bag of 50kg cement used | 14.96 |  |  | Excess(+) | 1 | Full Conversion | INR | [40 empty] | #VALUE! | #VALUE! | #VALUE! | 1.02 | Construction of chamber for 100mm sluice plates | item2 | 213 | Nos
3.05 | Providing & applying a coat of residual petroleum bitumen of grade of VG-10 of approved quality using 1.7 kg per square metre on damp proof course after cleaning the surface with brushes and finally with a piece of cloth lightly soaked in kerosene oil. | BI01010001010000000000000515BI0100001128 | 5.1 | sqm | 120.51 |  |  | Excess(+) | 1 | Full Conversion | INR | [40 empty] | #VALUE! | #VALUE! | #VALUE! | 2 | Construction of chamber for 100mm sluices valve | item3 | 10 | Nos
3.06 | Making plinth protection 50 mm thick of cement concrete 1:3:6 (1 cement : 3 coarse sand (zone-Ill) derived from natural sources : 6 graded stone aggregate 20 mm nominal size derived from natural sources) over 75 mm thick bed of dry brick ballast 40 mm nominal size, well rammed and consolidated and grouted with fine sand, including necessary excavation, levelling & dressing & finishing the top smooth. | BI01010001010000000000000515BI0100001129 | 11.4 | sqm | 617.87 |  |  | Excess(+) | 1 | Full Conversion | INR | [40 empty] | #VALUE! | #VALUE! | #VALUE! | 3 | Supplying, Conveying and fixing spls. Including ea | item4 | 10 | Nos
4 | REINFORCED CEMENT CONCRETE | BI01010001010000000000000515BI0100001130 | [52 empty] | 1.01 | Supplying, Conveying and fixing spls. Including eart | item1 | 123.223 | Nos
4.01 | Reinforced cement concrete work in beams, suspended floors, roofs having slope up to 15 degree landings, balconies, shelves, chajjas, lintels, bands, plain window sills, staircases and spiral stair cases above plinth level up to floor five level, excluding the cost of centering, shuttering, finishing and reinforcement with 1:1.5:3 (1 cement : 1.5 coarse sand (zone-III) derived from natural sources : 3 graded stone aggregate 20 mm nominal size derived from natural sources). | BI01010001010000000000000515BI0100001131 | 6.5 | cum | 9487.5 |  |  | Excess(+) | 1 | Full Conversion | INR | [40 empty] | #VALUE! | #VALUE! | #VALUE! | 1.02 | Construction of chamber for 100mm sluice plates | item2 | 213 | Nos
4.02 | Centering and shuttering including strutting, propping etc. and removal of form for | BI01010001010000000000000515BI0100001132 | [52 empty] | 2 | Construction of chamber for 100mm sluices valve | item3 | 10 | Nos
4.03 | Foundations, footings, bases of columns, etc. for mass concrete | BI01010001010000000000000515BI0100001133 | 3 | sqm | 323.36 |  |  | Excess(+) | 1 | Full Conversion | INR | [40 empty] | #VALUE! | #VALUE! | #VALUE! | 3 | Supplying, Conveying and fixing spls. Including ea | item4 | 10 | Nos
4.04 | Suspended floors, roofs, landings, balconies and access platform | BI01010001010000000000000515BI0100001134 | 51.9 | sqm | 764.61 |  |  | Excess(+) | 1 | Full Conversion | INR | [40 empty] | #VALUE! | #VALUE! | #VALUE! | 1.01 | Supplying, Conveying and fixing spls. Including eart | item1 | 123.223 | Nos
4.05 | Shelves (Cast in situ) | BI01010001010000000000000515BI0100001135 | 2 | sqm | 764.61 |  |  | Excess(+) | 1 | Full Conversion | INR | [40 empty] | #VALUE! | #VALUE! | #VALUE! | 1.02 | Construction of chamber for 100mm sluice plates | item2 | 213 | Nos
4.06 | Lintels, beams, plinth beams, girders, bressumers and cantilevers | BI01010001010000000000000515BI0100001136 | 5.5 | sqm | 607.24 |  |  | Excess(+) | 1 | Full Conversion | INR | [40 empty] | #VALUE! | #VALUE! | #VALUE! | 2 | Construction of chamber for 100mm sluices valve | item3 | 10 | Nos
4.07 | Edges of slabs and breaks in floors and walls | BI01010001010000000000000515BI0100001137 | [52 empty] | 1.01 | Supplying, Conveying and fixing spls. Including eart | item1 | 123.223 | Nos
4.08 | Under 20 cm wide | BI01010001010000000000000515BI0100001138 | 22.2 | metre | 171.97 |  |  | Excess(+) | 1 | Full Conversion | INR | [40 empty] | #VALUE! | #VALUE! | #VALUE! | 1.02 | Construction of chamber for 100mm sluice plates | item2 | 213 | Nos
4.09 | Steel reinforcement for R.C.C. work including straightening, cutting, bending, placing in position and binding all complete above plinth level. | BI01010001010000000000000515BI0100001139 | [52 empty] | 2 | Construction of chamber for 100mm sluices valve | item3 | 10 | Nos
4.1 | Thermo-Mechanically Treated bars of grade Fe-500D or more. | BI01010001010000000000000515BI0100001140 | 475 | kg | 88.93 |  |  | Excess(+) | 1 | Full Conversion | INR | [40 empty] | #VALUE! | #VALUE! | #VALUE! | 1.01 | Supplying, Conveying and fixing spls. Including eart | item1 | 123.223 | Nos
4.11 | Add for plaster drip course/ groove in plastered surface or moulding to R.C.C. projections. | BI01010001010000000000000515BI0100001141 | 22 | metre | 64.64 |  |  | Excess(+) | 1 | Full Conversion | INR | [40 empty] | #VALUE! | #VALUE! | #VALUE! | 1.02 | Construction of chamber for 100mm sluice plates | item2 | 213 | Nos
5 | MASONRY WORK | BI01010001010000000000000515BI0100001142 | [52 empty] | 2 | Construction of chamber for 100mm sluices valve | item3 | 10 | Nos
5.01 | Brick work with common burnt clay F.P.S. (non modular) bricks of class designation 7.5 in foundation and plinth in: | BI01010001010000000000000515BI0100001143 | [52 empty] | 3 | Supplying, Conveying and fixing spls. Including ea | item4 | 10 | Nos
5.02 | Cement mortar 1:6(1 cement :6 coarse sand) | BI01010001010000000000000515BI0100001144 | 13.75 | cum | 5881.29 |  |  | Excess(+) | 1 | Full Conversion | INR | [40 empty] | #VALUE! | #VALUE! | #VALUE! | 1.01 | Supplying, Conveying and fixing spls. Including eart | item1 | 123.223 | Nos
5.03 | Half brick masonry with common burnt clay F.P.S. (non modular) bricks of class designation 7.5 in foundations and plinth in : | BI01010001010000000000000515BI0100001145 | [52 empty] | 1.02 | Construction of chamber for 100mm sluice plates | item2 | 213 | Nos
5.04 | cement mortar 1:4(1 cement :4 coarse sand) | BI01010001010000000000000515BI0100001146 | 17.95 | sqm | 746.3 |  |  | Excess(+) | 1 | Full Conversion | INR | [40 empty] | #VALUE! | #VALUE! | #VALUE! | 2 | Construction of chamber for 100mm sluices valve | item3 | 10 | Nos
5.05 | Brick work with common burnt clay selected F.P.S. (non modular) bricks of class designation 7.5 in exposed brick work including making horizontal and vertical grooves 10 mm wide 12 mm deep complete in cement mortar 1:6 (1 cement: 6 coarse sand) | BI01010001010000000000000515BI0100001147 | [52 empty] | 3 | Supplying, Conveying and fixing spls. Including ea | item4 | 10 | Nos
5.06 | Above plinth level upto floor V level | BI01010001010000000000000515BI0100001148 | 10.6 | cum | 7784.07 |  |  | Excess(+) | 1 | Full Conversion | INR | [40 empty] | #VALUE! | #VALUE! | #VALUE! | 1.01 | Supplying, Conveying and fixing spls. Including eart | item1 | 123.223 | Nos
5.07 | Brick edging 7cm wide 11.4 cm deep to plinth protection with common burnt clay F.P.S. (non modular) bricks of class designation 7.5 including grouting with cement mortar 1:4 (1 cement : 4 fine sand). | BI01010001010000000000000515BI0100001149 | 16.2 | metre | 50.17 |  |  | Excess(+) | 1 | Full Conversion | INR | [40 empty] | #VALUE! | #VALUE! | #VALUE! | 1.02 | Construction of chamber for 100mm sluice plates | item2 | 213 | Nos
6 | CLADDING WORK | BI01010001010000000000000515BI0100001150 | [52 empty] | 2 | Construction of chamber for 100mm sluices valve | item3 | 10 | Nos
6.01 | Providing and fixing 18 mm thick gang saw cut, mirror polished, premoulded and prepolished, machine cut for kitchen platforms, vanity counters, window sills, facias and similar locations of required size, approved shade, colour and texture laid over 20 mm thick base cement mortar 1:4 (1 cement : 4 coarse sand), joints treated with white cement, mixed with matching pigment, epoxy touch ups, including rubbing, curing, moulding and polishing of edges to give high gloss finish etc. complete at all levels. | BI01010001010000000000000515BI0100001151 | [52 empty] | 1.01 | Supplying, Conveying and fixing spls. Including eart | item1 | 123.223 | Nos
6.02 | Granite stone slab of colour black, Cherry/Ruby red | BI01010001010000000000000515BI0100001152 | [52 empty] | 1.02 | Construction of chamber for 100mm sluice plates | item2 | 213 | Nos
6.03 | Area of slab over 0.50 sqm | BI01010001010000000000000515BI0100001153 | 1.8 | sqm | 4235.42 |  |  | Excess(+) | 1 | Full Conversion | INR | [40 empty] | #VALUE! | #VALUE! | #VALUE! | 2 | Construction of chamber for 100mm sluices valve | item3 | 10 | Nos
6.04 | Extra for providing opening of required size & shape for wash basin/ kitchen sink in kitchen platform, vanity counter and similar location in marble/ Granite/ stone work, including necessary holes for pillar taps etc. including moulding, rubbing and polishing of cut edges etc. complete. | BI01010001010000000000000515BI0100001154 | 3 | each | 807.04 |  |  | Excess(+) | 1 | Full Conversion | INR | [40 empty] | #VALUE! | #VALUE! | #VALUE! | 1.01 | Supplying, Conveying and fixing spls. Including eart | item1 | 123.223 | Nos
6.05 | Providing and fixing stone slab with table rubbed, edges rounded and polished, of size 75x50 cm deep and 1.8 cm thick, fixed in urinal partitions by cutting a chase of appropriate width with chase cutter and embedding the stone in the chase with epoxy grout or with cement concrete 1:2:4 (1 cement : 2 coarse sand : 4 graded stone aggregate 6 mm nominal size) as per direction of Engineer-in-charge and finished smooth. | BI01010001010000000000000515BI0100001155 | [52 empty] | 1.02 | Construction of chamber for 100mm sluice plates | item2 | 213 | Nos
6.06 | Granite Stone of approved shade | BI01010001010000000000000515BI0100001156 | 1.5 | sqm | 3341.18 |  |  | Excess(+) | 1 | Full Conversion | INR | [40 empty] | #VALUE! | #VALUE! | #VALUE! | 2 | Construction of chamber for 100mm sluices valve | item3 | 10 | Nos
6.07 | Providing and fixing 1st quality ceramic glazed wall tiles conforming to IS: 15622 (thickness to be specified by the manufacturer), of approved make, in all colours, shades except burgundy, bottle green, black of any size as approved by Engineer-in-Charge, in skirting, risers of steps and dados, over 12 mm thick bed of cement mortar 1:3(1 cement : 3 coarse sand) and jointing with grey cement slurry @ 3.3kg per sqm, including pointing in white cement mixed with pigment of matching shade complete. | BI01010001010000000000000515BI0100001157 | 75 | sqm | 1045.55 |  |  | Excess(+) | 1 | Full Conversion | INR | [40 empty] | #VALUE! | #VALUE! | #VALUE! | 3 | Supplying, Conveying and fixing spls. Including ea | item4 | 10 | Nos
7 | WOOD AND P. V. C. WORK | BI01010001010000000000000515BI0100001158 | [52 empty] | 1.01 | Supplying, Conveying and fixing spls. Including eart | item1 | 123.223 | Nos
7.01 | Providing and fixing M.S. grills of required pattern in frames of windows etc. with M.S. flats, square or round bars etc. including priming coat with approved steel primer all complete. | BI01010001010000000000000515BI0100001159 | [52 empty] | 1.02 | Construction of chamber for 100mm sluice plates | item2 | 213 | Nos
7.02 | Fixed to steel windows by welding | BI01010001010000000000000515BI0100001160 | 110 | kg | 180.67 |  |  | Excess(+) | 1 | Full Conversion | INR | [40 empty] | #VALUE! | #VALUE! | #VALUE! | 3 | Supplying, Conveying and fixing spls. Including ea | item4 | 10 | Nos
7.03 | Providing and fixing aluminium die cast body tubular type universal hydraulic door closer (having brand logo with ISI, IS : 3564, embossed on the body, door weight upto 35 kg and door width upto 700 mm), with necessary accessories and screws etc. complete. | BI01010001010000000000000515BI0100001161 | 2 | each | 927.55 |  |  | Excess(+) | 1 | Full Conversion | INR | [40 empty] | #VALUE! | #VALUE! | #VALUE! | 1.01 | Supplying, Conveying and fixing spls. Including eart | item1 | 123.223 | Nos
7.04 | Providing and fixing aluminium sliding door bolts, ISI marked anodised (anodic coating not less than grade AC 10 as per IS: 1868), transparent or dyed to required colour or shade, with nuts and screws etc. complete : | BI01010001010000000000000515BI0100001162 | [52 empty] | 1.02 | Construction of chamber for 100mm sluice plates | item2 | 213 | Nos
7.05 | 250x16 mm | BI01010001010000000000000515BI0100001163 | 5 | each | 214.89 |  |  | Excess(+) | 1 | Full Conversion | INR | [40 empty] | #VALUE! | #VALUE! | #VALUE! | 2 | Construction of chamber for 100mm sluices valve | item3 | 10 | Nos
7.06 | Providing and fixing aluminium tower bolts, ISI marked, anodised (anodic coating not less than grade AC 10 as per IS : 1868 ) transparent or dyed to required colour or shade, with necessary screws etc. complete : | BI01010001010000000000000515BI0100001164 | [52 empty] | 3 | Supplying, Conveying and fixing spls. Including ea | item4 | 10 | Nos
7.07 | 200x10 mm | BI01010001010000000000000515BI0100001165 | 5 | each | 82.21 |  |  | Excess(+) | 1 | Full Conversion | INR | [40 empty] | #VALUE! | #VALUE! | #VALUE! | 1.01 | Supplying, Conveying and fixing spls. Including eart | item1 | 123.223 | Nos
7.08 | 150x10 mm | BI01010001010000000000000515BI0100001166 | 5 | each | 68.07 |  |  | Excess(+) | 1 | Full Conversion | INR | [40 empty] | #VALUE! | #VALUE! | #VALUE! | 1.02 | Construction of chamber for 100mm sluice plates | item2 | 213 | Nos
7.09 | Providing and fixing aluminium handles, ISI marked, anodised (anodic coating not less than grade AC 10 as per IS : 1868) transparent or dyed to required colour or shade, with necessary screws etc. complete : | BI01010001010000000000000515BI0100001167 | [52 empty] | 2 | Construction of chamber for 100mm sluices valve | item3 | 10 | Nos
7.1 | 125 mm | BI01010001010000000000000515BI0100001168 | 4 | each | 54.63 |  |  | Excess(+) | 1 | Full Conversion | INR | [40 empty] | #VALUE! | #VALUE! | #VALUE! | 1.01 | Supplying, Conveying and fixing spls. Including eart | item1 | 123.223 | Nos
7.11 | 100 mm | BI01010001010000000000000515BI0100001169 | 6 | each | 49.1 |  |  | Excess(+) | 1 | Full Conversion | INR | [40 empty] | #VALUE! | #VALUE! | #VALUE! | 1.02 | Construction of chamber for 100mm sluice plates | item2 | 213 | Nos
7.12 | Providing and fixing aluminium hanging floor door stopper, ISI marked, anodised (anodic coating not less than grade AC 10 as per IS : 1868) transparent or dyed to required colour and shade, with necessary screws etc. complete. | BI01010001010000000000000515BI0100001170 | [52 empty] | 2 | Construction of chamber for 100mm sluices valve | item3 | 10 | Nos
7.13 | Twin rubber stopper | BI01010001010000000000000515BI0100001171 | 2 | each | 59.66 |  |  | Excess(+) | 1 | Full Conversion | INR | [40 empty] | #VALUE! | #VALUE! | #VALUE! | 1.01 | Supplying, Conveying and fixing spls. Including eart | item1 | 123.223 | Nos
7.14 | Providing and fixing factory made uPVC door frame made of uPVC extruded sections having an overall dimension as below (tolerance ±1mm), with wall thickness 2.0 mm (± 0.2 mm), corners of the door frame to be Jointed with galvanized brackets and stainless steel screws, joints mitred and Plastic welded. The hinge side vertical of the frames reinforced by galvanized M.S. tube of size 19 X 19 mm and 1 mm (± 0.1 mm) wall thickness and 3 nos. stainless steel hinges fixed to the frame complete as per manufacturer's specification and direction of Engineer- in-charge | BI01010001010000000000000515BI0100001172 | [52 empty] | 1.02 | Construction of chamber for 100mm sluice plates | item2 | 213 | Nos
7.15 | Extruded section profile size 48x40 mm | BI01010001010000000000000515BI0100001173 | 14.9 | metre | 222.8 |  |  | Excess(+) | 1 | Full Conversion | INR | [40 empty] | #VALUE! | #VALUE! | #VALUE! | 2 | Construction of chamber for 100mm sluices valve | item3 | 10 | Nos
7.16 | Providing and fixing to existing door frames. | BI01010001010000000000000515BI0100001174 | [52 empty] | 3 | Supplying, Conveying and fixing spls. Including ea | item4 | 10 | Nos
7.17 | 24 mm thick factory made PVC door shutters made of styles cleats. The shutter frame filled and rails of a uPVC hollow section of size 59x24 mm and wall thickness 2 mm (± 0.2 mm) with inbuilt edging on both sides. The styles and rails mitred and joint at the corners by means of M.S. galvanised/ plastic brackets of size 75x220 mm having wall thickness 1.0 mm and stainless steel screws. The styles of the shutter reinforced by inserting galvanised M.S. tube of size 20x20 mm and 1 mm (± 0.1 mm) wall thickness. The lock rail made up of 'H' section, a uPVC hollow section of size 100x24 mm and 2 mm (± 0.2 mm) wall thickness, fixed to the shutter styles by means of plastic/galvanised M.S. with a uPVC multi-chambered single panel of size not less than 620 mm, having over all thickness of 20 mm and 1 mm (± 0.1 mm) wall thickness. The panels filled vertically and tie bar at two places by inserting horizontally 6 mm galvanised M.S. rod and fastened with nuts and washers, complete as per manufacturer's specification and direction of Engineer- in-charge. (For W.C. and bathroom door shutter). | BI01010001010000000000000515BI0100001175 | 4.75 | sqm | 2448.46 |  |  | Excess(+) | 1 | Full Conversion | INR | [40 empty] | #VALUE! | #VALUE! | #VALUE! | 1.01 | Supplying, Conveying and fixing spls. Including eart | item1 | 123.223 | Nos
8 | STEEL WORK | BI01010001010000000000000515BI0100001176 | [52 empty] | 1.02 | Construction of chamber for 100mm sluice plates | item2 | 213 | Nos
8.01 | Structural steel work riveted, bolted or welded in built up sections, trusses and framed work, including cutting, hoisting, fixing in position and applying a priming coat of approved steel primer all complete. | BI01010001010000000000000515BI0100001177 | 60 | kg | 110.24 |  |  | Excess(+) | 1 | Full Conversion | INR | [40 empty] | #VALUE! | #VALUE! | #VALUE! | 2 | Construction of chamber for 100mm sluices valve | item3 | 10 | Nos
8.02 | Providing and fixing factory made ISI marked steel glazed doors, windows and ventilators, side /top /centre hung, with beading and all members such as F7D,F4B, K11 B and K12 B etc. complete of standard rolled steel sections, joints mitred and flash butt welded and sash bars tenoned and riveted, including providing and fixing of hinges, pivots, priming coat of approved steel primer, but excluding the cost of other fittings,glass panes complete all as per approved design, (sectional weight of only steel members shall be measured for payment). | BI01010001010000000000000515BI0100001178 | [52 empty] | 3 | Supplying, Conveying and fixing spls. Including ea | item4 | 10 | Nos
8.03 | Fixing with 15x3 mm lugs 10 cm long embedded in cement concrete block 15x10x10 cm of C.C. 1:3:6 (1 Cement : 3 coarse sand : 6 graded stone aggregate 20 mm nominal size) | BI01010001010000000000000515BI0100001179 | 50 | kg | 108.06 |  |  | Excess(+) | 1 | Full Conversion | INR | [40 empty] | #VALUE! | #VALUE! | #VALUE! | 1.01 | Supplying, Conveying and fixing spls. Including eart | item1 | 123.223 | Nos
8.04 | Providing and fixing carbon steel galvanised ( minimum coating 5 micron) dash fastener of 10 mm dia double threaded 6.8 grade (yield strength 480 N/mm2), counter sunk head, comprising of 10 mm dia polyamide PA 6 grade sleeve, including drilling of hole in frame , concrete/ masonry, etc. as per direction of Engineer-in-charge. | BI01010001010000000000000515BI0100001180 | [52 empty] | 1.02 | Construction of chamber for 100mm sluice plates | item2 | 213 | Nos
8.05 | 10 x 160 mm | BI01010001010000000000000515BI0100001181 | 8 | each | 185.12 |  |  | Excess(+) | 1 | Full Conversion | INR | [40 empty] | #VALUE! | #VALUE! | #VALUE! | 2 | Construction of chamber for 100mm sluices valve | item3 | 10 | Nos
8.06 | Providing & fixing glass panes with putty and glazing clips in steel doors, windows, clerestory windows, all complete with: | BI01010001010000000000000515BI0100001182 | [52 empty] | 1.01 | Supplying, Conveying and fixing spls. Including eart | item1 | 123.223 | Nos
8.07 | 4.0 mm thick glass panes | BI01010001010000000000000515BI0100001183 | 1.6 | sqm | 877.91 |  |  | Excess(+) | 1 | Full Conversion | INR | [40 empty] | #VALUE! | #VALUE! | #VALUE! | 1.02 | Construction of chamber for 100mm sluice plates | item2 | 213 | Nos
9 | FLOORING | BI01010001010000000000000515BI0100001184 | [52 empty] | 2 | Construction of chamber for 100mm sluices valve | item3 | 10 | Nos
9.01 | Brick on edge flooring with bricks of class designation 7.5 on a bed of 12 mm cement mortar, including filling the joints with same mortar, with common burnt clay non modular bricks: | BI01010001010000000000000515BI0100001185 | [52 empty] | 1.01 | Supplying, Conveying and fixing spls. Including eart | item1 | 123.223 | Nos
9.02 | 1:6 (1cement :6 coarse sand) | BI01010001010000000000000515BI0100001186 | 2.5 | sqm | 796.19 |  |  | Excess(+) | 1 | Full Conversion | INR | [40 empty] | #VALUE! | #VALUE! | #VALUE! | 1.02 | Construction of chamber for 100mm sluice plates | item2 | 213 | Nos
9.03 | Cement concrete flooring 1:2:4 (1 cement : 2 coarse sand : 4 graded stone aggregate) finished with a floating coat of neat cement, including cement slurry, but excluding the cost of nosing of steps etc. complete. | BI01010001010000000000000515BI0100001187 | [52 empty] | 2 | Construction of chamber for 100mm sluices valve | item3 | 10 | Nos
9.04 | 40 mm thick with 20 mm nominal size stone aggregate | BI01010001010000000000000515BI0100001188 | 1.25 | sqm | 506.47 |  |  | Excess(+) | 1 | Full Conversion | INR | [40 empty] | #VALUE! | #VALUE! | #VALUE! | 3 | Supplying, Conveying and fixing spls. Including ea | item4 | 10 | Nos
9.05 | Providing and fixing glass strips in joints of terrazo/ cement concrete floors. | BI01010001010000000000000515BI0100001189 | [52 empty] | 1.01 | Supplying, Conveying and fixing spls. Including eart | item1 | 123.223 | Nos
9.06 | 40 mm wide and 4 mm thick | BI01010001010000000000000515BI0100001190 | 5 | metre | 75.65 |  |  | Excess(+) | 1 | Full Conversion | INR | [40 empty] | #VALUE! | #VALUE! | #VALUE! | 1.02 | Construction of chamber for 100mm sluice plates | item2 | 213 | Nos
9.07 | Providing and fixing 1st quality ceramic glazed floor tiles conforming to IS : 15622 (thickness to be specified by the manufacturer) of approved make in all colours, shades except burgundy, bottle green, black of any size as approved by Engineer-in-Charge in skirting, risers of steps and dados over 12 mm thick bed of cement Mortar 1:3 (1 cement: 3 coarse sand) and jointing with grey cement slurry @ 3.3kg per sqm including pointing in white cement mixed with pigment of matching shade complete. | BI01010001010000000000000515BI0100001191 | 17 | sqm | 917.53 |  |  | Excess(+) | 1 | Full Conversion | INR | [40 empty] | #VALUE! | #VALUE! | #VALUE! | 2 | Construction of chamber for 100mm sluices valve | item3 | 10 | Nos
10 | ROOFING | BI01010001010000000000000515BI0100001192 | [52 empty] | 3 | Supplying, Conveying and fixing spls. Including ea | item4 | 10 | Nos
10.01 | Providing gola 75x75 mm in cement concrete 1:2:4(1 cement :2 coarse sand : 4 stone aggregate 10 mm and down gauge), including finishing with cement mortar 1:3 (1 cement: 3 fine sand) as per standard design : | BI01010001010000000000000515BI0100001193 | [52 empty] | 1.01 | Supplying, Conveying and fixing spls. Including eart | item1 | 123.223 | Nos
10.02 | In 75x75 mm deep chase | BI01010001010000000000000515BI0100001194 | 22 | metre | 251.62 |  |  | Excess(+) | 1 | Full Conversion | INR | [40 empty] | #VALUE! | #VALUE! | #VALUE! | 1.02 | Construction of chamber for 100mm sluice plates | item2 | 213 | Nos
10.03 | Making khurras 45x45 cm with average minimum thickness of 5 cm cement concrete 1:2:4 (1 cement : 2 coarse sand : 4 graded stone aggregate of 20 mm nominal size) over P.V.C. sheet 1 m x1 m x 400 micron, finished with 12 mm cement plaster 1:3 (1 cement : 3 coarse sand) and a coat of neat cement, rounding the edges and making and finishing the outlet complete. | BI01010001010000000000000515BI0100001195 | 2 | each | 245.93 |  |  | Excess(+) | 1 | Full Conversion | INR | [40 empty] | #VALUE! | #VALUE! | #VALUE! | 2 | Construction of chamber for 100mm sluices valve | item3 | 10 | Nos
10.04 | Providing and fixing 100 mm diameter and 60 cm long rain water spout in cement mortar 1:4 (1 cement: 4 fine sand). | BI01010001010000000000000515BI0100001196 | [52 empty] | 1.01 | Supplying, Conveying and fixing spls. Including eart | item1 | 123.223 | Nos
10.05 | Stone ware spout | BI01010001010000000000000515BI0100001197 | 2 | each | 135.4 |  |  | Excess(+) | 1 | Full Conversion | INR | [40 empty] | #VALUE! | #VALUE! | #VALUE! | 1.02 | Construction of chamber for 100mm sluice plates | item2 | 213 | Nos
10.06 | Providing and fixing on wall face unplasticised Rigid PVC rain water pipes conforming to IS : 13592 Type A, including jointing with seal ring conforming to IS : 5382, leaving 10 mm gap for thermal expansion, (i) Single socketed pipes. | BI01010001010000000000000515BI0100001198 | [52 empty] | 2 | Construction of chamber for 100mm sluices valve | item3 | 10 | Nos
10.07 | 110 mm diameter | BI01010001010000000000000515BI0100001199 | 6.2 | metre | 311.2 |  |  | Excess(+) | 1 | Full Conversion | INR | [40 empty] | #VALUE! | #VALUE! | #VALUE! | 1.01 | Supplying, Conveying and fixing spls. Including eart | item1 | 123.223 | Nos
10.08 | Providing and fixing on wall face unplasticised - PVC moulded fittings/ accessories for unplasticised Rigid PVC rain water pipes conforming to IS : 13592 Type A, including jointing with seal ring conforming to IS :5382, leaving 10 mm gap for thermal expansion. | BI01010001010000000000000515BI0100001200 | [52 empty] | 1.02 | Construction of chamber for 100mm sluice plates | item2 | 213 | Nos
10.09 | Coupler | BI01010001010000000000000515BI0100001201 | [52 empty] | 2 | Construction of chamber for 100mm sluices valve | item3 | 10 | Nos
10.1 | 110 mm | BI01010001010000000000000515BI0100001202 | 2 | each | 112.27 |  |  | Excess(+) | 1 | Full Conversion | INR | [40 empty] | #VALUE! | #VALUE! | #VALUE! | 3 | Supplying, Conveying and fixing spls. Including ea | item4 | 10 | Nos
10.11 | Single tee without door | BI01010001010000000000000515BI0100001203 | [52 empty] | 1.01 | Supplying, Conveying and fixing spls. Including eart | item1 | 123.223 | Nos
10.12 | 110x110x110 mm | BI01010001010000000000000515BI0100001204 | 2 | each | 182.52 |  |  | Excess(+) | 1 | Full Conversion | INR | [40 empty] | #VALUE! | #VALUE! | #VALUE! | 1.02 | Construction of chamber for 100mm sluice plates | item2 | 213 | Nos
10.13 | Shoe (Plain) | BI01010001010000000000000515BI0100001205 | [52 empty] | 2 | Construction of chamber for 100mm sluices valve | item3 | 10 | Nos
10.14 | 110 mm Shoe | BI01010001010000000000000515BI0100001206 | 2 | each | 108.72 |  |  | Excess(+) | 1 | Full Conversion | INR | [40 empty] | #VALUE! | #VALUE! | #VALUE! | 3 | Supplying, Conveying and fixing spls. Including ea | item4 | 10 | Nos
10.15 | Providing and fixing unplasticised -PVC pipe clips of approved design to unplasticised - PVC rain water pipes by means of 50x50x50 mm hard wood plugs, screwed with M.S. screws of required length, including cutting brick work and fixing in cement mortar 1:4 (1 cement : 4 coarse sand) and making good the wall etc. complete. | BI01010001010000000000000515BI0100001207 | [52 empty] | 2 | Construction of chamber for 100mm sluices valve | item3 | 10 | Nos
10.16 | 110 mm | BI01010001010000000000000515BI0100001208 | 4 | each | 306.17 |  |  | Excess(+) | 1 | Full Conversion | INR | [40 empty] | #VALUE! | #VALUE! | #VALUE! | 3 | Supplying, Conveying and fixing spls. Including ea | item4 | 10 | Nos
11 | FINISHING | BI01010001010000000000000515BI0100001209 | [52 empty] | 1.01 | Supplying, Conveying and fixing spls. Including eart | item1 | 123.223 | Nos
11.01 | 12 mm cement plaster of mix: | BI01010001010000000000000515BI0100001210 | [52 empty] | 1.02 | Construction of chamber for 100mm sluice plates | item2 | 213 | Nos
11.02 | 1:6 (1 cement: 6 coarse sand) | BI01010001010000000000000515BI0100001211 | 17 | sqm | 283.37 |  |  | Excess(+) | 1 | Full Conversion | INR | [40 empty] | #VALUE! | #VALUE! | #VALUE! | 2 | Construction of chamber for 100mm sluices valve | item3 | 10 | Nos
11.03 | 15 mm cement plaster on rough side of single or half brick wall of mix: | BI01010001010000000000000515BI0100001212 | [52 empty] | 3 | Supplying, Conveying and fixing spls. Including ea | item4 | 10 | Nos
11.04 | 1:6(1 cement: 6 coarse sand) | BI01010001010000000000000515BI0100001213 | 42 | sqm | 326 |  |  | Excess(+) | 1 | Full Conversion | INR | [40 empty] | #VALUE! | #VALUE! | #VALUE! | 1.01 | Supplying, Conveying and fixing spls. Including eart | item1 | 123.223 | Nos
11.05 | 15 mm cement plaster on rough side of single or half brick wall finished with a floating coat of neat cement of mix: | BI01010001010000000000000515BI0100001214 | [52 empty] | 1.02 | Construction of chamber for 100mm sluice plates | item2 | 213 | Nos
11.06 | 1:4(1 cement: 4 fine sand) | BI01010001010000000000000515BI0100001215 | 2 | sqm | 394.07 |  |  | Excess(+) | 1 | Full Conversion | INR | [40 empty] | #VALUE! | #VALUE! | #VALUE! | 2 | Construction of chamber for 100mm sluices valve | item3 | 10 | Nos
11.07 | 6 mm cement plaster of mix: | BI01010001010000000000000515BI0100001216 | [52 empty] | 1.01 | Supplying, Conveying and fixing spls. Including eart | item1 | 123.223 | Nos
11.08 | 1:3(1 cement :3 fine sand) | BI01010001010000000000000515BI0100001217 | 52 | sqm | 247.75 |  |  | Excess(+) | 1 | Full Conversion | INR | [40 empty] | #VALUE! | #VALUE! | #VALUE! | 1.02 | Construction of chamber for 100mm sluice plates | item2 | 213 | Nos
11.09 | Pointing on brick work or brick flooring with cement mortar 1:3 (1 cement : 3 fine sand): | BI01010001010000000000000515BI0100001218 | [52 empty] | 2 | Construction of chamber for 100mm sluices valve | item3 | 10 | Nos
11.1 | Flush / Ruled/ Struck or weathered pointing | BI01010001010000000000000515BI0100001219 | 60 | sqm | 212.21 |  |  | Excess(+) | 1 | Full Conversion | INR | [40 empty] | #VALUE! | #VALUE! | #VALUE! | 1.01 | Supplying, Conveying and fixing spls. Including eart | item1 | 123.223 | Nos
11.11 | White washing with lime to give an even shade: | BI01010001010000000000000515BI0100001220 | [52 empty] | 1.02 | Construction of chamber for 100mm sluice plates | item2 | 213 | Nos
11.12 | New work (three or more coats) | BI01010001010000000000000515BI0100001221 | 51 | sqm | 32.2 |  |  | Excess(+) | 1 | Full Conversion | INR | [40 empty] | #VALUE! | #VALUE! | #VALUE! | 2 | Construction of chamber for 100mm sluices valve | item3 | 10 | Nos
11.13 | Distempering with 1st quality acrylic distemper (ready mixed) having VOC content less than 50 gram/litre, of approved manufacturer and of required shade and colour all complete to achieve even shade and colour: | BI01010001010000000000000515BI0100001222 | [52 empty] | 3 | Supplying, Conveying and fixing spls. Including ea | item4 | 10 | Nos
11.14 | New work (two or more coats) over and including water thinnable priming coat with cement primer having VOC content less than 50 gram/litre | BI01010001010000000000000515BI0100001223 | 75 | sqm | 153.08 |  |  | Excess(+) | 1 | Full Conversion | INR | [40 empty] | #VALUE! | #VALUE! | #VALUE! | 1.01 | Supplying, Conveying and fixing spls. Including eart | item1 | 123.223 | Nos
11.15 | Finishing walls with Acrylic Smooth exterior paint of required shade: | BI01010001010000000000000515BI0100001224 | [52 empty] | 1.02 | Construction of chamber for 100mm sluice plates | item2 | 213 | Nos
11.16 | New work (Two or more coat applied @ 1.67 ltr/10 sqm over and including priming coat of exterior primer applied @ 0.90 litre/10 sqm) | BI01010001010000000000000515BI0100001225 | 160 | sqm | 132.43 |  |  | Excess(+) | 1 | Full Conversion | INR | [40 empty] | #VALUE! | #VALUE! | #VALUE! | 2 | Construction of chamber for 100mm sluices valve | item3 | 10 | Nos
11.17 | Painting with synthetic enamel paint of approved brand and manufacture to give an even shade : | BI01010001010000000000000515BI0100001226 | [52 empty] | 3 | Supplying, Conveying and fixing spls. Including ea | item4 | 10 | Nos
11.18 | Two or more coats on new work | BI01010001010000000000000515BI0100001227 | 5 | sqm | 128.55 |  |  | Excess(+) | 1 | Full Conversion | INR | [40 empty] | #VALUE! | #VALUE! | #VALUE! | 1.01 | Supplying, Conveying and fixing spls. Including eart | item1 | 123.223 | Nos
11.19 | Painting with synthetic enamel paint of approved brand and manufacture of required colour to give an even shade: | BI01010001010000000000000515BI0100001228 | [52 empty] | 1.02 | Construction of chamber for 100mm sluice plates | item2 | 213 | Nos
11.2 | Two or more coats on new work over an under coat of suitable shade with ordinary paint of approved brand and manufacture | BI01010001010000000000000515BI0100001229 | 10 | sqm | 186.56 |  |  | Excess(+) | 1 | Full Conversion | INR | [40 empty] | #VALUE! | #VALUE! | #VALUE! | 2 | Construction of chamber for 100mm sluices valve | item3 | 10 | Nos
11.21 | Providing and applying white cement based putty of average thickness 1 mm, of approved brand and manufacturer, over the plastered wall surface to prepare the surface even and smooth complete. | BI01010001010000000000000515BI0100001230 | 75 | sqm | 128.67 |  |  | Excess(+) | 1 | Full Conversion | INR | [40 empty] | #VALUE! | #VALUE! | #VALUE! | 1.01 | Supplying, Conveying and fixing spls. Including eart | item1 | 123.223 | Nos
11.22 | Painting with synthetic enamel paint of approved brand and manufacture of required colour to give an even shade: | BI01010001010000000000000515BI0100001231 | [52 empty] | 1.02 | Construction of chamber for 100mm sluice plates | item2 | 213 | Nos
11.23 | One or more coats on old work | BI01010001010000000000000515BI0100001232 | 50 | sqm | 84.76 |  |  | Excess(+) | 1 | Full Conversion | INR | [40 empty] | #VALUE! | #VALUE! | #VALUE! | 2 | Construction of chamber for 100mm sluices valve | item3 | 10 | Nos
11.24 | Finishing walls with Premium Acrylic Smooth exterior paint with Silicone additives of required shade | BI01010001010000000000000515BI0100001233 | [52 empty] | 1.01 | Supplying, Conveying and fixing spls. Including eart | item1 | 123.223 | Nos
11.25 | Old work (Two or more coats applied @ 1.43 V/ 10 sqm) over existing cement paint surface | BI01010001010000000000000515BI0100001234 | 100 | sqm | 108.27 |  |  | Excess(+) | 1 | Full Conversion | INR | [40 empty] | #VALUE! | #VALUE! | #VALUE! | 1.02 | Construction of chamber for 100mm sluice plates | item2 | 213 | Nos
12 | Dismantling and Demolishing | BI01010001010000000000000515BI0100001235 | [52 empty] | 2 | Construction of chamber for 100mm sluices valve | item3 | 10 | Nos
12.01 | Demolishing cement concrete manually/ by mechanical means including disposal of material within 50 metres lead as per direction of Engineer - in - charge. | BI01010001010000000000000515BI0100001236 | [52 empty] | 3 | Supplying, Conveying and fixing spls. Including ea | item4 | 10 | Nos
12.02 | Nominal concrete 1:3:6 or richer mix (including equivalent design mix) | BI01010001010000000000000515BI0100001237 | 0.25 | cum | 2007.29 |  |  | Excess(+) | 1 | Full Conversion | INR | [40 empty] | #VALUE! | #VALUE! | #VALUE! | 1.01 | Supplying, Conveying and fixing spls. Including eart | item1 | 123.223 | Nos
12.03 | Nominal concrete 1:4:8 or leaner mix (including equivalent design mix) | BI01010001010000000000000515BI0100001238 | 0.75 | cum | 1239.87 |  |  | Excess(+) | 1 | Full Conversion | INR | [40 empty] | #VALUE! | #VALUE! | #VALUE! | 1.02 | Construction of chamber for 100mm sluice plates | item2 | 213 | Nos
12.04 | Demolishing R.C.C. work manually/ by mechanical means including stacking of steel bars and disposal of unserviceable material within 50 metres lead as per direction of Engineer - in- charge. | BI01010001010000000000000515BI0100001239 | 1.1 | cum | 2928.38 |  |  | Excess(+) | 1 | Full Conversion | INR | [40 empty] | #VALUE! | #VALUE! | #VALUE! | 2 | Construction of chamber for 100mm sluices valve | item3 | 10 | Nos
12.05 | Demolishing brick work manually/ by mechanical means including stacking of serviceable material and disposal of unserviceable material within 50 metres lead as per direction of Engineer-in-charge. | BI01010001010000000000000515BI0100001240 | [52 empty] | 3 | Supplying, Conveying and fixing spls. Including ea | item4 | 10 | Nos
12.06 | In cement mortar | BI01010001010000000000000515BI0100001241 | 2.5 | cum | 1698.85 |  |  | Excess(+) | 1 | Full Conversion | INR | [40 empty] | #VALUE! | #VALUE! | #VALUE! | 1.01 | Supplying, Conveying and fixing spls. Including eart | item1 | 123.223 | Nos
12.07 | Demolishing dry brick pitching in floors, drains etc. including stacking of serviceable material and disposal of unserviceable material within 50 metres lead : | BI01010001010000000000000515BI0100001242 | 4.13 | cum | 1086.54 |  |  | Excess(+) | 1 | Full Conversion | INR | [40 empty] | #VALUE! | #VALUE! | #VALUE! | 1.02 | Construction of chamber for 100mm sluice plates | item2 | 213 | Nos
12.08 | Dismantling old plaster or skirting raking out joints and cleaning the surface for plaster including disposal of rubbish to the dumping ground within 50 metres lead. | BI01010001010000000000000515BI0100001243 | 20 | sqm | 45.06 |  |  | Excess(+) | 1 | Full Conversion | INR | [40 empty] | #VALUE! | #VALUE! | #VALUE! | 2 | Construction of chamber for 100mm sluices valve | item3 | 10 | Nos
13 | SANITARY INSTALLATIONS | BI01010001010000000000000515BI0100001244 | [52 empty] | 1.01 | Supplying, Conveying and fixing spls. Including eart | item1 | 123.223 | Nos
13.01 | Providing and fixing water closet squatting pan (Indian type W.C. pan ) with 100 mm sand cast Iron P or S trap, 10 litre low level white P.V.C. flushing cistern, including flush pipe, with manually controlled device (handle lever) conforming to IS : 7231, with all fittings and fixtures complete, including cutting and making good the walls and floors wherever required: | BI01010001010000000000000515BI0100001245 | [52 empty] | 1.02 | Construction of chamber for 100mm sluice plates | item2 | 213 | Nos
13.02 | White Vitreous china Orissa pattern W.C. pan of size 580x440 mm with integral type foot rests | BI01010001010000000000000515BI0100001246 | 1 | each | 5580.44 |  |  | Excess(+) | 1 | Full Conversion | INR | [40 empty] | #VALUE! | #VALUE! | #VALUE! | 2 | Construction of chamber for 100mm sluices valve | item3 | 10 | Nos
13.03 | Providing and fixing white vitreous china pedestal type water closet (European type W.C. pan) with seat and lid, 10 litre low level white P.V.C. flushing cistern, including flush pipe, with manually controlled device (handle lever), conforming to IS : 7231, with all fittings and fixtures complete, including cutting and making good the walls and floors wherever required : | BI01010001010000000000000515BI0100001247 | [52 empty] | 1.01 | Supplying, Conveying and fixing spls. Including eart | item1 | 123.223 | Nos
13.04 | W.C. pan with ISI marked white solid plastic seat and lid | BI01010001010000000000000515BI0100001248 | 2 | each | 5372.76 |  |  | Excess(+) | 1 | Full Conversion | INR | [40 empty] | #VALUE! | #VALUE! | #VALUE! | 1.02 | Construction of chamber for 100mm sluice plates | item2 | 213 | Nos
13.05 | Providing and fixing white vitreous china flat back half stall urinal of size 580x380x350 mm with white PVC automatic flushing cistern, with fittings, standard size C.P. brass flush pipe, spreaders with unions and clamps (all in C.P. brass) with waste fitting as per IS : 2556, C.I. trap with outlet grating and other couplings in C.P. brass, including painting of fittings and cutting and making good the walls and floors wherever required : | BI01010001010000000000000515BI0100001249 | [52 empty] | 2 | Construction of chamber for 100mm sluices valve | item3 | 10 | Nos
13.06 | Single half stall urinal with 5 litre P.V.C. automatic flushing cistern | BI01010001010000000000000515BI0100001250 | 3 | each | 9954.44 |  |  | Excess(+) | 1 | Full Conversion | INR | [40 empty] | #VALUE! | #VALUE! | #VALUE! | 3 | Supplying, Conveying and fixing spls. Including ea | item4 | 10 | Nos
13.07 | Providing and fixing CP Brass 32 mm size Bottle Trap of approved quality & make and as per the direction of Engineer-in-charge. | BI01010001010000000000000515BI0100001251 | 7 | each | 853.3 |  |  | Excess(+) | 1 | Full Conversion | INR | [40 empty] | #VALUE! | #VALUE! | #VALUE! | 1.01 | Supplying, Conveying and fixing spls. Including eart | item1 | 123.223 | Nos
13.08 | Providing and fixing white vitreous china wash basin including making all connections but excluding the cost of fittings : | BI01010001010000000000000515BI0100001252 | [52 empty] | 1.02 | Construction of chamber for 100mm sluice plates | item2 | 213 | Nos
13.09 | Flat back wash basin of size 550x400 mm | BI01010001010000000000000515BI0100001253 | 1 | each | 818.5 |  |  | Excess(+) | 1 | Full Conversion | INR | [40 empty] | #VALUE! | #VALUE! | #VALUE! | 3 | Supplying, Conveying and fixing spls. Including ea | item4 | 10 | Nos
13.1 | Providing and fixing 600x450 mm beveled edge mirror of superior glass (of approved quality) complete with 6 mm thick hard board ground fixed to wooden cleats with C.P. brass screws and washers complete. | BI01010001010000000000000515BI0100001254 | 4 | each | 1325.92 |  |  | Excess(+) | 1 | Full Conversion | INR | [40 empty] | #VALUE! | #VALUE! | #VALUE! | 1.01 | Supplying, Conveying and fixing spls. Including eart | item1 | 123.223 | Nos
13.11 | Providing and fixing toilet paper holder : | BI01010001010000000000000515BI0100001255 | [52 empty] | 1.02 | Construction of chamber for 100mm sluice plates | item2 | 213 | Nos
13.12 | C.P. brass | BI01010001010000000000000515BI0100001256 | 3 | each | 662.73 |  |  | Excess(+) | 1 | Full Conversion | INR | [40 empty] | #VALUE! | #VALUE! | #VALUE! | 2 | Construction of chamber for 100mm sluices valve | item3 | 10 | Nos
13.13 | Providing and fixing soil, waste and vent pipes : | BI01010001010000000000000515BI0100001257 | [52 empty] | 3 | Supplying, Conveying and fixing spls. Including ea | item4 | 10 | Nos
13.14 | 100 mm dia | BI01010001010000000000000515BI0100001258 | [52 empty] | 1.01 | Supplying, Conveying and fixing spls. Including eart | item1 | 123.223 | Nos
13.15 | Centrifugally cast (spun) iron socket & spigot (S&S) pipe as per IS: 3989 | BI01010001010000000000000515BI0100001259 | 9.9 | metre | 973.65 |  |  | Excess(+) | 1 | Full Conversion | INR | [40 empty] | #VALUE! | #VALUE! | #VALUE! | 1.02 | Construction of chamber for 100mm sluice plates | item2 | 213 | Nos
13.16 | 75 mm diameter : | BI01010001010000000000000515BI0100001260 | [52 empty] | 2 | Construction of chamber for 100mm sluices valve | item3 | 10 | Nos
13.17 | Centrifugally cast (spun) iron socketed pipe as per IS: 3989 | BI01010001010000000000000515BI0100001261 | 9.6 | metre | 977.98 |  |  | Excess(+) | 1 | Full Conversion | INR | [40 empty] | #VALUE! | #VALUE! | #VALUE! | 1.01 | Supplying, Conveying and fixing spls. Including eart | item1 | 123.223 | Nos
13.18 | Providing and fixing bend of required degree with access door, insertion rubber washer 3 mm thick, bolts and nuts complete. | BI01010001010000000000000515BI0100001262 | [52 empty] | 1.02 | Construction of chamber for 100mm sluice plates | item2 | 213 | Nos
13.19 | 100 mm dia | BI01010001010000000000000515BI0100001263 | [52 empty] | 2 | Construction of chamber for 100mm sluices valve | item3 | 10 | Nos
13.2 | Sand cast iron S&S as per IS - 3989 | BI01010001010000000000000515BI0100001264 | 2 | each | 581.51 |  |  | Excess(+) | 1 | Full Conversion | INR | [40 empty] | #VALUE! | #VALUE! | #VALUE! | 1.01 | Supplying, Conveying and fixing spls. Including eart | item1 | 123.223 | Nos
13.21 | 75 mm dia | BI01010001010000000000000515BI0100001265 | [52 empty] | 1.02 | Construction of chamber for 100mm sluice plates | item2 | 213 | Nos
13.22 | Sand cast iron S&S as per IS- 3989 | BI01010001010000000000000515BI0100001266 | 2 | each | 431.1 |  |  | Excess(+) | 1 | Full Conversion | INR | [40 empty] | #VALUE! | #VALUE! | #VALUE! | 2 | Construction of chamber for 100mm sluices valve | item3 | 10 | Nos
13.23 | Providing and fixing plain bend of required degree. | BI01010001010000000000000515BI0100001267 | [52 empty] | 3 | Supplying, Conveying and fixing spls. Including ea | item4 | 10 | Nos
13.24 | 100 mm dia | BI01010001010000000000000515BI0100001268 | [52 empty] | 1.01 | Supplying, Conveying and fixing spls. Including eart | item1 | 123.223 | Nos
13.25 | Sand cast iron S&S as per IS : 3989 | BI01010001010000000000000515BI0100001269 | 2 | each | 470.06 |  |  | Excess(+) | 1 | Full Conversion | INR | [40 empty] | #VALUE! | #VALUE! | #VALUE! | 1.02 | Construction of chamber for 100mm sluice plates | item2 | 213 | Nos
13.26 | 75 mm dia | BI01010001010000000000000515BI0100001270 | [52 empty] | 2 | Construction of chamber for 100mm sluices valve | item3 | 10 | Nos
13.27 | Sand cast iron S&S as per IS - 3989 | BI01010001010000000000000515BI0100001271 | 2 | each | 322 |  |  | Excess(+) | 1 | Full Conversion | INR | [40 empty] | #VALUE! | #VALUE! | #VALUE! | 3 | Supplying, Conveying and fixing spls. Including ea | item4 | 10 | Nos
13.28 | Providing and fixing collar : | BI01010001010000000000000515BI0100001272 | [52 empty] | 1.01 | Supplying, Conveying and fixing spls. Including eart | item1 | 123.223 | Nos
13.29 | 100 mm | BI01010001010000000000000515BI0100001273 | [52 empty] | 1.02 | Construction of chamber for 100mm sluice plates | item2 | 213 | Nos
13.3 | Sand cast iron S&S as per IS - 3989 | BI01010001010000000000000515BI0100001274 | 6 | each | 423.14 |  |  | Excess(+) | 1 | Full Conversion | INR | [40 empty] | #VALUE! | #VALUE! | #VALUE! | 2 | Construction of chamber for 100mm sluices valve | item3 | 10 | Nos
13.31 | 75 mm | BI01010001010000000000000515BI0100001275 | [52 empty] | 1.01 | Supplying, Conveying and fixing spls. Including eart | item1 | 123.223 | Nos
13.32 | Sand cast iron S&S as per IS - 3989 | BI01010001010000000000000515BI0100001276 | 8 | each | 298.54 |  |  | Excess(+) | 1 | Full Conversion | INR | [40 empty] | #VALUE! | #VALUE! | #VALUE! | 1.02 | Construction of chamber for 100mm sluice plates | item2 | 213 | Nos
13.33 | Providing lead caulked joints to sand cast iron/centrifugally cast (spun) iron pipes and fittings of diameter : | BI01010001010000000000000515BI0100001277 | [52 empty] | 2 | Construction of chamber for 100mm sluices valve | item3 | 10 | Nos
13.34 | 100 mm | BI01010001010000000000000515BI0100001278 | 10 | each | 513.31 |  |  | Excess(+) | 1 | Full Conversion | INR | [40 empty] | #VALUE! | #VALUE! | #VALUE! | 1.01 | Supplying, Conveying and fixing spls. Including eart | item1 | 123.223 | Nos
13.35 | 75 mm | BI01010001010000000000000515BI0100001279 | 16 | each | 433.94 |  |  | Excess(+) | 1 | Full Conversion | INR | [40 empty] | #VALUE! | #VALUE! | #VALUE! | 1.02 | Construction of chamber for 100mm sluice plates | item2 | 213 | Nos
13.36 | Providing and fixing trap of self cleansing design with screwed down or hinged grating with or without vent arm complete, including cost of cutting and making good the walls and floors : | BI01010001010000000000000515BI0100001280 | [52 empty] | 2 | Construction of chamber for 100mm sluices valve | item3 | 10 | Nos
13.37 | 100 mm inlet and 100 mm outlet | BI01010001010000000000000515BI0100001281 | [52 empty] | 3 | Supplying, Conveying and fixing spls. Including ea | item4 | 10 | Nos
13.38 | Sand cast iron S&S as per IS: 3989 | BI01010001010000000000000515BI0100001282 | 3 | each | 1646.32 |  |  | Excess(+) | 1 | Full Conversion | INR | [40 empty] | #VALUE! | #VALUE! | #VALUE! | 1.01 | Supplying, Conveying and fixing spls. Including eart | item1 | 123.223 | Nos
13.39 | 100 mm inlet and 75 mm outlet | BI01010001010000000000000515BI0100001283 | [52 empty] | 1.02 | Construction of chamber for 100mm sluice plates | item2 | 213 | Nos
13.4 | Sand cast iron S&S as per IS - 3989 | BI01010001010000000000000515BI0100001284 | 4 | each | 1628.72 |  |  | Excess(+) | 1 | Full Conversion | INR | [40 empty] | #VALUE! | #VALUE! | #VALUE! | 2 | Construction of chamber for 100mm sluices valve | item3 | 10 | Nos
13.41 | "Providing and fixing white vitreous china wash basin oval type 550X400mm with MS/CI brackets painted white SE paint, 32mm CP brass waste, rubber adopter for waste connection complete. Make: WB:Parryware or equivalent of Hindware or Cera . | BI01010001010000000000000515BI0100001285 | 3 | Each | 1659.1 |  |  | Excess(+) | 1 | Full Conversion | INR | [40 empty] | #VALUE! | #VALUE! | #VALUE! | 3 | Supplying, Conveying and fixing spls. Including ea | item4 | 10 | Nos
14 | WATER SUPPLY | BI01010001010000000000000515BI0100001286 | [52 empty] | 1.01 | Supplying, Conveying and fixing spls. Including eart | item1 | 123.223 | Nos
14.01 | Providing and fixing Chlorinated Polyvinyl Chloride (CPVC) pipes, having thermal stability for hot & cold water supply and all CPVC plain & brass threaded fittings, including fixing the pipe with clamps at 1.00 m spacing. This includes jointing of pipes & fittings with one step CPVC solvent cement and testing of joints complete as per direction of Engineer in Charge. Internal work - Exposed on wall | BI01010001010000000000000515BI0100001287 | [52 empty] | 1.02 | Construction of chamber for 100mm sluice plates | item2 | 213 | Nos
14.02 | 20 mm nominal dia Pipes | BI01010001010000000000000515BI0100001288 | 5 | metre | 276.24 |  |  | Excess(+) | 1 | Full Conversion | INR | [40 empty] | #VALUE! | #VALUE! | #VALUE! | 2 | Construction of chamber for 100mm sluices valve | item3 | 10 | Nos
14.03 | 25 mm nominal dia Pipes | BI01010001010000000000000515BI0100001289 | 5 | metre | 331.12 |  |  | Excess(+) | 1 | Full Conversion | INR | [40 empty] | #VALUE! | #VALUE! | #VALUE! | 1.01 | Supplying, Conveying and fixing spls. Including eart | item1 | 123.223 | Nos
14.04 | Providing and fixing Chlorinated Polyvinyl Chloride (CPVC) pipes, having thermal stability for hot & cold water supply, including all CPVC plain & brass threaded fittings and fixing the pipe with clamps at 1.00 m spacing. This includes jointing of pipes & fittings with one step CPVC solvent cement and the cost of cutting chases and making good the same including testing of joints complete as per direction of Engineer in Charge. Concealed work, including cutting chases and making good the walls etc. | BI01010001010000000000000515BI0100001290 | [52 empty] | 1.02 | Construction of chamber for 100mm sluice plates | item2 | 213 | Nos
14.05 | 20 mm nominal dia Pipes | BI01010001010000000000000515BI0100001291 | 35 | metre | 443.3 |  |  | Excess(+) | 1 | Full Conversion | INR | [40 empty] | #VALUE! | #VALUE! | #VALUE! | 2 | Construction of chamber for 100mm sluices valve | item3 | 10 | Nos
14.06 | 25 mm nominal dia Pipes | BI01010001010000000000000515BI0100001292 | 2 | metre | 517.23 |  |  | Excess(+) | 1 | Full Conversion | INR | [40 empty] | #VALUE! | #VALUE! | #VALUE! | 1.01 | Supplying, Conveying and fixing spls. Including eart | item1 | 123.223 | Nos
14.07 | Providing and fixing Chlorinated Polyvinyl Chloride (CPVC) pipes, having thermal stability for hot & cold water supply including all CPVC plain & brass threaded fittings This includes jointing of pipes & fittings with one step CPVC solvent cement, trenching, refilling & testing of joints complete as per direction of Engineer in Charge. External work | BI01010001010000000000000515BI0100001293 | [52 empty] | 1.02 | Construction of chamber for 100mm sluice plates | item2 | 213 | Nos
14.08 | 25 mm nominal dia Pipes | BI01010001010000000000000515BI0100001294 | 15 | metre | 293.06 |  |  | Excess(+) | 1 | Full Conversion | INR | [40 empty] | #VALUE! | #VALUE! | #VALUE! | 2 | Construction of chamber for 100mm sluices valve | item3 | 10 | Nos
14.09 | 32 mm nominal dia Pipes | BI01010001010000000000000515BI0100001295 | 5 | metre | 361.67 |  |  | Excess(+) | 1 | Full Conversion | INR | [40 empty] | #VALUE! | #VALUE! | #VALUE! | 3 | Supplying, Conveying and fixing spls. Including ea | item4 | 10 | Nos
14.1 | Making connection of G.I. distribution branch with G.I. main of following sizes by providing and fixing tee, including cutting and threading the pipe etc. complete : | BI01010001010000000000000515BI0100001296 | [52 empty] | 1.01 | Supplying, Conveying and fixing spls. Including eart | item1 | 123.223 | Nos
14.11 | 25 to 40 mm nominal bore | BI01010001010000000000000515BI0100001297 | 1 | each | 751.95 |  |  | Excess(+) | 1 | Full Conversion | INR | [40 empty] | #VALUE! | #VALUE! | #VALUE! | 1.02 | Construction of chamber for 100mm sluice plates | item2 | 213 | Nos
14.12 | Providing and fixing ball valve (brass) of approved quality, High or low pressure, with plastic floats complete : | BI01010001010000000000000515BI0100001298 | [52 empty] | 1.01 | Supplying, Conveying and fixing spls. Including eart | item1 | 123.223 | Nos
14.13 | 20 mm nominal bore | BI01010001010000000000000515BI0100001299 | 1 | each | 381.38 |  |  | Excess(+) | 1 | Full Conversion | INR | [40 empty] | #VALUE! | #VALUE! | #VALUE! | 1.01 | Supplying, Conveying and fixing spls. Including eart | item1 | 123.223 | Nos
14.14 | Providing and fixing uplasticised PVC connection pipe with brass unions : | BI01010001010000000000000515BI0100001300 | [52 empty] | 1.02 | Construction of chamber for 100mm sluice plates | item2 | 213 | Nos
14.15 | 45 cm length | BI01010001010000000000000515BI0100001301 | [52 empty] | 2 | Construction of chamber for 100mm sluices valve | item3 | 10 | Nos
14.16 | 15 mm nominal bore | BI01010001010000000000000515BI0100001302 | 7 | each | 80.6 |  |  | Excess(+) | 1 | Full Conversion | INR | [40 empty] | #VALUE! | #VALUE! | #VALUE! | 1.01 | Supplying, Conveying and fixing spls. Including eart | item1 | 123.223 | Nos
14.17 | Providing and placing on terrace (at all floor levels) polyethylene water storage tank, IS : 12701 marked, with cover and suitable locking arrangement and making necessary holes for inlet, outlet and overflow pipes but without fittings and the base support for tank. | BI01010001010000000000000515BI0100001303 | 750 | per litre | 9.07 |  |  | Excess(+) | 1 | Full Conversion | INR | [40 empty] | #VALUE! | #VALUE! | #VALUE! | 1.02 | Construction of chamber for 100mm sluice plates | item2 | 213 | Nos
14.18 | Providing and fixing C.P. brass bib cock of approved quality conforming to IS:8931 : | BI01010001010000000000000515BI0100001304 | [52 empty] | 2 | Construction of chamber for 100mm sluices valve | item3 | 10 | Nos
14.19 | 15 mm nominal bore | BI01010001010000000000000515BI0100001305 | 2 | each | 417.91 |  |  | Excess(+) | 1 | Full Conversion | INR | [40 empty] | #VALUE! | #VALUE! | #VALUE! | 1.01 | Supplying, Conveying and fixing spls. Including eart | item1 | 123.223 | Nos
14.2 | Providing and fixing C.P. brass stop cock (concealed) of standard design and of approved make conforming to IS:8931. | BI01010001010000000000000515BI0100001306 | [52 empty] | 1.02 | Construction of chamber for 100mm sluice plates | item2 | 213 | Nos
14.21 | 15 mm nominal bore | BI01010001010000000000000515BI0100001307 | 1 | each | 552.85 |  |  | Excess(+) | 1 | Full Conversion | INR | [40 empty] | #VALUE! | #VALUE! | #VALUE! | 2 | Construction of chamber for 100mm sluices valve | item3 | 10 | Nos
14.22 | Providing and fixing C.P. brass angle valve for basin mixer and geyser points of approved quality conforming to IS:8931 | BI01010001010000000000000515BI0100001308 | [52 empty] | 3 | Supplying, Conveying and fixing spls. Including ea | item4 | 10 | Nos
14.23 | 15 mm nominal bore | BI01010001010000000000000515BI0100001309 | 7 | each | 473.57 |  |  | Excess(+) | 1 | Full Conversion | INR | [40 empty] | #VALUE! | #VALUE! | #VALUE! | 1.01 | Supplying, Conveying and fixing spls. Including eart | item1 | 123.223 | Nos
14.24 | Providing and fixing C.P. Brass extension nipple (size 15 mm x 50 mm) of approved make and quality as per direction of Engineer-in-charge. | BI01010001010000000000000515BI0100001310 | 10 | each | 61.68 |  |  | Excess(+) | 1 | Full Conversion | INR | [40 empty] | #VALUE! | #VALUE! | #VALUE! | 1.02 | Construction of chamber for 100mm sluice plates | item2 | 213 | Nos
14.25 | Cutting holes up to 30x30 cm in walls including making good the same: | BI01010001010000000000000515BI0100001311 | [52 empty] | 3 | Supplying, Conveying and fixing spls. Including ea | item4 | 10 | Nos
14.26 | With common burnt clay F.P.S. (non modular) bricks | BI01010001010000000000000515BI0100001312 | 2 | each | 343.69 |  |  | Excess(+) | 1 | Full Conversion | INR | [40 empty] | #VALUE! | #VALUE! | #VALUE! | 1.01 | Supplying, Conveying and fixing spls. Including eart | item1 | 123.223 | Nos
14.27 | Making chases up to 7.5x7.5 cm in walls including making good and finishing with matching surface after housing G.I. pipe etc. | BI01010001010000000000000515BI0100001313 | 27.5 | metre | 167.31 |  |  | Excess(+) | 1 | Full Conversion | INR | [40 empty] | #VALUE! | #VALUE! | #VALUE! | 1.02 | Construction of chamber for 100mm sluice plates | item2 | 213 | Nos
15 | DRAINAGE | BI01010001010000000000000515BI0100001314 | [52 empty] | 2 | Construction of chamber for 100mm sluices valve | item3 | 10 | Nos
15.01 | Providing, laying and jointing glazed stoneware pipes class SP-1 with stiff mixture of cement mortar in the proportion of 1:1 (1 cement : 1 fine sand) including testing of joints etc. complete : | BI01010001010000000000000515BI0100001315 | [52 empty] | 3 | Supplying, Conveying and fixing spls. Including ea | item4 | 10 | Nos
15.02 | 150 mm diameter | BI01010001010000000000000515BI0100001316 | 16.8 | metre | 573.76 |  |  | Excess(+) | 1 | Full Conversion | INR | [40 empty] | #VALUE! | #VALUE! | #VALUE! | 1.01 | Supplying, Conveying and fixing spls. Including eart | item1 | 123.223 | Nos
15.03 | Providing and laying cement concrete 1:5:10 (1 cement : 5 coarse sand : 10 graded stone aggregate 40 mm nominal size) all-round S.W. pipes including bed concrete as per standard design : | BI01010001010000000000000515BI0100001317 | [52 empty] | 1.02 | Construction of chamber for 100mm sluice plates | item2 | 213 | Nos
15.04 | 150 mm diameter S.W. pipe | BI01010001010000000000000515BI0100001318 | 16.8 | metre | 972.91 |  |  | Excess(+) | 1 | Full Conversion | INR | [40 empty] | #VALUE! | #VALUE! | #VALUE! | 2 | Construction of chamber for 100mm sluices valve | item3 | 10 | Nos
15.05 | Providing and fixing square-mouth S.W. gully trap class SP-1 complete with C.I. grating brick masonry chamber with water tight C.I. cover with frame of 300 x 300 mm size (inside) the weight of cover to be not less than 4.50 kg and frame to be not less than 2.70 kg as per standard design: | BI01010001010000000000000515BI0100001319 | [52 empty] | 1.01 | Supplying, Conveying and fixing spls. Including eart | item1 | 123.223 | Nos
15.06 | 100x100 mm size P type | BI01010001010000000000000515BI0100001320 | [52 empty] | 1.02 | Construction of chamber for 100mm sluice plates | item2 | 213 | Nos
15.07 | With common burnt clay F.P.S. (non modular) bricks of class designation 7.5 | BI01010001010000000000000515BI0100001321 | 2 | each | 2232.74 |  |  | Excess(+) | 1 | Full Conversion | INR | [40 empty] | #VALUE! | #VALUE! | #VALUE! | 2 | Construction of chamber for 100mm sluices valve | item3 | 10 | Nos
15.08 | Constructing brick masonry manhole in cement mortar 1:4 ( 1 cement : 4 coarse sand ) with R.C.C. top slab with 1:1.5:3 mix (1 cement : 1.5 coarse sand (zone-III) : 3 graded stone aggregate 20 mm nominal size), foundation concrete 1:4:8 mix (1 cement : 4 coarse sand (zone-III) : 8 graded stone aggregate 40 mm nominal size), inside plastering 12 mm thick with cement mortar 1:3 (1 cement : 3 coarse sand) finished with floating coat of neat cement and making channels in cement concrete 1:2:4 (1 cement : 2 coarse sand : 4 graded stone aggregate 20 mm nominal size) finished with a floating coat of neat cement complete as per standard design : | BI01010001010000000000000515BI0100001322 | [52 empty] | 1.01 | Supplying, Conveying and fixing spls. Including eart | item1 | 123.223 | Nos
15.09 | Inside size 90x80 cm and 45 cm deep including C.I. cover with frame (light duty) 455x610 mm internal dimensions, total weight of cover and frame to be not less than 38 kg (weight of cover 23 kg and weight of frame 15 kg) : | BI01010001010000000000000515BI0100001323 | [52 empty] | 1.02 | Construction of chamber for 100mm sluice plates | item2 | 213 | Nos
15.1 | With common burnt clay F.P.S. (non modular) bricks of class designation 7.5 | BI01010001010000000000000515BI0100001324 | 2 | each | 10530.67 |  |  | Excess(+) | 1 | Full Conversion | INR | [40 empty] | #VALUE! | #VALUE! | #VALUE! | 2 | Construction of chamber for 100mm sluices valve | item3 | 10 | Nos
15.11 | Extra for depth for manholes : | BI01010001010000000000000515BI0100001325 | [52 empty] | 3 | Supplying, Conveying and fixing spls. Including ea | item4 | 10 | Nos
15.12 | Size 90x80 cm | BI01010001010000000000000515BI0100001326 | [52 empty] | 1.01 | Supplying, Conveying and fixing spls. Including eart | item1 | 123.223 | Nos
15.13 | With common burnt clay F.P.S. (non modular) bricks of class designation 7.5 | BI01010001010000000000000515BI0100001327 | 0.9 | metre | 7277.48 |  |  | Excess(+) | 1 | Full Conversion | INR | [40 empty] | #VALUE! | #VALUE! | #VALUE! | 1.02 | Construction of chamber for 100mm sluice plates | item2 | 213 | Nos
15.14 | Making connection of drain or sewer line with existing manhole including breaking into and making good the walls, floors with cement concrete 1:2:4 mix (1 cement : 2 coarse sand : 4 graded stone aggregate 20 mm nominal size) cement plastered on both sides with cement mortar 1:3 (1 cement : 3 coarse sand), finished with a floating coat of neat cement and making necessary channels for the drain etc. complete : | BI01010001010000000000000515BI0100001328 | [52 empty] | 2 | Construction of chamber for 100mm sluices valve | item3 | 10 | Nos
15.15 | For pipes 100 to 250 mm diameter | BI01010001010000000000000515BI0100001329 | 1 | each | 668.3 |  |  | Excess(+) | 1 | Full Conversion | INR | [40 empty] | #VALUE! | #VALUE! | #VALUE! | 3 | Supplying, Conveying and fixing spls. Including ea | item4 | 10 | Nos
16 | WATER PROOFING | BI01010001010000000000000515BI0100001330 | [52 empty] | 1.01 | Supplying, Conveying and fixing spls. Including eart | item1 | 123.223 | Nos
16.01 | Providing and laying integral cement based water proofing treatment including preparation of surface as required for treatment of roofs, balconies, terraces etc consisting of following operations: (a) Applying a slurry coat of neat cement using 2.75 kg/sqm of cement admixed with water proofing compound conforming to IS. 2645 and approved by Engineer-in-charge over the RCC slab including adjoining walls upto 300 mm height including cleaning the surface before treatment. (b) Laying brick bats with mortar using broken bricks/brick bats 25 mm to 115 mm size with 50% of cement mortar 1:5 (1 cement : 5 coarse sand) admixed with water proofing compound conforming to IS : 2645 and approved by Engineer-in-charge over 20 mm thick layer of cement mortar of mix 1:5 (1 cement :5 coarse sand) admixed with water proofing compound conforming to IS : 2645 and approved by Engineer-in-charge to required slope and treating similarly the adjoining walls upto 300 mm height including rounding of junctions of walls and slabs. (c) After two days of proper curing applying a second coat of cement slurry using 2.75 kg/ sqm of cement admixed with water proofing compound conforming to IS : 2645 and approved by Engineer-in-charge. (d) Finishing the surface with 20 mm thick jointless cement mortar of mix 1:4 (1 cement :4 coarse sand) admixed with water proofing compound conforming to IS : 2645 and approved by Engineer-in-charge including laying glass fibre cloth of approved quality in top layer of plaster and finally finishing the surface with trowel with neat cement slurry and making pattern of 300x300 mm square 3 mm deep. (e) The whole terrace so finished shall be flooded with water for a minimum period of two weeks for curing and for final test. “All above operations to be done in order and as directed and specified by the Engineer-in-Charge”: | BI01010001010000000000000515BI0100001331 | [52 empty] | 1.02 | Construction of chamber for 100mm sluice plates | item2 | 213 | Nos
16.02 | With average thickness of 120 mm and minimum thickness at khurra as 65 mm. | BI01010001010000000000000515BI0100001332 | 55 | sqm | 1389.13 |  |  | Excess(+) | 1 | Full Conversion | INR | [40 empty] | #VALUE! | #VALUE! | #VALUE! | 2 | Construction of chamber for 100mm sluices valve | item3 | 10 | Nos
17 | NEW TECHNOLOGIES AND MATERIALS | BI01010001010000000000000515BI0100001333 | [52 empty] | 1.01 | Supplying, Conveying and fixing spls. Including eart | item1 | 123.223 | Nos
17.01 | Drilling suitable holes in reinforced or plain cement concrete with power driven drill machine to a minimum depth of 100 mm upto 200 mm in RCC beams, lintels, columns and slabs to introduce steel bars for sunshades/ balconies including fixing the steel bars in position using epoxy resin anchor grout of approved make but excluding the cost of reinforcement, all complete as per direction of Engineer-In-Charge. | BI01010001010000000000000515BI0100001334 | [52 empty] | 1.02 | Construction of chamber for 100mm sluice plates | item2 | 213 | Nos
17.02 | Upto and including 12 mm dia. | BI01010001010000000000000515BI0100001335 | 16 | each | 116.43 |  |  | Excess(+) | 1 | Full Conversion | INR | [40 empty] | #VALUE! | #VALUE! | #VALUE! | 2 | Construction of chamber for 100mm sluices valve | item3 | 10 | Nos
18 | Minor Civil Maintenance Work | BI01010001010000000000000515BI0100001336 | [52 empty] | 1.01 | Supplying, Conveying and fixing spls. Including eart | item1 | 123.223 | Nos
18.01 | "Providing and laying in position cement concrete of specified grade excluding the cost of centering and shuttering - All work up to plinth level : 1:5:10 (1 cement : 5 coarse sand (zone-III) derived from natural sources: 10 graded brick aggregate 40 mm nominal size derived from natural sources) | BI01010001010000000000000515BI0100001337 | 3.75 | Cum | 4637.37 |  |  | Excess(+) | 1 | Full Conversion | INR | [40 empty] | #VALUE! | #VALUE! | #VALUE! | 1.02 | Construction of chamber for 100mm sluice plates | item2 | 213 | Nos
18.02 | "P/F C.P brass towel rod complete with two C.P.brass brackets fixed to wooden cleats with C.P. brass screws of approved quality size of 600 x 20 mm. | BI01010001010000000000000515BI0100001338 | 2 | Each | 442.85 |  |  | Excess(+) | 1 | Full Conversion | INR | [40 empty] | #VALUE! | #VALUE! | #VALUE! | 2 | Construction of chamber for 100mm sluices valve | item3 | 10 | Nos
18.03 | "Providing and fixing C.P. grating with or without hole for waste pipe for floor/ nahani trap 100 mm dia. weight not less than 100 grams. | BI01010001010000000000000515BI0100001339 | 7 | Each | 82.13 |  |  | Excess(+) | 1 | Full Conversion | INR | [40 empty] | #VALUE! | #VALUE! | #VALUE! | 3 | Supplying, Conveying and fixing spls. Including ea | item4 | 10 | Nos
18.04 | "Providing and fixing C.P flange for C.P bib cock/C.P angle stop cock. | BI01010001010000000000000515BI0100001340 | 12 | Each | 30.51 |  |  | Excess(+) | 1 | Full Conversion | INR | [40 empty] | #VALUE! | #VALUE! | #VALUE! | 1.01 | Supplying, Conveying and fixing spls. Including eart | item1 | 123.223 | Nos
18.05 | "Providing and fixing C.P. waste 32 mm dia of make L&K for wash basin / sink. | BI01010001010000000000000515BI0100001341 | 4 | Each | 371.89 |  |  | Excess(+) | 1 | Full Conversion | INR | [40 empty] | #VALUE! | #VALUE! | #VALUE! | 1.02 | Construction of chamber for 100mm sluice plates | item2 | 213 | Nos
18.06 | "Providing and fixing ISI marked flush door shutter non decorative type, core of block board construction with frame of first class hard wood and well matched commercial 3 ply veneering with vertical grains or cross bands and face veneers on both faces of shutters. 35 mm thick including ISI marked M.S butt hinges with necessary screw complete." | BI01010001010000000000000515BI0100001342 | 3.7 | Sqm | 1833.8 |  |  | Excess(+) | 1 | Full Conversion | INR | [40 empty] | #VALUE! | #VALUE! | #VALUE! | 2 | Construction of chamber for 100mm sluices valve | item3 | 10 | Nos
18.07 | "Providind and fixing C.P. hand spray (heath faucet) jaquar make or equivalant with push button control and flexible hose connection with C.P hook complete in all respects. " | BI01010001010000000000000515BI0100001343 | 3 | Each | 1355.19 |  |  | Excess(+) | 1 | Full Conversion | INR | [40 empty] | #VALUE! | #VALUE! | #VALUE! | 3 | Supplying, Conveying and fixing spls. Including ea | item4 | 10 | Nos
18.08 | Providing and fixing 15 mm nominal bore C.P. swan neck pillar cock of L&K or approved equivalent make. | BI01010001010000000000000515BI0100001344 | 4 | Each | 1229.4 |  |  | Excess(+) | 1 | Full Conversion | INR | [40 empty] | #VALUE! | #VALUE! | #VALUE! | 1.01 | Supplying, Conveying and fixing spls. Including eart | item1 | 123.223 | Nos
18.09 | Providing and fixing CPVC ball valve 25 mm dia i/c all fittings complete of Approved make. For one piece only | BI01010001010000000000000515BI0100001345 | 2 | Each | 351.94 |  |  | Excess(+) | 1 | Full Conversion | INR | [40 empty] | #VALUE! | #VALUE! | #VALUE! | 1.02 | Construction of chamber for 100mm sluice plates | item2 | 213 | Nos
Total in Figures | [51 empty] | #VALUE! | #VALUE! | #VALUE! | 4 | Construction of chamber for 100mm sluice plates | item5 | 10 | Nos
Quoted Rate in Figures |  |  |  | Select | [47 empty] | 0 | 0 | #VALUE!
Quoted Rate in Words |  | #VALUE!
Note on K15: gepadmin: 1. If you choose "Full Conversion" then Column BA (AMOUNT) and Column BB (TAXES) BOTH values will be convert based on selected Currency in (Column L). 2. If you choose "Partial Conversion" then Column BA (AMOUNT) only will be converted based on selected currency (Column L) and Column BB (TAXES) value (INR) will be added to the converted values.
Note on K18: gepadmin: 1. If you choose "Full Conversion" then Column BA (AMOUNT) and Column BB (TAXES) BOTH values will be convert based on selected Currency in (Column L). 2. If you choose "Partial Conversion" then Column BA (AMOUNT) only will be converted based on selected currency (Column L) and Column BB (TAXES) value (INR) will be added to the converted values.
Note on K21: gepadmin: 1. If you choose "Full Conversion" then Column BA (AMOUNT) and Column BB (TAXES) BOTH values will be convert based on selected Currency in (Column L). 2. If you choose "Partial Conversion" then Column BA (AMOUNT) only will be converted based on selected currency (Column L) and Column BB (TAXES) value (INR) will be added to the converted values.
Note on K22: gepadmin: 1. If you choose "Full Conversion" then Column BA (AMOUNT) and Column BB (TAXES) BOTH values will be convert based on selected Currency in (Column L). 2. If you choose "Partial Conversion" then Column BA (AMOUNT) only will be converted based on selected currency (Column L) and Column BB (TAXES) value (INR) will be added to the converted values.
Note on K23: gepadmin: 1. If you choose "Full Conversion" then Column BA (AMOUNT) and Column BB (TAXES) BOTH values will be convert based on selected Currency in (Column L). 2. If you choose "Partial Conversion" then Column BA (AMOUNT) only will be converted based on selected currency (Column L) and Column BB (TAXES) value (INR) will be added to the converted values.
Note on K26: gepadmin: 1. If you choose "Full Conversion" then Column BA (AMOUNT) and Column BB (TAXES) BOTH values will be convert based on selected Currency in (Column L). 2. If you choose "Partial Conversion" then Column BA (AMOUNT) only will be converted based on selected currency (Column L) and Column BB (TAXES) value (INR) will be added to the converted values.
Note on K27: gepadmin: 1. If you choose "Full Conversion" then Column BA (AMOUNT) and Column BB (TAXES) BOTH values will be convert based on selected Currency in (Column L). 2. If you choose "Partial Conversion" then Column BA (AMOUNT) only will be converted based on selected currency (Column L) and Column BB (TAXES) value (INR) will be added to the converted values.
Note on K28: gepadmin: 1. If you choose "Full Conversion" then Column BA (AMOUNT) and Column BB (TAXES) BOTH values will be convert based on selected Currency in (Column L). 2. If you choose "Partial Conversion" then Column BA (AMOUNT) only will be converted based on selected currency (Column L) and Column BB (TAXES) value (INR) will be added to the converted values.
Note on K29: gepadmin: 1. If you choose "Full Conversion" then Column BA (AMOUNT) and Column BB (TAXES) BOTH values will be convert based on selected Currency in (Column L). 2. If you choose "Partial Conversion" then Column BA (AMOUNT) only will be converted based on selected currency (Column L) and Column BB (TAXES) value (INR) will be added to the converted values.
Note on K30: gepadmin: 1. If you choose "Full Conversion" then Column BA (AMOUNT) and Column BB (TAXES) BOTH values will be convert based on selected Currency in (Column L). 2. If you choose "Partial Conversion" then Column BA (AMOUNT) only will be converted based on selected currency (Column L) and Column BB (TAXES) value (INR) will be added to the converted values.
Note on K32: gepadmin: 1. If you choose "Full Conversion" then Column BA (AMOUNT) and Column BB (TAXES) BOTH values will be convert based on selected Currency in (Column L). 2. If you choose "Partial Conversion" then Column BA (AMOUNT) only will be converted based on selected currency (Column L) and Column BB (TAXES) value (INR) will be added to the converted values.
Note on K34: gepadmin: 1. If you choose "Full Conversion" then Column BA (AMOUNT) and Column BB (TAXES) BOTH values will be convert based on selected Currency in (Column L). 2. If you choose "Partial Conversion" then Column BA (AMOUNT) only will be converted based on selected currency (Column L) and Column BB (TAXES) value (INR) will be added to the converted values.
Note on K35: gepadmin: 1. If you choose "Full Conversion" then Column BA (AMOUNT) and Column BB (TAXES) BOTH values will be convert based on selected Currency in (Column L). 2. If you choose "Partial Conversion" then Column BA (AMOUNT) only will be converted based on selected currency (Column L) and Column BB (TAXES) value (INR) will be added to the converted values.
Note on K36: gepadmin: 1. If you choose "Full Conversion" then Column BA (AMOUNT) and Column BB (TAXES) BOTH values will be convert based on selected Currency in (Column L). 2. If you choose "Partial Conversion" then Column BA (AMOUNT) only will be converted based on selected currency (Column L) and Column BB (TAXES) value (INR) will be added to the converted values.
Note on K37: gepadmin: 1. If you choose "Full Conversion" then Column BA (AMOUNT) and Column BB (TAXES) BOTH values will be convert based on selected Currency in (Column L). 2. If you choose "Partial Conversion" then Column BA (AMOUNT) only will be converted based on selected currency (Column L) and Column BB (TAXES) value (INR) will be added to the converted values.
Note on K39: gepadmin: 1. If you choose "Full Conversion" then Column BA (AMOUNT) and Column BB (TAXES) BOTH values will be convert based on selected Currency in (Column L). 2. If you choose "Partial Conversion" then Column BA (AMOUNT) only will be converted based on selected currency (Column L) and Column BB (TAXES) value (INR) will be added to the converted values.
Note on K41: gepadmin: 1. If you choose "Full Conversion" then Column BA (AMOUNT) and Column BB (TAXES) BOTH values will be convert based on selected Currency in (Column L). 2. If you choose "Partial Conversion" then Column BA (AMOUNT) only will be converted based on selected currency (Column L) and Column BB (TAXES) value (INR) will be added to the converted values.
Note on K42: gepadmin: 1. If you choose "Full Conversion" then Column BA (AMOUNT) and Column BB (TAXES) BOTH values will be convert based on selected Currency in (Column L). 2. If you choose "Partial Conversion" then Column BA (AMOUNT) only will be converted based on selected currency (Column L) and Column BB (TAXES) value (INR) will be added to the converted values.
Note on K45: gepadmin: 1. If you choose "Full Conversion" then Column BA (AMOUNT) and Column BB (TAXES) BOTH values will be convert based on selected Currency in (Column L). 2. If you choose "Partial Conversion" then Column BA (AMOUNT) only will be converted based on selected currency (Column L) and Column BB (TAXES) value (INR) will be added to the converted values.
Note on K47: gepadmin: 1. If you choose "Full Conversion" then Column BA (AMOUNT) and Column BB (TAXES) BOTH values will be convert based on selected Currency in (Column L). 2. If you choose "Partial Conversion" then Column BA (AMOUNT) only will be converted based on selected currency (Column L) and Column BB (TAXES) value (INR) will be added to the converted values.
Note on K49: gepadmin: 1. If you choose "Full Conversion" then Column BA (AMOUNT) and Column BB (TAXES) BOTH values will be convert based on selected Currency in (Column L). 2. If you choose "Partial Conversion" then Column BA (AMOUNT) only will be converted based on selected currency (Column L) and Column BB (TAXES) value (INR) will be added to the converted values.
Note on K50: gepadmin: 1. If you choose "Full Conversion" then Column BA (AMOUNT) and Column BB (TAXES) BOTH values will be convert based on selected Currency in (Column L). 2. If you choose "Partial Conversion" then Column BA (AMOUNT) only will be converted based on selected currency (Column L) and Column BB (TAXES) value (INR) will be added to the converted values.
Note on K54: gepadmin: 1. If you choose "Full Conversion" then Column BA (AMOUNT) and Column BB (TAXES) BOTH values will be convert based on selected Currency in (Column L). 2. If you choose "Partial Conversion" then Column BA (AMOUNT) only will be converted based on selected currency (Column L) and Column BB (TAXES) value (INR) will be added to the converted values.
Note on K55: gepadmin: 1. If you choose "Full Conversion" then Column BA (AMOUNT) and Column BB (TAXES) BOTH values will be convert based on selected Currency in (Column L). 2. If you choose "Partial Conversion" then Column BA (AMOUNT) only will be converted based on selected currency (Column L) and Column BB (TAXES) value (INR) will be added to the converted values.
Note on K57: gepadmin: 1. If you choose "Full Conversion" then Column BA (AMOUNT) and Column BB (TAXES) BOTH values will be convert based on selected Currency in (Column L). 2. If you choose "Partial Conversion" then Column BA (AMOUNT) only will be converted based on selected currency (Column L) and Column BB (TAXES) value (INR) will be added to the converted values.
Note on K58: gepadmin: 1. If you choose "Full Conversion" then Column BA (AMOUNT) and Column BB (TAXES) BOTH values will be convert based on selected Currency in (Column L). 2. If you choose "Partial Conversion" then Column BA (AMOUNT) only will be converted based on selected currency (Column L) and Column BB (TAXES) value (INR) will be added to the converted values.
Note on K61: gepadmin: 1. If you choose "Full Conversion" then Column BA (AMOUNT) and Column BB (TAXES) BOTH values will be convert based on selected Currency in (Column L). 2. If you choose "Partial Conversion" then Column BA (AMOUNT) only will be converted based on selected currency (Column L) and Column BB (TAXES) value (INR) will be added to the converted values.
Note on K62: gepadmin: 1. If you choose "Full Conversion" then Column BA (AMOUNT) and Column BB (TAXES) BOTH values will be convert based on selected Currency in (Column L). 2. If you choose "Partial Conversion" then Column BA (AMOUNT) only will be converted based on selected currency (Column L) and Column BB (TAXES) value (INR) will be added to the converted values.
Note on K64: gepadmin: 1. If you choose "Full Conversion" then Column BA (AMOUNT) and Column BB (TAXES) BOTH values will be convert based on selected Currency in (Column L). 2. If you choose "Partial Conversion" then Column BA (AMOUNT) only will be converted based on selected currency (Column L) and Column BB (TAXES) value (INR) will be added to the converted values.
Note on K66: gepadmin: 1. If you choose "Full Conversion" then Column BA (AMOUNT) and Column BB (TAXES) BOTH values will be convert based on selected Currency in (Column L). 2. If you choose "Partial Conversion" then Column BA (AMOUNT) only will be converted based on selected currency (Column L) and Column BB (TAXES) value (INR) will be added to the converted values.
Note on K67: gepadmin: 1. If you choose "Full Conversion" then Column BA (AMOUNT) and Column BB (TAXES) BOTH values will be convert based on selected Currency in (Column L). 2. If you choose "Partial Conversion" then Column BA (AMOUNT) only will be converted based on selected currency (Column L) and Column BB (TAXES) value (INR) will be added to the converted values.
Note on K69: gepadmin: 1. If you choose "Full Conversion" then Column BA (AMOUNT) and Column BB (TAXES) BOTH values will be convert based on selected Currency in (Column L). 2. If you choose "Partial Conversion" then Column BA (AMOUNT) only will be converted based on selected currency (Column L) and Column BB (TAXES) value (INR) will be added to the converted values.
Note on K70: gepadmin: 1. If you choose "Full Conversion" then Column BA (AMOUNT) and Column BB (TAXES) BOTH values will be convert based on selected Currency in (Column L). 2. If you choose "Partial Conversion" then Column BA (AMOUNT) only will be converted based on selected currency (Column L) and Column BB (TAXES) value (INR) will be added to the converted values.
Note on K72: gepadmin: 1. If you choose "Full Conversion" then Column BA (AMOUNT) and Column BB (TAXES) BOTH values will be convert based on selected Currency in (Column L). 2. If you choose "Partial Conversion" then Column BA (AMOUNT) only will be converted based on selected currency (Column L) and Column BB (TAXES) value (INR) will be added to the converted values.
Note on K74: gepadmin: 1. If you choose "Full Conversion" then Column BA (AMOUNT) and Column BB (TAXES) BOTH values will be convert based on selected Currency in (Column L). 2. If you choose "Partial Conversion" then Column BA (AMOUNT) only will be converted based on selected currency (Column L) and Column BB (TAXES) value (INR) will be added to the converted values.
Note on K76: gepadmin: 1. If you choose "Full Conversion" then Column BA (AMOUNT) and Column BB (TAXES) BOTH values will be convert based on selected Currency in (Column L). 2. If you choose "Partial Conversion" then Column BA (AMOUNT) only will be converted based on selected currency (Column L) and Column BB (TAXES) value (INR) will be added to the converted values.
Note on K78: gepadmin: 1. If you choose "Full Conversion" then Column BA (AMOUNT) and Column BB (TAXES) BOTH values will be convert based on selected Currency in (Column L). 2. If you choose "Partial Conversion" then Column BA (AMOUNT) only will be converted based on selected currency (Column L) and Column BB (TAXES) value (INR) will be added to the converted values.
Note on K80: gepadmin: 1. If you choose "Full Conversion" then Column BA (AMOUNT) and Column BB (TAXES) BOTH values will be convert based on selected Currency in (Column L). 2. If you choose "Partial Conversion" then Column BA (AMOUNT) only will be converted based on selected currency (Column L) and Column BB (TAXES) value (INR) will be added to the converted values.
Note on K82: gepadmin: 1. If you choose "Full Conversion" then Column BA (AMOUNT) and Column BB (TAXES) BOTH values will be convert based on selected Currency in (Column L). 2. If you choose "Partial Conversion" then Column BA (AMOUNT) only will be converted based on selected currency (Column L) and Column BB (TAXES) value (INR) will be added to the converted values.
Note on K84: gepadmin: 1. If you choose "Full Conversion" then Column BA (AMOUNT) and Column BB (TAXES) BOTH values will be convert based on selected Currency in (Column L). 2. If you choose "Partial Conversion" then Column BA (AMOUNT) only will be converted based on selected currency (Column L) and Column BB (TAXES) value (INR) will be added to the converted values.
Note on K87: gepadmin: 1. If you choose "Full Conversion" then Column BA (AMOUNT) and Column BB (TAXES) BOTH values will be convert based on selected Currency in (Column L). 2. If you choose "Partial Conversion" then Column BA (AMOUNT) only will be converted based on selected currency (Column L) and Column BB (TAXES) value (INR) will be added to the converted values.
Note on K89: gepadmin: 1. If you choose "Full Conversion" then Column BA (AMOUNT) and Column BB (TAXES) BOTH values will be convert based on selected Currency in (Column L). 2. If you choose "Partial Conversion" then Column BA (AMOUNT) only will be converted based on selected currency (Column L) and Column BB (TAXES) value (INR) will be added to the converted values.
Note on K91: gepadmin: 1. If you choose "Full Conversion" then Column BA (AMOUNT) and Column BB (TAXES) BOTH values will be convert based on selected Currency in (Column L). 2. If you choose "Partial Conversion" then Column BA (AMOUNT) only will be converted based on selected currency (Column L) and Column BB (TAXES) value (INR) will be added to the converted values.
Note on K92: gepadmin: 1. If you choose "Full Conversion" then Column BA (AMOUNT) and Column BB (TAXES) BOTH values will be convert based on selected Currency in (Column L). 2. If you choose "Partial Conversion" then Column BA (AMOUNT) only will be converted based on selected currency (Column L) and Column BB (TAXES) value (INR) will be added to the converted values.
Note on K95: gepadmin: 1. If you choose "Full Conversion" then Column BA (AMOUNT) and Column BB (TAXES) BOTH values will be convert based on selected Currency in (Column L). 2. If you choose "Partial Conversion" then Column BA (AMOUNT) only will be converted based on selected currency (Column L) and Column BB (TAXES) value (INR) will be added to the converted values.
Note on K96: gepadmin: 1. If you choose "Full Conversion" then Column BA (AMOUNT) and Column BB (TAXES) BOTH values will be convert based on selected Currency in (Column L). 2. If you choose "Partial Conversion" then Column BA (AMOUNT) only will be converted based on selected currency (Column L) and Column BB (TAXES) value (INR) will be added to the converted values.
Note on K98: gepadmin: 1. If you choose "Full Conversion" then Column BA (AMOUNT) and Column BB (TAXES) BOTH values will be convert based on selected Currency in (Column L). 2. If you choose "Partial Conversion" then Column BA (AMOUNT) only will be converted based on selected currency (Column L) and Column BB (TAXES) value (INR) will be added to the converted values.
Note on K100: gepadmin: 1. If you choose "Full Conversion" then Column BA (AMOUNT) and Column BB (TAXES) BOTH values will be convert based on selected Currency in (Column L). 2. If you choose "Partial Conversion" then Column BA (AMOUNT) only will be converted based on selected currency (Column L) and Column BB (TAXES) value (INR) will be added to the converted values.
Note on K103: gepadmin: 1. If you choose "Full Conversion" then Column BA (AMOUNT) and Column BB (TAXES) BOTH values will be convert based on selected Currency in (Column L). 2. If you choose "Partial Conversion" then Column BA (AMOUNT) only will be converted based on selected currency (Column L) and Column BB (TAXES) value (INR) will be added to the converted values.
Note on K105: gepadmin: 1. If you choose "Full Conversion" then Column BA (AMOUNT) and Column BB (TAXES) BOTH values will be convert based on selected Currency in (Column L). 2. If you choose "Partial Conversion" then Column BA (AMOUNT) only will be converted based on selected currency (Column L) and Column BB (TAXES) value (INR) will be added to the converted values.
Note on K107: gepadmin: 1. If you choose "Full Conversion" then Column BA (AMOUNT) and Column BB (TAXES) BOTH values will be convert based on selected Currency in (Column L). 2. If you choose "Partial Conversion" then Column BA (AMOUNT) only will be converted based on selected currency (Column L) and Column BB (TAXES) value (INR) will be added to the converted values.
Note on K109: gepadmin: 1. If you choose "Full Conversion" then Column BA (AMOUNT) and Column BB (TAXES) BOTH values will be convert based on selected Currency in (Column L). 2. If you choose "Partial Conversion" then Column BA (AMOUNT) only will be converted based on selected currency (Column L) and Column BB (TAXES) value (INR) will be added to the converted values.
Note on K112: gepadmin: 1. If you choose "Full Conversion" then Column BA (AMOUNT) and Column BB (TAXES) BOTH values will be convert based on selected Currency in (Column L). 2. If you choose "Partial Conversion" then Column BA (AMOUNT) only will be converted based on selected currency (Column L) and Column BB (TAXES) value (INR) will be added to the converted values.
Note on K114: gepadmin: 1. If you choose "Full Conversion" then Column BA (AMOUNT) and Column BB (TAXES) BOTH values will be convert based on selected Currency in (Column L). 2. If you choose "Partial Conversion" then Column BA (AMOUNT) only will be converted based on selected currency (Column L) and Column BB (TAXES) value (INR) will be added to the converted values.
Note on K116: gepadmin: 1. If you choose "Full Conversion" then Column BA (AMOUNT) and Column BB (TAXES) BOTH values will be convert based on selected Currency in (Column L). 2. If you choose "Partial Conversion" then Column BA (AMOUNT) only will be converted based on selected currency (Column L) and Column BB (TAXES) value (INR) will be added to the converted values.
Note on K118: gepadmin: 1. If you choose "Full Conversion" then Column BA (AMOUNT) and Column BB (TAXES) BOTH values will be convert based on selected Currency in (Column L). 2. If you choose "Partial Conversion" then Column BA (AMOUNT) only will be converted based on selected currency (Column L) and Column BB (TAXES) value (INR) will be added to the converted values.
Note on K120: gepadmin: 1. If you choose "Full Conversion" then Column BA (AMOUNT) and Column BB (TAXES) BOTH values will be convert based on selected Currency in (Column L). 2. If you choose "Partial Conversion" then Column BA (AMOUNT) only will be converted based on selected currency (Column L) and Column BB (TAXES) value (INR) will be added to the converted values.
Note on K122: gepadmin: 1. If you choose "Full Conversion" then Column BA (AMOUNT) and Column BB (TAXES) BOTH values will be convert based on selected Currency in (Column L). 2. If you choose "Partial Conversion" then Column BA (AMOUNT) only will be converted based on selected currency (Column L) and Column BB (TAXES) value (INR) will be added to the converted values.
Note on K124: gepadmin: 1. If you choose "Full Conversion" then Column BA (AMOUNT) and Column BB (TAXES) BOTH values will be convert based on selected Currency in (Column L). 2. If you choose "Partial Conversion" then Column BA (AMOUNT) only will be converted based on selected currency (Column L) and Column BB (TAXES) value (INR) will be added to the converted values.
Note on K126: gepadmin: 1. If you choose "Full Conversion" then Column BA (AMOUNT) and Column BB (TAXES) BOTH values will be convert based on selected Currency in (Column L). 2. If you choose "Partial Conversion" then Column BA (AMOUNT) only will be converted based on selected currency (Column L) and Column BB (TAXES) value (INR) will be added to the converted values.
Note on K128: gepadmin: 1. If you choose "Full Conversion" then Column BA (AMOUNT) and Column BB (TAXES) BOTH values will be convert based on selected Currency in (Column L). 2. If you choose "Partial Conversion" then Column BA (AMOUNT) only will be converted based on selected currency (Column L) and Column BB (TAXES) value (INR) will be added to the converted values.
Note on K130: gepadmin: 1. If you choose "Full Conversion" then Column BA (AMOUNT) and Column BB (TAXES) BOTH values will be convert based on selected Currency in (Column L). 2. If you choose "Partial Conversion" then Column BA (AMOUNT) only will be converted based on selected currency (Column L) and Column BB (TAXES) value (INR) will be added to the converted values.
Note on K131: gepadmin: 1. If you choose "Full Conversion" then Column BA (AMOUNT) and Column BB (TAXES) BOTH values will be convert based on selected Currency in (Column L). 2. If you choose "Partial Conversion" then Column BA (AMOUNT) only will be converted based on selected currency (Column L) and Column BB (TAXES) value (INR) will be added to the converted values.
Note on K133: gepadmin: 1. If you choose "Full Conversion" then Column BA (AMOUNT) and Column BB (TAXES) BOTH values will be convert based on selected Currency in (Column L). 2. If you choose "Partial Conversion" then Column BA (AMOUNT) only will be converted based on selected currency (Column L) and Column BB (TAXES) value (INR) will be added to the converted values.
Note on K135: gepadmin: 1. If you choose "Full Conversion" then Column BA (AMOUNT) and Column BB (TAXES) BOTH values will be convert based on selected Currency in (Column L). 2. If you choose "Partial Conversion" then Column BA (AMOUNT) only will be converted based on selected currency (Column L) and Column BB (TAXES) value (INR) will be added to the converted values.
Note on K138: gepadmin: 1. If you choose "Full Conversion" then Column BA (AMOUNT) and Column BB (TAXES) BOTH values will be convert based on selected Currency in (Column L). 2. If you choose "Partial Conversion" then Column BA (AMOUNT) only will be converted based on selected currency (Column L) and Column BB (TAXES) value (INR) will be added to the converted values.
Note on K139: gepadmin: 1. If you choose "Full Conversion" then Column BA (AMOUNT) and Column BB (TAXES) BOTH values will be convert based on selected Currency in (Column L). 2. If you choose "Partial Conversion" then Column BA (AMOUNT) only will be converted based on selected currency (Column L) and Column BB (TAXES) value (INR) will be added to the converted values.
Note on K140: gepadmin: 1. If you choose "Full Conversion" then Column BA (AMOUNT) and Column BB (TAXES) BOTH values will be convert based on selected Currency in (Column L). 2. If you choose "Partial Conversion" then Column BA (AMOUNT) only will be converted based on selected currency (Column L) and Column BB (TAXES) value (INR) will be added to the converted values.
Note on K142: gepadmin: 1. If you choose "Full Conversion" then Column BA (AMOUNT) and Column BB (TAXES) BOTH values will be convert based on selected Currency in (Column L). 2. If you choose "Partial Conversion" then Column BA (AMOUNT) only will be converted based on selected currency (Column L) and Column BB (TAXES) value (INR) will be added to the converted values.
Note on K143: gepadmin: 1. If you choose "Full Conversion" then Column BA (AMOUNT) and Column BB (TAXES) BOTH values will be convert based on selected Currency in (Column L). 2. If you choose "Partial Conversion" then Column BA (AMOUNT) only will be converted based on selected currency (Column L) and Column BB (TAXES) value (INR) will be added to the converted values.
Note on K144: gepadmin: 1. If you choose "Full Conversion" then Column BA (AMOUNT) and Column BB (TAXES) BOTH values will be convert based on selected Currency in (Column L). 2. If you choose "Partial Conversion" then Column BA (AMOUNT) only will be converted based on selected currency (Column L) and Column BB (TAXES) value (INR) will be added to the converted values.
Note on K147: gepadmin: 1. If you choose "Full Conversion" then Column BA (AMOUNT) and Column BB (TAXES) BOTH values will be convert based on selected Currency in (Column L). 2. If you choose "Partial Conversion" then Column BA (AMOUNT) only will be converted based on selected currency (Column L) and Column BB (TAXES) value (INR) will be added to the converted values.
Note on K149: gepadmin: 1. If you choose "Full Conversion" then Column BA (AMOUNT) and Column BB (TAXES) BOTH values will be convert based on selected Currency in (Column L). 2. If you choose "Partial Conversion" then Column BA (AMOUNT) only will be converted based on selected currency (Column L) and Column BB (TAXES) value (INR) will be added to the converted values.
Note on K151: gepadmin: 1. If you choose "Full Conversion" then Column BA (AMOUNT) and Column BB (TAXES) BOTH values will be convert based on selected Currency in (Column L). 2. If you choose "Partial Conversion" then Column BA (AMOUNT) only will be converted based on selected currency (Column L) and Column BB (TAXES) value (INR) will be added to the converted values.
Note on K152: gepadmin: 1. If you choose "Full Conversion" then Column BA (AMOUNT) and Column BB (TAXES) BOTH values will be convert based on selected Currency in (Column L). 2. If you choose "Partial Conversion" then Column BA (AMOUNT) only will be converted based on selected currency (Column L) and Column BB (TAXES) value (INR) will be added to the converted values.
Note on K154: gepadmin: 1. If you choose "Full Conversion" then Column BA (AMOUNT) and Column BB (TAXES) BOTH values will be convert based on selected Currency in (Column L). 2. If you choose "Partial Conversion" then Column BA (AMOUNT) only will be converted based on selected currency (Column L) and Column BB (TAXES) value (INR) will be added to the converted values.
Note on K155: gepadmin: 1. If you choose "Full Conversion" then Column BA (AMOUNT) and Column BB (TAXES) BOTH values will be convert based on selected Currency in (Column L). 2. If you choose "Partial Conversion" then Column BA (AMOUNT) only will be converted based on selected currency (Column L) and Column BB (TAXES) value (INR) will be added to the converted values.
Note on K157: gepadmin: 1. If you choose "Full Conversion" then Column BA (AMOUNT) and Column BB (TAXES) BOTH values will be convert based on selected Currency in (Column L). 2. If you choose "Partial Conversion" then Column BA (AMOUNT) only will be converted based on selected currency (Column L) and Column BB (TAXES) value (INR) will be added to the converted values.
Note on K160: gepadmin: 1. If you choose "Full Conversion" then Column BA (AMOUNT) and Column BB (TAXES) BOTH values will be convert based on selected Currency in (Column L). 2. If you choose "Partial Conversion" then Column BA (AMOUNT) only will be converted based on selected currency (Column L) and Column BB (TAXES) value (INR) will be added to the converted values.
Note on K162: gepadmin: 1. If you choose "Full Conversion" then Column BA (AMOUNT) and Column BB (TAXES) BOTH values will be convert based on selected Currency in (Column L). 2. If you choose "Partial Conversion" then Column BA (AMOUNT) only will be converted based on selected currency (Column L) and Column BB (TAXES) value (INR) will be added to the converted values.
Note on K165: gepadmin: 1. If you choose "Full Conversion" then Column BA (AMOUNT) and Column BB (TAXES) BOTH values will be convert based on selected Currency in (Column L). 2. If you choose "Partial Conversion" then Column BA (AMOUNT) only will be converted based on selected currency (Column L) and Column BB (TAXES) value (INR) will be added to the converted values.
Note on K167: gepadmin: 1. If you choose "Full Conversion" then Column BA (AMOUNT) and Column BB (TAXES) BOTH values will be convert based on selected Currency in (Column L). 2. If you choose "Partial Conversion" then Column BA (AMOUNT) only will be converted based on selected currency (Column L) and Column BB (TAXES) value (INR) will be added to the converted values.
Note on K170: gepadmin: 1. If you choose "Full Conversion" then Column BA (AMOUNT) and Column BB (TAXES) BOTH values will be convert based on selected Currency in (Column L). 2. If you choose "Partial Conversion" then Column BA (AMOUNT) only will be converted based on selected currency (Column L) and Column BB (TAXES) value (INR) will be added to the converted values.
Note on K172: gepadmin: 1. If you choose "Full Conversion" then Column BA (AMOUNT) and Column BB (TAXES) BOTH values will be convert based on selected Currency in (Column L). 2. If you choose "Partial Conversion" then Column BA (AMOUNT) only will be converted based on selected currency (Column L) and Column BB (TAXES) value (INR) will be added to the converted values.
Note on K175: gepadmin: 1. If you choose "Full Conversion" then Column BA (AMOUNT) and Column BB (TAXES) BOTH values will be convert based on selected Currency in (Column L). 2. If you choose "Partial Conversion" then Column BA (AMOUNT) only will be converted based on selected currency (Column L) and Column BB (TAXES) value (INR) will be added to the converted values.
Note on K177: gepadmin: 1. If you choose "Full Conversion" then Column BA (AMOUNT) and Column BB (TAXES) BOTH values will be convert based on selected Currency in (Column L). 2. If you choose "Partial Conversion" then Column BA (AMOUNT) only will be converted based on selected currency (Column L) and Column BB (TAXES) value (INR) will be added to the converted values.
Note on K179: gepadmin: 1. If you choose "Full Conversion" then Column BA (AMOUNT) and Column BB (TAXES) BOTH values will be convert based on selected Currency in (Column L). 2. If you choose "Partial Conversion" then Column BA (AMOUNT) only will be converted based on selected currency (Column L) and Column BB (TAXES) value (INR) will be added to the converted values.
Note on K180: gepadmin: 1. If you choose "Full Conversion" then Column BA (AMOUNT) and Column BB (TAXES) BOTH values will be convert based on selected Currency in (Column L). 2. If you choose "Partial Conversion" then Column BA (AMOUNT) only will be converted based on selected currency (Column L) and Column BB (TAXES) value (INR) will be added to the converted values.
Note on K183: gepadmin: 1. If you choose "Full Conversion" then Column BA (AMOUNT) and Column BB (TAXES) BOTH values will be convert based on selected Currency in (Column L). 2. If you choose "Partial Conversion" then Column BA (AMOUNT) only will be converted based on selected currency (Column L) and Column BB (TAXES) value (INR) will be added to the converted values.
Note on K185: gepadmin: 1. If you choose "Full Conversion" then Column BA (AMOUNT) and Column BB (TAXES) BOTH values will be convert based on selected Currency in (Column L). 2. If you choose "Partial Conversion" then Column BA (AMOUNT) only will be converted based on selected currency (Column L) and Column BB (TAXES) value (INR) will be added to the converted values.
Note on K186: gepadmin: 1. If you choose "Full Conversion" then Column BA (AMOUNT) and Column BB (TAXES) BOTH values will be convert based on selected Currency in (Column L). 2. If you choose "Partial Conversion" then Column BA (AMOUNT) only will be converted based on selected currency (Column L) and Column BB (TAXES) value (INR) will be added to the converted values.
Note on K189: gepadmin: 1. If you choose "Full Conversion" then Column BA (AMOUNT) and Column BB (TAXES) BOTH values will be convert based on selected Currency in (Column L). 2. If you choose "Partial Conversion" then Column BA (AMOUNT) only will be converted based on selected currency (Column L) and Column BB (TAXES) value (INR) will be added to the converted values.
Note on K190: gepadmin: 1. If you choose "Full Conversion" then Column BA (AMOUNT) and Column BB (TAXES) BOTH values will be convert based on selected Currency in (Column L). 2. If you choose "Partial Conversion" then Column BA (AMOUNT) only will be converted based on selected currency (Column L) and Column BB (TAXES) value (INR) will be added to the converted values.
Note on K192: gepadmin: 1. If you choose "Full Conversion" then Column BA (AMOUNT) and Column BB (TAXES) BOTH values will be convert based on selected Currency in (Column L). 2. If you choose "Partial Conversion" then Column BA (AMOUNT) only will be converted based on selected currency (Column L) and Column BB (TAXES) value (INR) will be added to the converted values.
Note on K193: gepadmin: 1. If you choose "Full Conversion" then Column BA (AMOUNT) and Column BB (TAXES) BOTH values will be convert based on selected Currency in (Column L). 2. If you choose "Partial Conversion" then Column BA (AMOUNT) only will be converted based on selected currency (Column L) and Column BB (TAXES) value (INR) will be added to the converted values.
Note on K195: gepadmin: 1. If you choose "Full Conversion" then Column BA (AMOUNT) and Column BB (TAXES) BOTH values will be convert based on selected Currency in (Column L). 2. If you choose "Partial Conversion" then Column BA (AMOUNT) only will be converted based on selected currency (Column L) and Column BB (TAXES) value (INR) will be added to the converted values.
Note on K196: gepadmin: 1. If you choose "Full Conversion" then Column BA (AMOUNT) and Column BB (TAXES) BOTH values will be convert based on selected Currency in (Column L). 2. If you choose "Partial Conversion" then Column BA (AMOUNT) only will be converted based on selected currency (Column L) and Column BB (TAXES) value (INR) will be added to the converted values.
Note on K198: gepadmin: 1. If you choose "Full Conversion" then Column BA (AMOUNT) and Column BB (TAXES) BOTH values will be convert based on selected Currency in (Column L). 2. If you choose "Partial Conversion" then Column BA (AMOUNT) only will be converted based on selected currency (Column L) and Column BB (TAXES) value (INR) will be added to the converted values.
Note on K200: gepadmin: 1. If you choose "Full Conversion" then Column BA (AMOUNT) and Column BB (TAXES) BOTH values will be convert based on selected Currency in (Column L). 2. If you choose "Partial Conversion" then Column BA (AMOUNT) only will be converted based on selected currency (Column L) and Column BB (TAXES) value (INR) will be added to the converted values.
Note on K203: gepadmin: 1. If you choose "Full Conversion" then Column BA (AMOUNT) and Column BB (TAXES) BOTH values will be convert based on selected Currency in (Column L). 2. If you choose "Partial Conversion" then Column BA (AMOUNT) only will be converted based on selected currency (Column L) and Column BB (TAXES) value (INR) will be added to the converted values.
Note on K204: gepadmin: 1. If you choose "Full Conversion" then Column BA (AMOUNT) and Column BB (TAXES) BOTH values will be convert based on selected Currency in (Column L). 2. If you choose "Partial Conversion" then Column BA (AMOUNT) only will be converted based on selected currency (Column L) and Column BB (TAXES) value (INR) will be added to the converted values.
Note on K206: gepadmin: 1. If you choose "Full Conversion" then Column BA (AMOUNT) and Column BB (TAXES) BOTH values will be convert based on selected Currency in (Column L). 2. If you choose "Partial Conversion" then Column BA (AMOUNT) only will be converted based on selected currency (Column L) and Column BB (TAXES) value (INR) will be added to the converted values.
Note on K208: gepadmin: 1. If you choose "Full Conversion" then Column BA (AMOUNT) and Column BB (TAXES) BOTH values will be convert based on selected Currency in (Column L). 2. If you choose "Partial Conversion" then Column BA (AMOUNT) only will be converted based on selected currency (Column L) and Column BB (TAXES) value (INR) will be added to the converted values.
Note on K210: gepadmin: 1. If you choose "Full Conversion" then Column BA (AMOUNT) and Column BB (TAXES) BOTH values will be convert based on selected Currency in (Column L). 2. If you choose "Partial Conversion" then Column BA (AMOUNT) only will be converted based on selected currency (Column L) and Column BB (TAXES) value (INR) will be added to the converted values.
Note on K211: gepadmin: 1. If you choose "Full Conversion" then Column BA (AMOUNT) and Column BB (TAXES) BOTH values will be convert based on selected Currency in (Column L). 2. If you choose "Partial Conversion" then Column BA (AMOUNT) only will be converted based on selected currency (Column L) and Column BB (TAXES) value (INR) will be added to the converted values.
Note on K213: gepadmin: 1. If you choose "Full Conversion" then Column BA (AMOUNT) and Column BB (TAXES) BOTH values will be convert based on selected Currency in (Column L). 2. If you choose "Partial Conversion" then Column BA (AMOUNT) only will be converted based on selected currency (Column L) and Column BB (TAXES) value (INR) will be added to the converted values.
Note on K214: gepadmin: 1. If you choose "Full Conversion" then Column BA (AMOUNT) and Column BB (TAXES) BOTH values will be convert based on selected Currency in (Column L). 2. If you choose "Partial Conversion" then Column BA (AMOUNT) only will be converted based on selected currency (Column L) and Column BB (TAXES) value (INR) will be added to the converted values.
Note on K217: gepadmin: 1. If you choose "Full Conversion" then Column BA (AMOUNT) and Column BB (TAXES) BOTH values will be convert based on selected Currency in (Column L). 2. If you choose "Partial Conversion" then Column BA (AMOUNT) only will be converted based on selected currency (Column L) and Column BB (TAXES) value (INR) will be added to the converted values.
Note on K219: gepadmin: 1. If you choose "Full Conversion" then Column BA (AMOUNT) and Column BB (TAXES) BOTH values will be convert based on selected Currency in (Column L). 2. If you choose "Partial Conversion" then Column BA (AMOUNT) only will be converted based on selected currency (Column L) and Column BB (TAXES) value (INR) will be added to the converted values.
Note on K222: gepadmin: 1. If you choose "Full Conversion" then Column BA (AMOUNT) and Column BB (TAXES) BOTH values will be convert based on selected Currency in (Column L). 2. If you choose "Partial Conversion" then Column BA (AMOUNT) only will be converted based on selected currency (Column L) and Column BB (TAXES) value (INR) will be added to the converted values.
Note on K225: gepadmin: 1. If you choose "Full Conversion" then Column BA (AMOUNT) and Column BB (TAXES) BOTH values will be convert based on selected Currency in (Column L). 2. If you choose "Partial Conversion" then Column BA (AMOUNT) only will be converted based on selected currency (Column L) and Column BB (TAXES) value (INR) will be added to the converted values.
Note on K228: gepadmin: 1. If you choose "Full Conversion" then Column BA (AMOUNT) and Column BB (TAXES) BOTH values will be convert based on selected Currency in (Column L). 2. If you choose "Partial Conversion" then Column BA (AMOUNT) only will be converted based on selected currency (Column L) and Column BB (TAXES) value (INR) will be added to the converted values.
Note on K230: gepadmin: 1. If you choose "Full Conversion" then Column BA (AMOUNT) and Column BB (TAXES) BOTH values will be convert based on selected Currency in (Column L). 2. If you choose "Partial Conversion" then Column BA (AMOUNT) only will be converted based on selected currency (Column L) and Column BB (TAXES) value (INR) will be added to the converted values.
Note on K233: gepadmin: 1. If you choose "Full Conversion" then Column BA (AMOUNT) and Column BB (TAXES) BOTH values will be convert based on selected Currency in (Column L). 2. If you choose "Partial Conversion" then Column BA (AMOUNT) only will be converted based on selected currency (Column L) and Column BB (TAXES) value (INR) will be added to the converted values.
Note on K236: gepadmin: 1. If you choose "Full Conversion" then Column BA (AMOUNT) and Column BB (TAXES) BOTH values will be convert based on selected Currency in (Column L). 2. If you choose "Partial Conversion" then Column BA (AMOUNT) only will be converted based on selected currency (Column L) and Column BB (TAXES) value (INR) will be added to the converted values.
Note on K238: gepadmin: 1. If you choose "Full Conversion" then Column BA (AMOUNT) and Column BB (TAXES) BOTH values will be convert based on selected Currency in (Column L). 2. If you choose "Partial Conversion" then Column BA (AMOUNT) only will be converted based on selected currency (Column L) and Column BB (TAXES) value (INR) will be added to the converted values.
Note on K239: gepadmin: 1. If you choose "Full Conversion" then Column BA (AMOUNT) and Column BB (TAXES) BOTH values will be convert based on selected Currency in (Column L). 2. If you choose "Partial Conversion" then Column BA (AMOUNT) only will be converted based on selected currency (Column L) and Column BB (TAXES) value (INR) will be added to the converted values.
Note on K240: gepadmin: 1. If you choose "Full Conversion" then Column BA (AMOUNT) and Column BB (TAXES) BOTH values will be convert based on selected Currency in (Column L). 2. If you choose "Partial Conversion" then Column BA (AMOUNT) only will be converted based on selected currency (Column L) and Column BB (TAXES) value (INR) will be added to the converted values.
Note on K241: gepadmin: 1. If you choose "Full Conversion" then Column BA (AMOUNT) and Column BB (TAXES) BOTH values will be convert based on selected Currency in (Column L). 2. If you choose "Partial Conversion" then Column BA (AMOUNT) only will be converted based on selected currency (Column L) and Column BB (TAXES) value (INR) will be added to the converted values.
Note on K242: gepadmin: 1. If you choose "Full Conversion" then Column BA (AMOUNT) and Column BB (TAXES) BOTH values will be convert based on selected Currency in (Column L). 2. If you choose "Partial Conversion" then Column BA (AMOUNT) only will be converted based on selected currency (Column L) and Column BB (TAXES) value (INR) will be added to the converted values.
Note on K243: gepadmin: 1. If you choose "Full Conversion" then Column BA (AMOUNT) and Column BB (TAXES) BOTH values will be convert based on selected Currency in (Column L). 2. If you choose "Partial Conversion" then Column BA (AMOUNT) only will be converted based on selected currency (Column L) and Column BB (TAXES) value (INR) will be added to the converted values.
Note on K244: gepadmin: 1. If you choose "Full Conversion" then Column BA (AMOUNT) and Column BB (TAXES) BOTH values will be convert based on selected Currency in (Column L). 2. If you choose "Partial Conversion" then Column BA (AMOUNT) only will be converted based on selected currency (Column L) and Column BB (TAXES) value (INR) will be added to the converted values.
Note on K245: gepadmin: 1. If you choose "Full Conversion" then Column BA (AMOUNT) and Column BB (TAXES) BOTH values will be convert based on selected Currency in (Column L). 2. If you choose "Partial Conversion" then Column BA (AMOUNT) only will be converted based on selected currency (Column L) and Column BB (TAXES) value (INR) will be added to the converted values.
Note on K246: gepadmin: 1. If you choose "Full Conversion" then Column BA (AMOUNT) and Column BB (TAXES) BOTH values will be convert based on selected Currency in (Column L). 2. If you choose "Partial Conversion" then Column BA (AMOUNT) only will be converted based on selected currency (Column L) and Column BB (TAXES) value (INR) will be added to the converted values.
Validate
Print
Help

## Macros
Please Enable Macros to View BoQ information