## BoQ1 (hidden)
Percentage BoQ
BoQ_Ver3.1 | Percentage | Normal | INR Only | INR
Select, At Par, Excess (+), Less (-) |  | IOCL
Tender Inviting Authority: Executive Engineer, IWD, IIT, Kanpur
Name of Work: Change of room no 3 for physically challenged room with Toilet / bath room and renovation of room no.2 with C.B. and Treatment of antitermite at Health Center
Contract No: 62/Civil/D1/2024-25
Name of the Bidder/ Bidding Firm / Company :
PRICE SCHEDULE (This BOQ template must not be modified/replaced by the bidder and the same should be uploaded after filling the relevant columns, else the bidder is liable to be rejected for this tender. Bidders are allowed to enter the Bidder Name and Values only )
NUMBER # | TEXT # | TEXT # | NUMBER # | TEXT # | NUMBER | NUMBER | TEXT | TEXT # | NUMBER # | TEXT# | TEXT # | NUMBER # | NUMBER | NUMBER | NUMBER | NUMBER | TEXT | TEXT | NUMBER | NUMBER | NUMBER | NUMBER | TEXT | TEXT | NUMBER | NUMBER | NUMBER | NUMBER | TEXT | TEXT | NUMBER | NUMBER | NUMBER | NUMBER | TEXT | TEXT | NUMBER | NUMBER | NUMBER | NUMBER | TEXT | TEXT | NUMBER | NUMBER | NUMBER # | NUMBER # | TEXT | TEXT | NUMBER # | NUMBER # | DATE | NUMBER # | NUMBER # | TEXT #
Sl. No. | Item Description | Item Code / Make | Quantity | Units | Estimated Rate in Rs. P |  |  | Addition / Deduction | Addition / Deduction Values | Currency Convertion against each Item | Quoted Currency in INR / Other Currency | BASIC RATE In Figures To be entered by the Bidder Rs. P | Excise Duty | VAT | Freight Charges ( Unloading & Stacking) | Any Other Taxes/Duties/Levies |  |  | Other Taxes 2 | IIIrd Party i.e DGS&D / RITES etc Inspection Charges @0.34%+Service Tax | Less for Cenvat Credit,if any respect of Supplies Under full Excise Duty Category | [30 empty] | TOTAL AMOUNT Without Taxes in Rs. P | TOTAL AMOUNT With Taxes | TOTAL AMOUNT In Words
1 | 2 | 3 | 4 | 5 | 6 | 7 | 8 | 9 | 10 | 11 | 12 | 13 | 14 | 15 | 16 | 17 | 18 | 19 | 20 | 21 | 22 | 23 | 24 | 25 | 26 | 27 | 28 | 29 | 30 | 31 | 32 | 33 | 34 | 35 | 36 | 37 | 38 | 39 | 40 | 41 | 42 | 43 | 44 | 45 | 46 | 47 | 48 | 49 | 50 | 51 | 52 | 7 | 54 | 8
1 | EARTH WORK | [53 empty] | 1 | EARTH WORK
1.01 | Earth work in excavation by mechanical means (Hydraulic excavator) / manual means in foundation trenches or drains (not exceeding 1.5 m in width or 10 sqm on plan), including dressing of sides and ramming of bottoms, for all lift, including getting out the excavated soil and disposal of surplus excavated soil as directed, within a lead of 50 m. | [53 empty] | 1.01 | Earth work in excavation by mechanical means (Hydraulic excavator) / manual means in foundation trenches or drains (not exceeding 1.5 m in width or 10 sqm on plan), including dressing of sides and ramming of bottoms, for all lift, including getting out the excavated soil and disposal of surplus excavated soil as directed, within a lead of 50 m.
1.02 | All kinds of soil. |  | 3.5 | cum | 214.65 |  |  | Excess(+) | 1 | Full Conversion | INR | [40 empty] | #VALUE! | #VALUE! | #VALUE! | 1.02 | All kinds of soil. | 3.5 | cum
1.03 | Excavating trenches by mechinical / manual means of required width for pipes, cables, etc including excavation for sockets, and dressing of sides, ramming of bottoms, for all depth, including getting out the excavated soil, and then returning the soil as required, in layers not exceeding 20 cm in depth, including consolidating each deposited layer by ramming, watering, etc. and disposing of surplus excavated soil as directed, within a lead of 50 m: | [53 empty] | 1.03 | Excavating trenches by mechinical / manual means of required width for pipes, cables, etc including excavation for sockets, and dressing of sides, ramming of bottoms, for all depth, including getting out the excavated soil, and then returning the soil as required, in layers not exceeding 20 cm in depth, including consolidating each deposited layer by ramming, watering, etc. and disposing of surplus excavated soil as directed, within a lead of 50 m:
1.04 | All kinds of soil | [53 empty] | 1.04 | All kinds of soil
1.05 | Pipes, cables etc. exceeding 80 mm dia. but not exceeding 300 mm dia |  | 6 | metre | 290.39 |  |  | Excess(+) | 1 | Full Conversion | INR | [40 empty] | #VALUE! | #VALUE! | #VALUE! | 1.05 | Pipes, cables etc. exceeding 80 mm dia. but not exceeding 300 mm dia | 6 | metre
1.06 | Surface dressing of the ground including removing vegetation and in- equalities not exceeding 15 cm deep and disposal of rubbish, lead up to 50 m and lift up to 1.5 m. | [53 empty] | 1.06 | Surface dressing of the ground including removing vegetation and in- equalities not exceeding 15 cm deep and disposal of rubbish, lead up to 50 m and lift up to 1.5 m.
1.07 | All kinds of soil |  | 22 | sqm | 28.16 |  |  | Excess(+) | 1 | Full Conversion | INR | [40 empty] | #VALUE! | #VALUE! | #VALUE! | 1.07 | All kinds of soil | 22 | sqm
2 | CEMENT CONCRETE (CAST IN SITU) | [53 empty] | 2 | CEMENT CONCRETE (CAST IN SITU)
2.01 | Providing and laying in position cement concrete of specified grade excluding the cost of centering and shuttering - All work up to plinth level : | [53 empty] | 2.01 | Providing and laying in position cement concrete of specified grade excluding the cost of centering and shuttering - All work up to plinth level :
2.02 | 1:2:4 (1 cement : 2 coarse sand (zone-Ill) derived from natural sources : 4 graded stone aggregate 20 mm nominal size derived from natural sources) |  | 2 | cum | 6496.66 |  |  | Excess(+) | 1 | Full Conversion | INR | [40 empty] | #VALUE! | #VALUE! | #VALUE! | 2.02 | 1:2:4 (1 cement : 2 coarse sand (zone-Ill) derived from natural sources : 4 graded stone aggregate 20 mm nominal size derived from natural sources) | 2 | cum
2.03 | Making plinth protection 50 mm thick of cement concrete 1:3:6 (1 cement : 3 coarse sand (zone-Ill) derived from natural sources : 6 graded stone aggregate 20 mm nominal size derived from natural sources) over 75 mm thick bed of dry brick ballast 40 mm nominal size, well rammed and consolidated and grouted with fine sand, including necessary excavation, levelling & dressing & finishing the top smooth. |  | 6.5 | sqm | 617.88 |  |  | Excess(+) | 1 | Full Conversion | INR | [40 empty] | #VALUE! | #VALUE! | #VALUE! | 2.03 | Making plinth protection 50 mm thick of cement concrete 1:3:6 (1 cement : 3 coarse sand (zone-Ill) derived from natural sources : 6 graded stone aggregate 20 mm nominal size derived from natural sources) over 75 mm thick bed of dry brick ballast 40 mm nominal size, well rammed and consolidated and grouted with fine sand, including necessary excavation, levelling & dressing & finishing the top smooth. | 6.5 | sqm
3 | REINFORCED CEMENT CONCRETE | [53 empty] | 3 | REINFORCED CEMENT CONCRETE
3.01 | Reinforced cement concrete work in beams, suspended floors, roofs having slope up to 15 degree landings, balconies, shelves, chajjas, lintels, bands, plain window sills, staircases and spiral stair cases above plinth level up to floor five level, excluding the cost of centering, shuttering, finishing and reinforcement with 1:1.5:3 (1 cement : 1.5 coarse sand (zone-III) derived from natural sources : 3 graded stone aggregate 20 mm nominal size derived from natural sources). |  | 0.1 | cum | 9487.51 |  |  | Excess(+) | 1 | Full Conversion | INR | [40 empty] | #VALUE! | #VALUE! | #VALUE! | 3.01 | Reinforced cement concrete work in beams, suspended floors, roofs having slope up to 15 degree landings, balconies, shelves, chajjas, lintels, bands, plain window sills, staircases and spiral stair cases above plinth level up to floor five level, excluding the cost of centering, shuttering, finishing and reinforcement with 1:1.5:3 (1 cement : 1.5 coarse sand (zone-III) derived from natural sources : 3 graded stone aggregate 20 mm nominal size derived from natural sources). | 0.1 | cum
3.02 | Centering and shuttering including strutting, propping etc. and removal of form for | [53 empty] | 3.02 | Centering and shuttering including strutting, propping etc. and removal of form for
3.03 | Shelves (Cast in situ) |  | 2 | sqm | 764.62 |  |  | Excess(+) | 1 | Full Conversion | INR | [40 empty] | #VALUE! | #VALUE! | #VALUE! | 3.03 | Shelves (Cast in situ) | 2 | sqm
3.04 | Lintels, beams, plinth beams, girders, bressumers and cantilevers |  | 1.6 | sqm | 607.24 |  |  | Excess(+) | 1 | Full Conversion | INR | [40 empty] | #VALUE! | #VALUE! | #VALUE! | 3.04 | Lintels, beams, plinth beams, girders, bressumers and cantilevers | 1.6 | sqm
3.05 | Steel reinforcement for R.C.C. work including straightening, cutting, bending, placing in position and binding all complete above plinth level. | [53 empty] | 3.05 | Steel reinforcement for R.C.C. work including straightening, cutting, bending, placing in position and binding all complete above plinth level.
3.06 | Thermo-Mechanically Treated bars of grade Fe-500D or more. |  | 12 | kg | 88.93 |  |  | Excess(+) | 1 | Full Conversion | INR | [40 empty] | #VALUE! | #VALUE! | #VALUE! | 3.06 | Thermo-Mechanically Treated bars of grade Fe-500D or more. | 12 | kg
4 | MASONRY WORK | [53 empty] | 4 | MASONRY WORK
4.01 | Brick work with common burnt clay F.P.S. (non modular) bricks of class designation 7.5 in foundation and plinth in: | [53 empty] | 4.01 | Brick work with common burnt clay F.P.S. (non modular) bricks of class designation 7.5 in foundation and plinth in:
4.02 | Cement mortar 1:6(1 cement :6 coarse sand) |  | 0.3 | cum | 5881.3 |  |  | Excess(+) | 1 | Full Conversion | INR | [40 empty] | #VALUE! | #VALUE! | #VALUE! | 4.02 | Cement mortar 1:6(1 cement :6 coarse sand) | 0.3 | cum
4.03 | Brick work with common burnt clay F.P.S. (non modular) bricks of class designation 7.5 in superstructure above plinth level up to floor V level in all shapes and sizes in : | [53 empty] | 4.03 | Brick work with common burnt clay F.P.S. (non modular) bricks of class designation 7.5 in superstructure above plinth level up to floor V level in all shapes and sizes in :
4.04 | Cement mortar 1:6(1 cement : 6 coarse sand) |  | 0.4 | cum | 7508.82 |  |  | Excess(+) | 1 | Full Conversion | INR | [40 empty] | #VALUE! | #VALUE! | #VALUE! | 4.04 | Cement mortar 1:6(1 cement : 6 coarse sand) | 0.4 | cum
4.05 | Brick work 7 cm thick with common burnt clay F.P.S. (non modular) brick of class designation 7.5 in cement mortar 1:3 (1 cement: 3 coarse sand) in superstructure above plinth level and upto floor five level. |  | 1.1 | sqm | 713.82 |  |  | Excess(+) | 1 | Full Conversion | INR | [40 empty] | #VALUE! | #VALUE! | #VALUE! | 4.05 | Brick work 7 cm thick with common burnt clay F.P.S. (non modular) brick of class designation 7.5 in cement mortar 1:3 (1 cement: 3 coarse sand) in superstructure above plinth level and upto floor five level. | 1.1 | sqm
4.06 | Half brick masonry with common burnt clay F.P.S. (non modular) bricks of class designation 7.5 in superstructure above plinth level up to floor V level. | [53 empty] | 4.06 | Half brick masonry with common burnt clay F.P.S. (non modular) bricks of class designation 7.5 in superstructure above plinth level up to floor V level.
4.07 | Cement mortar 1:4(1 cement :4 coarse sand) |  | 5 | sqm | 926.69 |  |  | Excess(+) | 1 | Full Conversion | INR | [40 empty] | #VALUE! | #VALUE! | #VALUE! | 4.07 | Cement mortar 1:4(1 cement :4 coarse sand) | 5 | sqm
4.08 | Brick edging 7cm wide 11.4 cm deep to plinth protection with common burnt clay F.P.S. (non modular) bricks of class designation 7.5 including grouting with cement mortar 1:4 (1 cement : 4 fine sand). |  | 11 | metre | 50.18 |  |  | Excess(+) | 1 | Full Conversion | INR | [40 empty] | #VALUE! | #VALUE! | #VALUE! | 4.08 | Brick edging 7cm wide 11.4 cm deep to plinth protection with common burnt clay F.P.S. (non modular) bricks of class designation 7.5 including grouting with cement mortar 1:4 (1 cement : 4 fine sand). | 11 | metre
5 | CLADDING WORK | [53 empty] | 5 | CLADDING WORK
5.01 | Providing and fixing 18 mm thick gang saw cut, mirror polished, premoulded and prepolished, machine cut for kitchen platforms, vanity counters, window sills, facias and similar locations of required size, approved shade, colour and texture laid over 20 mm thick base cement mortar 1:4 (1 cement : 4 coarse sand), joints treated with white cement, mixed with matching pigment, epoxy touch ups, including rubbing, curing, moulding and polishing of edges to give high gloss finish etc. complete at all levels. | [53 empty] | 5.01 | Providing and fixing 18 mm thick gang saw cut, mirror polished, premoulded and prepolished, machine cut for kitchen platforms, vanity counters, window sills, facias and similar locations of required size, approved shade, colour and texture laid over 20 mm thick base cement mortar 1:4 (1 cement : 4 coarse sand), joints treated with white cement, mixed with matching pigment, epoxy touch ups, including rubbing, curing, moulding and polishing of edges to give high gloss finish etc. complete at all levels.
5.02 | Granite stone slab of colour black, Cherry/Ruby red | [53 empty] | 5.02 | Granite stone slab of colour black, Cherry/Ruby red
5.03 | Area of slab over 0.50 sqm |  | 13 | sqm | 4235.43 |  |  | Excess(+) | 1 | Full Conversion | INR | [40 empty] | #VALUE! | #VALUE! | #VALUE! | 5.03 | Area of slab over 0.50 sqm | 13 | sqm
5.04 | Providing edge moulding to 18 mm thick marble stone counters, Vanities etc., including machine polishing to edge to give high gloss finish etc. complete as per design approved by Engineer-in-Charge. | [53 empty] | 5.04 | Providing edge moulding to 18 mm thick marble stone counters, Vanities etc., including machine polishing to edge to give high gloss finish etc. complete as per design approved by Engineer-in-Charge.
5.05 | Granite work |  | 15 | metre | 421.33 |  |  | Excess(+) | 1 | Full Conversion | INR | [40 empty] | #VALUE! | #VALUE! | #VALUE! | 5.05 | Granite work | 15 | metre
5.06 | Extra for fixing marble /granite stone, over and above corresponding basic item, in facia and drops of width upto 150 mm with epoxy resin based adhesive, including cleaning etc. complete. |  | 3.5 | metre | 468.83 |  |  | Excess(+) | 1 | Full Conversion | INR | [40 empty] | #VALUE! | #VALUE! | #VALUE! | 5.06 | Extra for fixing marble /granite stone, over and above corresponding basic item, in facia and drops of width upto 150 mm with epoxy resin based adhesive, including cleaning etc. complete. | 3.5 | metre
5.07 | Extra for providing opening of required size & shape for wash basin/ kitchen sink in kitchen platform, vanity counter and similar location in marble/ Granite/ stone work, including necessary holes for pillar taps etc. including moulding, rubbing and polishing of cut edges etc. complete. |  | 1 | each | 807.04 |  |  | Excess(+) | 1 | Full Conversion | INR | [40 empty] | #VALUE! | #VALUE! | #VALUE! | 5.07 | Extra for providing opening of required size & shape for wash basin/ kitchen sink in kitchen platform, vanity counter and similar location in marble/ Granite/ stone work, including necessary holes for pillar taps etc. including moulding, rubbing and polishing of cut edges etc. complete. | 1 | each
5.08 | Providing and fixing 1st quality ceramic glazed wall tiles conforming to IS: 15622 (thickness to be specified by the manufacturer), of approved make, in all colours, shades except burgundy, bottle green, black of any size as approved by Engineer-in-Charge, in skirting, risers of steps and dados, over 12 mm thick bed of cement mortar 1:3(1 cement : 3 coarse sand) and jointing with grey cement slurry @ 3.3kg per sqm, including pointing in white cement mixed with pigment of matching shade complete. |  | 100 | sqm | 1045.56 |  |  | Excess(+) | 1 | Full Conversion | INR | [40 empty] | #VALUE! | #VALUE! | #VALUE! | 5.08 | Providing and fixing 1st quality ceramic glazed wall tiles conforming to IS: 15622 (thickness to be specified by the manufacturer), of approved make, in all colours, shades except burgundy, bottle green, black of any size as approved by Engineer-in-Charge, in skirting, risers of steps and dados, over 12 mm thick bed of cement mortar 1:3(1 cement : 3 coarse sand) and jointing with grey cement slurry @ 3.3kg per sqm, including pointing in white cement mixed with pigment of matching shade complete. | 100 | sqm
6 | WOOD AND P. V. C. WORK | [53 empty] | 6 | WOOD AND P. V. C. WORK
6.01 | Providing wood work in frames of doors, windows, clerestory windows and other frames, wrought framed and fixed in position with hold fast lugs or with dash fasteners of required dia & length (hold fast lugs or dash fastener shall be paid for separately). | [53 empty] | 6.01 | Providing wood work in frames of doors, windows, clerestory windows and other frames, wrought framed and fixed in position with hold fast lugs or with dash fasteners of required dia & length (hold fast lugs or dash fastener shall be paid for separately).
6.02 | Second class teak wood |  | 0.07 | cum | 117877.22 |  |  | Excess(+) | 1 | Full Conversion | INR | [40 empty] | #VALUE! | #VALUE! | #VALUE! | 6.02 | Second class teak wood | 0.07 | cum
6.03 | Providing and fixing panelling or panelling and glazing in panelled or panelled and glazed shutters for doors, windows and clerestory windows (Area of opening for panel inserts excluding portion inside grooves or rebates to be measured). Panelling for panelled or panelled and glazed shutters 25 mm to 40 mm thick. | [53 empty] | 6.03 | Providing and fixing panelling or panelling and glazing in panelled or panelled and glazed shutters for doors, windows and clerestory windows (Area of opening for panel inserts excluding portion inside grooves or rebates to be measured). Panelling for panelled or panelled and glazed shutters 25 mm to 40 mm thick.
6.04 | Float glass panes | [53 empty] | 6.04 | Float glass panes
6.05 | 5.0 mm thick glass panes (weight not less than 12.50 kg/sqm). |  | 4.5 | sqm | 2144.35 |  |  | Excess(+) | 1 | Full Conversion | INR | [40 empty] | #VALUE! | #VALUE! | #VALUE! | 6.05 | 5.0 mm thick glass panes (weight not less than 12.50 kg/sqm). | 4.5 | sqm
6.06 | Fly proof stainless steel grade 304 wire gauge with 0.5 mm dia. wire and 1.4 mm wide aperture with matching wood beading |  | 8 | sqm | 1484.66 |  |  | Excess(+) | 1 | Full Conversion | INR | [40 empty] | #VALUE! | #VALUE! | #VALUE! | 6.06 | Fly proof stainless steel grade 304 wire gauge with 0.5 mm dia. wire and 1.4 mm wide aperture with matching wood beading | 8 | sqm
6.07 | Providing and fixing ISI marked flush door shutters conforming to IS : 2202 (Part I) non-decorative type, core of block board construction with frame of 1st class hard wood and well matched commercial 3 ply veneering with vertical grains or cross bands and face veneers on both faces of shutters: | [53 empty] | 6.07 | Providing and fixing ISI marked flush door shutters conforming to IS : 2202 (Part I) non-decorative type, core of block board construction with frame of 1st class hard wood and well matched commercial 3 ply veneering with vertical grains or cross bands and face veneers on both faces of shutters:
6.08 | 35 mm thick including ISI marked Stainless Steel butt hinges with necessary screws |  | 3.5 | sqm | 1972.99 |  |  | Excess(+) | 1 | Full Conversion | INR | [40 empty] | #VALUE! | #VALUE! | #VALUE! | 6.08 | 35 mm thick including ISI marked Stainless Steel butt hinges with necessary screws | 3.5 | sqm
6.09 | Extra for providing lipping with 2nd class teak wood battens 25 mm minimum depth on all edges of flush door shutters (over all area of door shutter to be measured). |  | 3.5 | sqm | 381.26 |  |  | Excess(+) | 1 | Full Conversion | INR | [40 empty] | #VALUE! | #VALUE! | #VALUE! | 6.09 | Extra for providing lipping with 2nd class teak wood battens 25 mm minimum depth on all edges of flush door shutters (over all area of door shutter to be measured). | 3.5 | sqm
6.1 | Providing and fixing aluminium sliding door bolts, ISI marked anodised (anodic coating not less than grade AC 10 as per IS: 1868), transparent or dyed to required colour or shade, with nuts and screws etc. complete : | [53 empty] | 6.1 | Providing and fixing aluminium sliding door bolts, ISI marked anodised (anodic coating not less than grade AC 10 as per IS: 1868), transparent or dyed to required colour or shade, with nuts and screws etc. complete :
6.11 | 300x16 mm |  | 2 | each | 250.06 |  |  | Excess(+) | 1 | Full Conversion | INR | [40 empty] | #VALUE! | #VALUE! | #VALUE! | 6.11 | 300x16 mm | 2 | each
6.12 | Providing and fixing aluminium tower bolts, ISI marked, anodised (anodic coating not less than grade AC 10 as per IS : 1868 ) transparent or dyed to required colour or shade, with necessary screws etc. complete : | [53 empty] | 6.12 | Providing and fixing aluminium tower bolts, ISI marked, anodised (anodic coating not less than grade AC 10 as per IS : 1868 ) transparent or dyed to required colour or shade, with necessary screws etc. complete :
6.13 | 300x10 mm |  | 2 | each | 107.28 |  |  | Excess(+) | 1 | Full Conversion | INR | [40 empty] | #VALUE! | #VALUE! | #VALUE! | 6.13 | 300x10 mm | 2 | each
6.14 | 250x10 mm |  | 2 | each | 94.95 |  |  | Excess(+) | 1 | Full Conversion | INR | [40 empty] | #VALUE! | #VALUE! | #VALUE! | 6.14 | 250x10 mm | 2 | each
6.15 | Providing and fixing aluminium handles, ISI marked, anodised (anodic coating not less than grade AC 10 as per IS : 1868) transparent or dyed to required colour or shade, with necessary screws etc. complete : | [53 empty] | 6.15 | Providing and fixing aluminium handles, ISI marked, anodised (anodic coating not less than grade AC 10 as per IS : 1868) transparent or dyed to required colour or shade, with necessary screws etc. complete :
6.16 | 125 mm |  | 4 | each | 54.63 |  |  | Excess(+) | 1 | Full Conversion | INR | [40 empty] | #VALUE! | #VALUE! | #VALUE! | 6.16 | 125 mm | 4 | each
6.17 | Providing and fixing aluminium hanging floor door stopper, ISI marked, anodised (anodic coating not less than grade AC 10 as per IS : 1868) transparent or dyed to required colour and shade, with necessary screws etc. complete. | [53 empty] | 6.17 | Providing and fixing aluminium hanging floor door stopper, ISI marked, anodised (anodic coating not less than grade AC 10 as per IS : 1868) transparent or dyed to required colour and shade, with necessary screws etc. complete.
6.18 | Twin rubber stopper |  | 2 | each | 59.66 |  |  | Excess(+) | 1 | Full Conversion | INR | [40 empty] | #VALUE! | #VALUE! | #VALUE! | 6.18 | Twin rubber stopper | 2 | each
6.19 | Providing and fixing 2nd class teak wood lipping/ moulded beading or taj beading of size 18X5 mm fixed with wooden adhesive of approved quality and screws/nails on the edges of the Pre-laminated particle board as per direction of Engineer-in-charge. |  | 12 | metre | 84.23 |  |  | Excess(+) | 1 | Full Conversion | INR | [40 empty] | #VALUE! | #VALUE! | #VALUE! | 6.19 | Providing and fixing 2nd class teak wood lipping/ moulded beading or taj beading of size 18X5 mm fixed with wooden adhesive of approved quality and screws/nails on the edges of the Pre-laminated particle board as per direction of Engineer-in-charge. | 12 | metre
6.2 | Providing and fixing magnetic catcher of approved quality in cupboard/ ward robe shutters, including fixing with necessary screws etc. complete. | [53 empty] | 6.2 | Providing and fixing magnetic catcher of approved quality in cupboard/ ward robe shutters, including fixing with necessary screws etc. complete.
6.21 | Double strip (horizontal type) |  | 8 | each | 32.74 |  |  | Excess(+) | 1 | Full Conversion | INR | [40 empty] | #VALUE! | #VALUE! | #VALUE! | 6.21 | Double strip (horizontal type) | 8 | each
6.22 | Providing and fixing factory made uPVC door frame made of uPVC extruded sections having an overall dimension as below (tolerance ±1mm), with wall thickness 2.0 mm (± 0.2 mm), corners of the door frame to be Jointed with galvanized brackets and stainless steel screws, joints mitred and Plastic welded. The hinge side vertical of the frames reinforced by galvanized M.S. tube of size 19 X 19 mm and 1 mm (± 0.1 mm) wall thickness and 3 nos. stainless steel hinges fixed to the frame complete as per manufacturer's specification and direction of Engineer- in-charge | [53 empty] | 6.22 | Providing and fixing factory made uPVC door frame made of uPVC extruded sections having an overall dimension as below (tolerance ±1mm), with wall thickness 2.0 mm (± 0.2 mm), corners of the door frame to be Jointed with galvanized brackets and stainless steel screws, joints mitred and Plastic welded. The hinge side vertical of the frames reinforced by galvanized M.S. tube of size 19 X 19 mm and 1 mm (± 0.1 mm) wall thickness and 3 nos. stainless steel hinges fixed to the frame complete as per manufacturer's specification and direction of Engineer- in-charge
6.23 | Extruded section profile size 42x50 mm |  | 9 | metre | 273.23 |  |  | Excess(+) | 1 | Full Conversion | INR | [40 empty] | #VALUE! | #VALUE! | #VALUE! | 6.23 | Extruded section profile size 42x50 mm | 9 | metre
6.24 | Providing and fixing to existing door frames. | [53 empty] | 6.24 | Providing and fixing to existing door frames.
6.25 | 30 mm thick factory made Polyvinyl Chloride (PVC) door shutter made of styles and rails of a uPVC hollow section of size 60x30 mm and wall thickness 2 mm (± 0.2 mm), with inbuilt decorative moulding edging on one side. The styles and rails mitred and joint at the corners by means of M.S. galvanised/ plastic brackets of size 75x220 mm having wall thickness 1.0 mm and stainless steel screws. The styles of the shutter reinforced by inserting galvanised M.S. tube of size 25x20 mm and 1 mm (± 0.1 mm) wall thickness. The lock rail made up of 'H' section, a uPVC hollow section of size 100x30 mm and 2 mm (± 0.2 mm) wall thickness fixed to the shutter styles by means of plastic/ galvanised M.S. `U' cleats. The shutter frame filled with a uPVC multi- chambered single panel of size not less than 620 mm, having over all thickness of 20 mm and 1 mm (± 0.1 mm) wall thickness . The panels filled vertically and tie bar at two places by inserting horizontally 6 mm galvanised M.S. rod and fastened with nuts and washers, complete as per manufacturer's specification and direction of Engineer-in- charge. |  | 3.5 | sqm | 2683.1 |  |  | Excess(+) | 1 | Full Conversion | INR | [40 empty] | #VALUE! | #VALUE! | #VALUE! | 6.25 | 30 mm thick factory made Polyvinyl Chloride (PVC) door shutter made of styles and rails of a uPVC hollow section of size 60x30 mm and wall thickness 2 mm (± 0.2 mm), with inbuilt decorative moulding edging on one side. The styles and rails mitred and joint at the corners by means of M.S. galvanised/ plastic brackets of size 75x220 mm having wall thickness 1.0 mm and stainless steel screws. The styles of the shutter reinforced by inserting galvanised M.S. tube of size 25x20 mm and 1 mm (± 0.1 mm) wall thickness. The lock rail made up of 'H' section, a uPVC hollow section of size 100x30 mm and 2 mm (± 0.2 mm) wall thickness fixed to the shutter styles by means of plastic/ galvanised M.S. `U' cleats. The shutter frame filled with a uPVC multi- chambered single panel of size not less than 620 mm, having over all thickness of 20 mm and 1 mm (± 0.1 mm) wall thickness . The panels filled vertically and tie bar at two places by inserting horizontally 6 mm galvanised M.S. rod and fastened with nuts and washers, complete as per manufacturer's specification and direction of Engineer-in- charge. | 3.5 | sqm
6.26 | Providing and fixing, in position concealed G.I. section for wall paneling using board of required thickness fixed on the 'W' profile (0.55 mm thick) having a knurled web of 51.55 mm and two flanges of 26 mm each with lips of 10.55 mm, placed @ 610 mm C/C in perimeter channel having one flange of 20 mm and another flange of 30 mm with thickness of 0.55 mm and web of length 27 mm. Perimeter channel is fixed on the floor and the ceiling with the nylon sleeves @ 610 mm C/C with fully threaded self-tapping dry wall screws. Board is fixed to the 'W' profile with 25 mm countersunk ribbed head screws @ 200 mm C/C., all complete as per the drawing & directions of engineer-in-charge, the joints of the boards are finished with specially formulated jointing compound and 48 mm wide jointing tape to provide seamless finish. | [53 empty] | 6.26 | Providing and fixing, in position concealed G.I. section for wall paneling using board of required thickness fixed on the 'W' profile (0.55 mm thick) having a knurled web of 51.55 mm and two flanges of 26 mm each with lips of 10.55 mm, placed @ 610 mm C/C in perimeter channel having one flange of 20 mm and another flange of 30 mm with thickness of 0.55 mm and web of length 27 mm. Perimeter channel is fixed on the floor and the ceiling with the nylon sleeves @ 610 mm C/C with fully threaded self-tapping dry wall screws. Board is fixed to the 'W' profile with 25 mm countersunk ribbed head screws @ 200 mm C/C., all complete as per the drawing & directions of engineer-in-charge, the joints of the boards are finished with specially formulated jointing compound and 48 mm wide jointing tape to provide seamless finish.
6.27 | Multipurpose cement board reinforced with suitable fibre cement screw. | [53 empty] | 6.27 | Multipurpose cement board reinforced with suitable fibre cement screw.
6.28 | 8 mm thick cement fibre board, Type- B, Category- III as per IS: 14862 : 2000 |  | 8 | sqm | 1190.28 |  |  | Excess(+) | 1 | Full Conversion | INR | [40 empty] | #VALUE! | #VALUE! | #VALUE! | 6.28 | 8 mm thick cement fibre board, Type- B, Category- III as per IS: 14862 : 2000 | 8 | sqm
6.29 | Providing and fixing stainless steel fancy handle of approved make fixed with SS screws etc. complete as per direction of Engineer-in-charge. | [53 empty] | 6.29 | Providing and fixing stainless steel fancy handle of approved make fixed with SS screws etc. complete as per direction of Engineer-in-charge.
6.3 | 200 mm |  | 16 | each | 153.91 |  |  | Excess(+) | 1 | Full Conversion | INR | [40 empty] | #VALUE! | #VALUE! | #VALUE! | 6.3 | 200 mm | 16 | each
7 | FLOORING | [53 empty] | 7 | FLOORING
7.01 | Providing and laying Ceramic glazed floor tiles of size 300x300 mm (thickness to be specified by the manufacturer) of 1st quality conforming to IS : 15622 of approved make in colours such as White, Ivory, Grey, Fume Red Brown, laid on 20 mm thick cement mortar 1:4 (1 Cement :4 Coarse sand), Jointing with grey cement slurry @ 3.3 kg/sqm including pointing the joints with white cement and matching pigment etc., complete. |  | 5.5 | sqm | 904.22 |  |  | Excess(+) | 1 | Full Conversion | INR | [40 empty] | #VALUE! | #VALUE! | #VALUE! | 7.01 | Providing and laying Ceramic glazed floor tiles of size 300x300 mm (thickness to be specified by the manufacturer) of 1st quality conforming to IS : 15622 of approved make in colours such as White, Ivory, Grey, Fume Red Brown, laid on 20 mm thick cement mortar 1:4 (1 Cement :4 Coarse sand), Jointing with grey cement slurry @ 3.3 kg/sqm including pointing the joints with white cement and matching pigment etc., complete. | 5.5 | sqm
7.02 | Providing and laying Vitrified tiles in floor in diferent sizes (thickness to be specified by the manufacturer) with water absorption less than 0.08% and conforming to IS:15622, of approved brand & manufacturer, in all colours and shade, laid on 20 mm thick cement mortar 1:4 (1 cement: 4 coarse sand) jointing with grey cement slurry @3.3 kg/sqm including grouting the joints with white cement and matching pigments etc. The tiles must be cut with the zero chipping diamond cutter only . Laying of tiles will be done with the notch trowel, plier, wedge, clips of required thickness, leveling system and rubber mallet for placing the tiles gently and easily. | [53 empty] | 7.02 | Providing and laying Vitrified tiles in floor in diferent sizes (thickness to be specified by the manufacturer) with water absorption less than 0.08% and conforming to IS:15622, of approved brand & manufacturer, in all colours and shade, laid on 20 mm thick cement mortar 1:4 (1 cement: 4 coarse sand) jointing with grey cement slurry @3.3 kg/sqm including grouting the joints with white cement and matching pigments etc. The tiles must be cut with the zero chipping diamond cutter only . Laying of tiles will be done with the notch trowel, plier, wedge, clips of required thickness, leveling system and rubber mallet for placing the tiles gently and easily.
7.03 | Double charge vitrified tile polished finish of size | [53 empty] | 7.03 | Double charge vitrified tile polished finish of size
7.04 | Size of Tile 600 x 600 mm |  | 46 | sqm | 1198.69 |  |  | Excess(+) | 1 | Full Conversion | INR | [40 empty] | #VALUE! | #VALUE! | #VALUE! | 7.04 | Size of Tile 600 x 600 mm | 46 | sqm
7.05 | Providing and laying Vitrified tiles in diferent sizes (thickness to be specified by manufacturer), with water absorption less than 0.08 % and conforming to I.S. 15622, of approved make, in all colours & shade, in skirting, riser of steps, over 12 mm thick bed of cement mortar 1:3 (1 cement: 3 coarse sand), jointing with grey cement slurry @ 3.3 kg/ sqm including grouting the joint with white cement & matching pigments etc. complete. | [53 empty] | 7.05 | Providing and laying Vitrified tiles in diferent sizes (thickness to be specified by manufacturer), with water absorption less than 0.08 % and conforming to I.S. 15622, of approved make, in all colours & shade, in skirting, riser of steps, over 12 mm thick bed of cement mortar 1:3 (1 cement: 3 coarse sand), jointing with grey cement slurry @ 3.3 kg/ sqm including grouting the joint with white cement & matching pigments etc. complete.
7.06 | Size of Tile 600x600 mm |  | 4 | sqm | 1338.38 |  |  | Excess(+) | 1 | Full Conversion | INR | [40 empty] | #VALUE! | #VALUE! | #VALUE! | 7.06 | Size of Tile 600x600 mm | 4 | sqm
7.07 | Grouting the joints of flooring tiles having joints of 3 mm width, using epoxy grout mix of 0.70 kg of organic coated filler of desired shade (0.10 kg of hardener and 0.20 kg of resin per kg), including filling / grouting and finishing complete as per direction of Engineer-in-charge. | [53 empty] | 7.07 | Grouting the joints of flooring tiles having joints of 3 mm width, using epoxy grout mix of 0.70 kg of organic coated filler of desired shade (0.10 kg of hardener and 0.20 kg of resin per kg), including filling / grouting and finishing complete as per direction of Engineer-in-charge.
7.08 | Size of Tile 600x600 mm |  | 50 | sqm | 254.84 |  |  | Excess(+) | 1 | Full Conversion | INR | [40 empty] | #VALUE! | #VALUE! | #VALUE! | 7.08 | Size of Tile 600x600 mm | 50 | sqm
8 | FINISHING | [53 empty] | 8 | FINISHING
8.01 | 12 mm cement plaster of mix: | [53 empty] | 8.01 | 12 mm cement plaster of mix:
8.02 | 1:6 (1 cement: 6 coarse sand) |  | 11 | sqm | 283.38 |  |  | Excess(+) | 1 | Full Conversion | INR | [40 empty] | #VALUE! | #VALUE! | #VALUE! | 8.02 | 1:6 (1 cement: 6 coarse sand) | 11 | sqm
8.03 | 15 mm cement plaster on rough side of single or half brick wall of mix: | [53 empty] | 8.03 | 15 mm cement plaster on rough side of single or half brick wall of mix:
8.04 | 1:6(1 cement: 6 coarse sand) |  | 11 | sqm | 326.01 |  |  | Excess(+) | 1 | Full Conversion | INR | [40 empty] | #VALUE! | #VALUE! | #VALUE! | 8.04 | 1:6(1 cement: 6 coarse sand) | 11 | sqm
8.05 | 6 mm cement plaster of mix: | [53 empty] | 8.05 | 6 mm cement plaster of mix:
8.06 | 1:3(1 cement :3 fine sand) |  | 10 | sqm | 247.75 |  |  | Excess(+) | 1 | Full Conversion | INR | [40 empty] | #VALUE! | #VALUE! | #VALUE! | 8.06 | 1:3(1 cement :3 fine sand) | 10 | sqm
8.07 | Providing and applying white cement based putty of average thickness 1 mm, of approved brand and manufacturer, over the plastered wall surface to prepare the surface even and smooth complete. |  | 160 | sqm | 128.68 |  |  | Excess(+) | 1 | Full Conversion | INR | [40 empty] | #VALUE! | #VALUE! | #VALUE! | 8.07 | Providing and applying white cement based putty of average thickness 1 mm, of approved brand and manufacturer, over the plastered wall surface to prepare the surface even and smooth complete. | 160 | sqm
8.08 | Wall painting with acrylic emulsion paint, having VOC (Volatile Organic Compound ) content less than 50 grams/ litre, of approved brand and manufacture, including applying additional coats wherever required, to achieve even shade and colour. | [53 empty] | 8.08 | Wall painting with acrylic emulsion paint, having VOC (Volatile Organic Compound ) content less than 50 grams/ litre, of approved brand and manufacture, including applying additional coats wherever required, to achieve even shade and colour.
8.09 | Two coats |  | 160 | sqm | 113.34 |  |  | Excess(+) | 1 | Full Conversion | INR | [40 empty] | #VALUE! | #VALUE! | #VALUE! | 8.09 | Two coats | 160 | sqm
8.1 | Removing dry or oil bound distemper, water proofing cement paint and the like by scrapping, sand papering and preparing the surface smooth including necessary repairs to scratches etc. complete. |  | 160 | sqm | 20.74 |  |  | Excess(+) | 1 | Full Conversion | INR | [40 empty] | #VALUE! | #VALUE! | #VALUE! | 8.1 | Removing dry or oil bound distemper, water proofing cement paint and the like by scrapping, sand papering and preparing the surface smooth including necessary repairs to scratches etc. complete. | 160 | sqm
8.11 | Painting with synthetic enamel paint of approved brand and manufacture of required colour to give an even shade: | [53 empty] | 8.11 | Painting with synthetic enamel paint of approved brand and manufacture of required colour to give an even shade:
8.12 | One or more coats on old work |  | 20 | sqm | 84.77 |  |  | Excess(+) | 1 | Full Conversion | INR | [40 empty] | #VALUE! | #VALUE! | #VALUE! | 8.12 | One or more coats on old work | 20 | sqm
8.13 | Finishing walls with Premium Acrylic Smooth exterior paint with Silicone additives of required shade | [53 empty] | 8.13 | Finishing walls with Premium Acrylic Smooth exterior paint with Silicone additives of required shade
8.14 | Old work (one or more coats applied @ 0.83 Itr/10 sqm). |  | 60 | sqm | 73.02 |  |  | Excess(+) | 1 | Full Conversion | INR | [40 empty] | #VALUE! | #VALUE! | #VALUE! | 8.14 | Old work (one or more coats applied @ 0.83 Itr/10 sqm). | 60 | sqm
9 | Dismantling and Demolishing | [53 empty] | 9 | Dismantling and Demolishing
9.01 | Demolishing cement concrete manually/ by mechanical means including disposal of material within 50 metres lead as per direction of Engineer - in - charge. | [53 empty] | 9.01 | Demolishing cement concrete manually/ by mechanical means including disposal of material within 50 metres lead as per direction of Engineer - in - charge.
9.02 | Nominal concrete 1:3:6 or richer mix (including equivalent design mix) |  | 5 | cum | 2007.3 |  |  | Excess(+) | 1 | Full Conversion | INR | [40 empty] | #VALUE! | #VALUE! | #VALUE! | 9.02 | Nominal concrete 1:3:6 or richer mix (including equivalent design mix) | 5 | cum
9.03 | Nominal concrete 1:4:8 or leaner mix (including equivalent design mix) |  | 0.5 | cum | 1239.88 |  |  | Excess(+) | 1 | Full Conversion | INR | [40 empty] | #VALUE! | #VALUE! | #VALUE! | 9.03 | Nominal concrete 1:4:8 or leaner mix (including equivalent design mix) | 0.5 | cum
9.04 | Demolishing R.C.C. work manually/ by mechanical means including stacking of steel bars and disposal of unserviceable material within 50 metres lead as per direction of Engineer - in- charge. |  | 0.8 | cum | 2928.38 |  |  | Excess(+) | 1 | Full Conversion | INR | [40 empty] | #VALUE! | #VALUE! | #VALUE! | 9.04 | Demolishing R.C.C. work manually/ by mechanical means including stacking of steel bars and disposal of unserviceable material within 50 metres lead as per direction of Engineer - in- charge. | 0.8 | cum
9.05 | Demolishing brick work manually/ by mechanical means including stacking of serviceable material and disposal of unserviceable material within 50 metres lead as per direction of Engineer-in-charge. | [53 empty] | 9.05 | Demolishing brick work manually/ by mechanical means including stacking of serviceable material and disposal of unserviceable material within 50 metres lead as per direction of Engineer-in-charge.
9.06 | In cement mortar |  | 1.1 | cum | 1698.85 |  |  | Excess(+) | 1 | Full Conversion | INR | [40 empty] | #VALUE! | #VALUE! | #VALUE! | 9.06 | In cement mortar | 1.1 | cum
9.07 | Dismantling doors, windows and clerestory windows (steel or wood) shutter including chowkhats, architrave, holdfasts etc. complete and stacking within 50 metres lead : | [53 empty] | 9.07 | Dismantling doors, windows and clerestory windows (steel or wood) shutter including chowkhats, architrave, holdfasts etc. complete and stacking within 50 metres lead :
9.08 | Of area 3 sq. metres and below |  | 14 | each | 302.8 |  |  | Excess(+) | 1 | Full Conversion | INR | [40 empty] | #VALUE! | #VALUE! | #VALUE! | 9.08 | Of area 3 sq. metres and below | 14 | each
9.09 | Dismantling tile work in floors and roofs laid in cement mortar including stacking material within 50 metres lead. | [53 empty] | 9.09 | Dismantling tile work in floors and roofs laid in cement mortar including stacking material within 50 metres lead.
9.1 | For thickness of tiles 10 mm to 25 mm |  | 35 | sqm | 60.53 |  |  | Excess(+) | 1 | Full Conversion | INR | [40 empty] | #VALUE! | #VALUE! | #VALUE! | 9.1 | For thickness of tiles 10 mm to 25 mm | 35 | sqm
9.11 | Dismantling C.I. or asbestos rain water pipe with fittings and clamps including stacking the material within 50 metres lead : | [53 empty] | 9.11 | Dismantling C.I. or asbestos rain water pipe with fittings and clamps including stacking the material within 50 metres lead :
9.12 | 100 mm dia pipe |  | 15 | metre | 64.32 |  |  | Excess(+) | 1 | Full Conversion | INR | [40 empty] | #VALUE! | #VALUE! | #VALUE! | 9.12 | 100 mm dia pipe | 15 | metre
9.13 | Dismantling old plaster or skirting raking out joints and cleaning the surface for plaster including disposal of rubbish to the dumping ground within 50 metres lead. |  | 93 | sqm | 45.06 |  |  | Excess(+) | 1 | Full Conversion | INR | [40 empty] | #VALUE! | #VALUE! | #VALUE! | 9.13 | Dismantling old plaster or skirting raking out joints and cleaning the surface for plaster including disposal of rubbish to the dumping ground within 50 metres lead. | 93 | sqm
9.14 | Disposal of building rubbish / malba / similar unserviceable, dismantled or waste materials by mechanical means, including loading, transporting, unloading to approved municipal dumping ground or as approved by Engineer-in-charge, beyond 50 m initial lead, for all leads including all lifts involved. |  | 10 | cum | 217.65 |  |  | Excess(+) | 1 | Full Conversion | INR | [40 empty] | #VALUE! | #VALUE! | #VALUE! | 9.14 | Disposal of building rubbish / malba / similar unserviceable, dismantled or waste materials by mechanical means, including loading, transporting, unloading to approved municipal dumping ground or as approved by Engineer-in-charge, beyond 50 m initial lead, for all leads including all lifts involved. | 10 | cum
10 | SANITARY INSTALLATIONS | [53 empty] | 10 | SANITARY INSTALLATIONS
10.01 | Providing and fixing CP Brass 32 mm size Bottle Trap of approved quality & make and as per the direction of Engineer-in-charge. |  | 1 | each | 853.3 |  |  | Excess(+) | 1 | Full Conversion | INR | [40 empty] | #VALUE! | #VALUE! | #VALUE! | 10.01 | Providing and fixing CP Brass 32 mm size Bottle Trap of approved quality & make and as per the direction of Engineer-in-charge. | 1 | each
10.02 | Providing and fixing CP Brass Single lever telephonic wall mixer of quality & make as approved by Engineer in charge. (a) 15 mm nominal dia |  | 1 | each | 5723.39 |  |  | Excess(+) | 1 | Full Conversion | INR | [40 empty] | #VALUE! | #VALUE! | #VALUE! | 10.02 | Providing and fixing CP Brass Single lever telephonic wall mixer of quality & make as approved by Engineer in charge. (a) 15 mm nominal dia | 1 | each
10.03 | Providing and fixing white vitreous china wash basin including making all connections but excluding the cost of fittings : | [53 empty] | 10.03 | Providing and fixing white vitreous china wash basin including making all connections but excluding the cost of fittings :
10.04 | Flat back wash basin of size 630x450 mm |  | 1 | each | 1104.72 |  |  | Excess(+) | 1 | Full Conversion | INR | [40 empty] | #VALUE! | #VALUE! | #VALUE! | 10.04 | Flat back wash basin of size 630x450 mm | 1 | each
10.05 | Providing and fixing 600x450 mm beveled edge mirror of superior glass (of approved quality) complete with 6 mm thick hard board ground fixed to wooden cleats with C.P. brass screws and washers complete. |  | 1 | each | 1325.93 |  |  | Excess(+) | 1 | Full Conversion | INR | [40 empty] | #VALUE! | #VALUE! | #VALUE! | 10.05 | Providing and fixing 600x450 mm beveled edge mirror of superior glass (of approved quality) complete with 6 mm thick hard board ground fixed to wooden cleats with C.P. brass screws and washers complete. | 1 | each
10.06 | Providing and fixing soil, waste and vent pipes : | [53 empty] | 10.06 | Providing and fixing soil, waste and vent pipes :
10.07 | 100 mm dia | [53 empty] | 10.07 | 100 mm dia
10.08 | Centrifugally cast (spun) iron socket & spigot (S&S) pipe as per IS: 3989 |  | 10 | metre | 973.65 |  |  | Excess(+) | 1 | Full Conversion | INR | [40 empty] | #VALUE! | #VALUE! | #VALUE! | 10.08 | Centrifugally cast (spun) iron socket & spigot (S&S) pipe as per IS: 3989 | 10 | metre
10.09 | 75 mm diameter : | [53 empty] | 10.09 | 75 mm diameter :
10.1 | Centrifugally cast (spun) iron socketed pipe as per IS: 3989 |  | 3 | metre | 977.98 |  |  | Excess(+) | 1 | Full Conversion | INR | [40 empty] | #VALUE! | #VALUE! | #VALUE! | 10.1 | Centrifugally cast (spun) iron socketed pipe as per IS: 3989 | 3 | metre
10.11 | Providing and fixing bend of required degree with access door, insertion rubber washer 3 mm thick, bolts and nuts complete. | [53 empty] | 10.11 | Providing and fixing bend of required degree with access door, insertion rubber washer 3 mm thick, bolts and nuts complete.
10.12 | 100 mm dia | [53 empty] | 10.12 | 100 mm dia
10.13 | Sand cast iron S&S as per IS - 3989 |  | 1 | each | 581.51 |  |  | Excess(+) | 1 | Full Conversion | INR | [40 empty] | #VALUE! | #VALUE! | #VALUE! | 10.13 | Sand cast iron S&S as per IS - 3989 | 1 | each
10.14 | Providing and fixing plain bend of required degree. | [53 empty] | 10.14 | Providing and fixing plain bend of required degree.
10.15 | 100 mm dia | [53 empty] | 10.15 | 100 mm dia
10.16 | Sand cast iron S&S as per IS : 3989 |  | 2 | each | 470.07 |  |  | Excess(+) | 1 | Full Conversion | INR | [40 empty] | #VALUE! | #VALUE! | #VALUE! | 10.16 | Sand cast iron S&S as per IS : 3989 | 2 | each
10.17 | Providing and fixing collar : | [53 empty] | 10.17 | Providing and fixing collar :
10.18 | 100 mm | [53 empty] | 10.18 | 100 mm
10.19 | Sand cast iron S&S as per IS - 3989 |  | 4 | each | 423.15 |  |  | Excess(+) | 1 | Full Conversion | INR | [40 empty] | #VALUE! | #VALUE! | #VALUE! | 10.19 | Sand cast iron S&S as per IS - 3989 | 4 | each
10.2 | Providing lead caulked joints to sand cast iron/centrifugally cast (spun) iron pipes and fittings of diameter : | [53 empty] | 10.2 | Providing lead caulked joints to sand cast iron/centrifugally cast (spun) iron pipes and fittings of diameter :
10.21 | 100 mm |  | 20 | each | 513.32 |  |  | Excess(+) | 1 | Full Conversion | INR | [40 empty] | #VALUE! | #VALUE! | #VALUE! | 10.21 | 100 mm | 20 | each
10.22 | Providing and fixing trap of self cleansing design with screwed down or hinged grating with or without vent arm complete, including cost of cutting and making good the walls and floors : | [53 empty] | 10.22 | Providing and fixing trap of self cleansing design with screwed down or hinged grating with or without vent arm complete, including cost of cutting and making good the walls and floors :
10.23 | 100 mm inlet and 100 mm outlet | [53 empty] | 10.23 | 100 mm inlet and 100 mm outlet
10.24 | Sand cast iron S&S as per IS: 3989 |  | 3 | each | 1646.33 |  |  | Excess(+) | 1 | Full Conversion | INR | [40 empty] | #VALUE! | #VALUE! | #VALUE! | 10.24 | Sand cast iron S&S as per IS: 3989 | 3 | each
10.25 | Cutting chases in brick masonry walls for following diameter sand cast iron/ centrifugally cast (spun) iron pipes and making good the same with cement concrete 1:3:6 ( 1 cement : 3 coarse sand :6 graded stone aggregate 12.5 mm nominal size), including necessary plaster and pointing in cement mortar 1:4 (1 cement : 4 coarse sand) : | [53 empty] | 10.25 | Cutting chases in brick masonry walls for following diameter sand cast iron/ centrifugally cast (spun) iron pipes and making good the same with cement concrete 1:3:6 ( 1 cement : 3 coarse sand :6 graded stone aggregate 12.5 mm nominal size), including necessary plaster and pointing in cement mortar 1:4 (1 cement : 4 coarse sand) :
10.26 | 50 mm dia |  | 2.4 | metre | 277.07 |  |  | Excess(+) | 1 | Full Conversion | INR | [40 empty] | #VALUE! | #VALUE! | #VALUE! | 10.26 | 50 mm dia | 2.4 | metre
10.27 | Providing and fixing floor mounted, white vitreous china single piece, double traps syphonic water closet of approved brand/make, shape, size and pattern including integrated white vitreous china cistern of capacity 10 litre with dual flushing system, including all fittings and fixtures with seat cover, cistern fittings, nuts, bolts and gasket etc including making connection with the existing P/S trap, complete in all respect as per directions of Engineer-in-Charge. |  | 1 | each | 15018.47 |  |  | Excess(+) | 1 | Full Conversion | INR | [40 empty] | #VALUE! | #VALUE! | #VALUE! | 10.27 | Providing and fixing floor mounted, white vitreous china single piece, double traps syphonic water closet of approved brand/make, shape, size and pattern including integrated white vitreous china cistern of capacity 10 litre with dual flushing system, including all fittings and fixtures with seat cover, cistern fittings, nuts, bolts and gasket etc including making connection with the existing P/S trap, complete in all respect as per directions of Engineer-in-Charge. | 1 | each
11 | WATER SUPPLY | [53 empty] | 11 | WATER SUPPLY
11.01 | Providing and fixing G.I. pipes complete with G.I. fittings and clamps, including cutting and making good the walls etc. Internal work - Exposed on wall | [53 empty] | 11.01 | Providing and fixing G.I. pipes complete with G.I. fittings and clamps, including cutting and making good the walls etc. Internal work - Exposed on wall
11.02 | 25 mm dia nominal bore |  | 5 | metre | 454.94 |  |  | Excess(+) | 1 | Full Conversion | INR | [40 empty] | #VALUE! | #VALUE! | #VALUE! | 11.02 | 25 mm dia nominal bore | 5 | metre
11.03 | 32 mm dia nominal bore |  | 2 | metre | 550.01 |  |  | Excess(+) | 1 | Full Conversion | INR | [40 empty] | #VALUE! | #VALUE! | #VALUE! | 11.03 | 32 mm dia nominal bore | 2 | metre
11.04 | 40 mm dia nominal bore |  | 2.5 | metre | 669.5 |  |  | Excess(+) | 1 | Full Conversion | INR | [40 empty] | #VALUE! | #VALUE! | #VALUE! | 11.04 | 40 mm dia nominal bore | 2.5 | metre
11.05 | Providing and fixing G.I. Pipes complete with G.I. fittings and clamps, including making good the walls etc. concealed pipe, including painting with anti corrosive bitumastic paint, cutting chases and making good the wall : | [53 empty] | 11.05 | Providing and fixing G.I. Pipes complete with G.I. fittings and clamps, including making good the walls etc. concealed pipe, including painting with anti corrosive bitumastic paint, cutting chases and making good the wall :
11.06 | 15 mm dia nominal bore |  | 5.3 | metre | 478.64 |  |  | Excess(+) | 1 | Full Conversion | INR | [40 empty] | #VALUE! | #VALUE! | #VALUE! | 11.06 | 15 mm dia nominal bore | 5.3 | metre
11.07 | 20 mm dia nominal bore |  | 5.3 | metre | 523.79 |  |  | Excess(+) | 1 | Full Conversion | INR | [40 empty] | #VALUE! | #VALUE! | #VALUE! | 11.07 | 20 mm dia nominal bore | 5.3 | metre
11.08 | Providing and fixing G.I. pipes complete with G.I. fittings including trenching and refilling etc. External work | [53 empty] | 11.08 | Providing and fixing G.I. pipes complete with G.I. fittings including trenching and refilling etc. External work
11.09 | 25 mm dia nominal bore |  | 15 | metre | 385.71 |  |  | Excess(+) | 1 | Full Conversion | INR | [40 empty] | #VALUE! | #VALUE! | #VALUE! | 11.09 | 25 mm dia nominal bore | 15 | metre
11.1 | 32 mm dia nominal bore |  | 5 | metre | 445.53 |  |  | Excess(+) | 1 | Full Conversion | INR | [40 empty] | #VALUE! | #VALUE! | #VALUE! | 11.1 | 32 mm dia nominal bore | 5 | metre
11.11 | Making connection of G.I. distribution branch with G.I. main of following sizes by providing and fixing tee, including cutting and threading the pipe etc. complete : | [53 empty] | 11.11 | Making connection of G.I. distribution branch with G.I. main of following sizes by providing and fixing tee, including cutting and threading the pipe etc. complete :
11.12 | 25 to 40 mm nominal bore |  | 1 | each | 751.96 |  |  | Excess(+) | 1 | Full Conversion | INR | [40 empty] | #VALUE! | #VALUE! | #VALUE! | 11.12 | 25 to 40 mm nominal bore | 1 | each
11.13 | Providing and fixing gun metal gate valve with C.I. wheel of approved quality (screwed end) : | [53 empty] | 11.13 | Providing and fixing gun metal gate valve with C.I. wheel of approved quality (screwed end) :
11.14 | 25 mm nominal bore |  | 2 | each | 513.23 |  |  | Excess(+) | 1 | Full Conversion | INR | [40 empty] | #VALUE! | #VALUE! | #VALUE! | 11.14 | 25 mm nominal bore | 2 | each
11.15 | Providing and fixing uplasticised PVC connection pipe with brass unions : | [53 empty] | 11.15 | Providing and fixing uplasticised PVC connection pipe with brass unions :
11.16 | 45 cm length | [53 empty] | 11.16 | 45 cm length
11.17 | 15 mm nominal bore |  | 3 | each | 80.61 |  |  | Excess(+) | 1 | Full Conversion | INR | [40 empty] | #VALUE! | #VALUE! | #VALUE! | 11.17 | 15 mm nominal bore | 3 | each
11.18 | Constructing masonry Chamber 30x30x50 cm inside, in brick work in cement mortar 1:4 (1 cement :4 coarse sand) for stop cock, with C. I. surface box 100x100 x75 mm (inside) with hinged cover fixed in reinforced cement concrete slab 1:1.5:3 mix (1 cement : 1.5 coarse sand : 3 graded stone aggregate 20 mm nominal size), including necessary excavation, foundation concrete 1:5:10 ( 1 cement : 5 fine sand : 10 graded stone aggregate 40 mm nominal size ) and inside plastering with cement mortar 1:3 (1 cement : 3 coarse sand) 12 mm thick, finished with a floating coat of neat cement complete as per standard design : | [53 empty] | 11.18 | Constructing masonry Chamber 30x30x50 cm inside, in brick work in cement mortar 1:4 (1 cement :4 coarse sand) for stop cock, with C. I. surface box 100x100 x75 mm (inside) with hinged cover fixed in reinforced cement concrete slab 1:1.5:3 mix (1 cement : 1.5 coarse sand : 3 graded stone aggregate 20 mm nominal size), including necessary excavation, foundation concrete 1:5:10 ( 1 cement : 5 fine sand : 10 graded stone aggregate 40 mm nominal size ) and inside plastering with cement mortar 1:3 (1 cement : 3 coarse sand) 12 mm thick, finished with a floating coat of neat cement complete as per standard design :
11.19 | With common burnt clay F.P.S.(non modular) bricks of class designation 7.5 |  | 1 | each | 1643.11 |  |  | Excess(+) | 1 | Full Conversion | INR | [40 empty] | #VALUE! | #VALUE! | #VALUE! | 11.19 | With common burnt clay F.P.S.(non modular) bricks of class designation 7.5 | 1 | each
11.2 | Providing and fixing G.I. Union in G.I. pipe including cutting and threading the pipe and making long screws etc. complete (New work) : | [53 empty] | 11.2 | Providing and fixing G.I. Union in G.I. pipe including cutting and threading the pipe and making long screws etc. complete (New work) :
11.21 | 15 mm nominal bore |  | 1 | each | 262.51 |  |  | Excess(+) | 1 | Full Conversion | INR | [40 empty] | #VALUE! | #VALUE! | #VALUE! | 11.21 | 15 mm nominal bore | 1 | each
11.22 | 20 mm nominal bore |  | 1 | each | 285.97 |  |  | Excess(+) | 1 | Full Conversion | INR | [40 empty] | #VALUE! | #VALUE! | #VALUE! | 11.22 | 20 mm nominal bore | 1 | each
11.23 | 25 mm nominal bore |  | 1 | each | 362.21 |  |  | Excess(+) | 1 | Full Conversion | INR | [40 empty] | #VALUE! | #VALUE! | #VALUE! | 11.23 | 25 mm nominal bore | 1 | each
11.24 | Providing and fixing C.P. brass long body bib cock of approved quality conforming to IS standards and weighing not less than 690 gms. | [53 empty] | 11.24 | Providing and fixing C.P. brass long body bib cock of approved quality conforming to IS standards and weighing not less than 690 gms.
11.25 | 15 mm nominal bore |  | 2 | each | 658.82 |  |  | Excess(+) | 1 | Full Conversion | INR | [40 empty] | #VALUE! | #VALUE! | #VALUE! | 11.25 | 15 mm nominal bore | 2 | each
11.26 | Providing and fixing C.P. brass angle valve for basin mixer and geyser points of approved quality conforming to IS:8931 | [53 empty] | 11.26 | Providing and fixing C.P. brass angle valve for basin mixer and geyser points of approved quality conforming to IS:8931
11.27 | 15 mm nominal bore |  | 5 | each | 473.57 |  |  | Excess(+) | 1 | Full Conversion | INR | [40 empty] | #VALUE! | #VALUE! | #VALUE! | 11.27 | 15 mm nominal bore | 5 | each
11.28 | Providing and fixing C.P. Brass extension nipple (size 15 mm x 50 mm) of approved make and quality as per direction of Engineer-in-charge. |  | 7 | each | 61.68 |  |  | Excess(+) | 1 | Full Conversion | INR | [40 empty] | #VALUE! | #VALUE! | #VALUE! | 11.28 | Providing and fixing C.P. Brass extension nipple (size 15 mm x 50 mm) of approved make and quality as per direction of Engineer-in-charge. | 7 | each
12 | DRAINAGE | [53 empty] | 12 | DRAINAGE
12.01 | Providing, laying and jointing glazed stoneware pipes class SP-1 with stiff mixture of cement mortar in the proportion of 1:1 (1 cement : 1 fine sand) including testing of joints etc. complete : | [53 empty] | 12.01 | Providing, laying and jointing glazed stoneware pipes class SP-1 with stiff mixture of cement mortar in the proportion of 1:1 (1 cement : 1 fine sand) including testing of joints etc. complete :
12.02 | 100 mm diameter |  | 3 | metre | 365.8 |  |  | Excess(+) | 1 | Full Conversion | INR | [40 empty] | #VALUE! | #VALUE! | #VALUE! | 12.02 | 100 mm diameter | 3 | metre
12.03 | Providing and laying cement concrete 1:5:10 (1 cement : 5 coarse sand : 10 graded stone aggregate 40 mm nominal size) all-round S.W. pipes including bed concrete as per standard design : | [53 empty] | 12.03 | Providing and laying cement concrete 1:5:10 (1 cement : 5 coarse sand : 10 graded stone aggregate 40 mm nominal size) all-round S.W. pipes including bed concrete as per standard design :
12.04 | 100 mm diameter S.W. pipe |  | 3 | metre | 795.54 |  |  | Excess(+) | 1 | Full Conversion | INR | [40 empty] | #VALUE! | #VALUE! | #VALUE! | 12.04 | 100 mm diameter S.W. pipe | 3 | metre
12.05 | Providing and fixing square-mouth S.W. gully trap class SP-1 complete with C.I. grating brick masonry chamber with water tight C.I. cover with frame of 300 x 300 mm size (inside) the weight of cover to be not less than 4.50 kg and frame to be not less than 2.70 kg as per standard design: | [53 empty] | 12.05 | Providing and fixing square-mouth S.W. gully trap class SP-1 complete with C.I. grating brick masonry chamber with water tight C.I. cover with frame of 300 x 300 mm size (inside) the weight of cover to be not less than 4.50 kg and frame to be not less than 2.70 kg as per standard design:
12.06 | 100x100 mm size P type | [53 empty] | 12.06 | 100x100 mm size P type
12.07 | With common burnt clay F.P.S. (non modular) bricks of class designation 7.5 |  | 1 | each | 2232.75 |  |  | Excess(+) | 1 | Full Conversion | INR | [40 empty] | #VALUE! | #VALUE! | #VALUE! | 12.07 | With common burnt clay F.P.S. (non modular) bricks of class designation 7.5 | 1 | each
12.08 | Dismantling of old S.W. pipes including breaking of joints and bed concrete stacking of useful materials near the site within 50 m lead and disposal of unserviceable materials into municipal dumps : | [53 empty] | 12.08 | Dismantling of old S.W. pipes including breaking of joints and bed concrete stacking of useful materials near the site within 50 m lead and disposal of unserviceable materials into municipal dumps :
12.09 | 100 mm diameter |  | 3 | metre | 73.39 |  |  | Excess(+) | 1 | Full Conversion | INR | [40 empty] | #VALUE! | #VALUE! | #VALUE! | 12.09 | 100 mm diameter | 3 | metre
13 | ALUMINIUM WORK | [53 empty] | 13 | ALUMINIUM WORK
13.01 | Providing and fixing aluminium work for doors, windows, ventilators and partitions with extruded built up standard tubular sections/ appropriate Z sections and other sections of approved make conforming to IS: 733 and IS: 1285, fixing with dash fasteners of required dia and size, including necessary filling up the gaps at junctions, i.e. at top, bottom and sides with required EPDM rubber/ neoprene gasket etc. Aluminium sections shall be smooth, rust free, straight, mitred and jointed mechanically wherever required including cleat angle, Aluminium snap beading for glazing / panelling, C.P. brass / stainless steel screws, all complete as per architectural drawings and the directions of Engineer-in-charge. (Glazing, paneling and dash fasteners to be paid for separately) : | [53 empty] | 13.01 | Providing and fixing aluminium work for doors, windows, ventilators and partitions with extruded built up standard tubular sections/ appropriate Z sections and other sections of approved make conforming to IS: 733 and IS: 1285, fixing with dash fasteners of required dia and size, including necessary filling up the gaps at junctions, i.e. at top, bottom and sides with required EPDM rubber/ neoprene gasket etc. Aluminium sections shall be smooth, rust free, straight, mitred and jointed mechanically wherever required including cleat angle, Aluminium snap beading for glazing / panelling, C.P. brass / stainless steel screws, all complete as per architectural drawings and the directions of Engineer-in-charge. (Glazing, paneling and dash fasteners to be paid for separately) :
13.02 | For fixed portion | [53 empty] | 13.02 | For fixed portion
13.03 | Powder coated aluminium (minimum thickness of powder coating 50 micron) |  | 57 | kg | 437.78 |  |  | Excess(+) | 1 | Full Conversion | INR | [40 empty] | #VALUE! | #VALUE! | #VALUE! | 13.03 | Powder coated aluminium (minimum thickness of powder coating 50 micron) | 57 | kg
13.04 | For shutters of doors, windows & ventilators including providing and fixing hinges/ pivots and making provision for fixing of fittings wherever required including the cost of EPDM rubber / neoprene gasket required (Fittings shall be paid for separately) | [53 empty] | 13.04 | For shutters of doors, windows & ventilators including providing and fixing hinges/ pivots and making provision for fixing of fittings wherever required including the cost of EPDM rubber / neoprene gasket required (Fittings shall be paid for separately)
13.05 | Powder coated aluminium (minimum thickness of powder coating 50 micron) |  | 93 | kg | 523.17 |  |  | Excess(+) | 1 | Full Conversion | INR | [40 empty] | #VALUE! | #VALUE! | #VALUE! | 13.05 | Powder coated aluminium (minimum thickness of powder coating 50 micron) | 93 | kg
13.06 | Providing and fixing glazing in aluminium door, window, ventilator shutters and partitions etc. with EPDM rubber / neoprene gasket etc. complete as per the architectural drawings and the directions of engineer-in-charge . (Cost of aluminium snap beading shall be paid in basic item): | [53 empty] | 13.06 | Providing and fixing glazing in aluminium door, window, ventilator shutters and partitions etc. with EPDM rubber / neoprene gasket etc. complete as per the architectural drawings and the directions of engineer-in-charge . (Cost of aluminium snap beading shall be paid in basic item):
13.07 | With float glass panes of 5 mm thickness (weight not less than 12.50 kg/sqm) |  | 3.5 | sqm | 1241.24 |  |  | Excess(+) | 1 | Full Conversion | INR | [40 empty] | #VALUE! | #VALUE! | #VALUE! | 13.07 | With float glass panes of 5 mm thickness (weight not less than 12.50 kg/sqm) | 3.5 | sqm
13.08 | Providing and fixing aluminium tubular handle bar 32 mm outer dia, 3.0 mm thick & 2100 mm long with SS screws etc .complete as per direction of Engineer-in-Charge. | [53 empty] | 13.08 | Providing and fixing aluminium tubular handle bar 32 mm outer dia, 3.0 mm thick & 2100 mm long with SS screws etc .complete as per direction of Engineer-in-Charge.
13.09 | Anodized (AC 15 ) aluminium tubular handle bar |  | 4 | each | 474.77 |  |  | Excess(+) | 1 | Full Conversion | INR | [40 empty] | #VALUE! | #VALUE! | #VALUE! | 13.09 | Anodized (AC 15 ) aluminium tubular handle bar | 4 | each
13.1 | Providing and fixing Brass 100 mm mortice latch and lock with 6 levers without pair of handles (best make of approved quality) for aluminium doors including necessary cutting and making good etc. complete. |  | 2 | each | 436.09 |  |  | Excess(+) | 1 | Full Conversion | INR | [40 empty] | #VALUE! | #VALUE! | #VALUE! | 13.1 | Providing and fixing Brass 100 mm mortice latch and lock with 6 levers without pair of handles (best make of approved quality) for aluminium doors including necessary cutting and making good etc. complete. | 2 | each
14 | WATER PROOFING | [53 empty] | 14 | WATER PROOFING
14.01 | Providing and applying fibre reinforced elastomeric liquid water proofing membrane with resilient acrylic polymers having Sun Reflectivity Index (SRI) of 105 on top of concrete roof in three coats @10.76 litre/ 10 sqm. One coat of self-priming of elastomeric waterproofing liquid (dilution with water in the ratio of 3:1) and two coats of undiluted elastomeric waterproofing liquid (dry film thickness of complete application/system not less than 500 microns). The operation shall be carried out after scrapping and properly cleaning the surface to remove loose particles with wire brushes, complete in all respect as per the direction of Engineer- in-Charge. |  | 77 | sqm | 464.34 |  |  | Excess(+) | 1 | Full Conversion | INR | [40 empty] | #VALUE! | #VALUE! | #VALUE! | 14.01 | Providing and applying fibre reinforced elastomeric liquid water proofing membrane with resilient acrylic polymers having Sun Reflectivity Index (SRI) of 105 on top of concrete roof in three coats @10.76 litre/ 10 sqm. One coat of self-priming of elastomeric waterproofing liquid (dilution with water in the ratio of 3:1) and two coats of undiluted elastomeric waterproofing liquid (dry film thickness of complete application/system not less than 500 microns). The operation shall be carried out after scrapping and properly cleaning the surface to remove loose particles with wire brushes, complete in all respect as per the direction of Engineer- in-Charge. | 77 | sqm
15 | NEW TECHNOLOGIES AND MATERIALS | [53 empty] | 15 | NEW TECHNOLOGIES AND MATERIALS
15.01 | Providing, mixing and applying bonding coat of approved adhesive on chipped portion of RCC as per specifications and direction of Engineer- In-charge complete in all respect. | [53 empty] | 15.01 | Providing, mixing and applying bonding coat of approved adhesive on chipped portion of RCC as per specifications and direction of Engineer- In-charge complete in all respect.
15.02 | SBR Polymer (@10% of cement weight) modified cementitious bond coat @ 2.2 kg cement per sqm of surface area mixed with specified proportion of approved polymer |  | 15 | sqm | 116.43 |  |  | Excess(+) | 1 | Full Conversion | INR | [40 empty] | #VALUE! | #VALUE! | #VALUE! | 15.02 | SBR Polymer (@10% of cement weight) modified cementitious bond coat @ 2.2 kg cement per sqm of surface area mixed with specified proportion of approved polymer | 15 | sqm
15.03 | Providing, mixing and applying SBR polymer (of approved make) modified Cement mortar in proportion of 1:4 (1 cement: 4 graded coarse sand with polymer minimum 2% by wt. of cement used) as per specifications and directions of Engineer-in-charge. Note: Measurement and payment: The pre-measurement of thickness shall be done just after the surface preparation is completed and Payment under this item shall be made only after proper wet curing has been done and surface has been satisfactorily evaluated by sounding / tapping with a blunt metal instrument and/or the 75 mm size cube crushing strength at the end of 28 days to be not less than 30 N/Sqmm2). | [53 empty] | 15.03 | Providing, mixing and applying SBR polymer (of approved make) modified Cement mortar in proportion of 1:4 (1 cement: 4 graded coarse sand with polymer minimum 2% by wt. of cement used) as per specifications and directions of Engineer-in-charge. Note: Measurement and payment: The pre-measurement of thickness shall be done just after the surface preparation is completed and Payment under this item shall be made only after proper wet curing has been done and surface has been satisfactorily evaluated by sounding / tapping with a blunt metal instrument and/or the 75 mm size cube crushing strength at the end of 28 days to be not less than 30 N/Sqmm2).
15.04 | 25 mm average thickness in 2 layers. |  | 15 | sqm | 484.33 |  |  | Excess(+) | 1 | Full Conversion | INR | [40 empty] | #VALUE! | #VALUE! | #VALUE! | 15.04 | 25 mm average thickness in 2 layers. | 15 | sqm
16 | MINOR CIVIL MAINTENANCE ITEM | [53 empty] | 16 | MINOR CIVIL MAINTENANCE ITEM
16.01 | Providing and laying cement concrete of specified grade i/c the cost of centring and shuttering, All work upto plinth level. (1 cement :5 coarse sand : 10 graded brick aggregate 40 mm nominal size). |  | 4 | CUM | 5113.51 |  |  | Excess(+) | 1 | Full Conversion | INR | [40 empty] | #VALUE! | #VALUE! | #VALUE! | 16.01 | Providing and laying cement concrete of specified grade i/c the cost of centring and shuttering, All work upto plinth level. (1 cement :5 coarse sand : 10 graded brick aggregate 40 mm nominal size). | 4 | CUM
16.02 | P/F C.P. grating with or without hole for waste pipe for floor/ nahani trap 100 mm dia. weight not less than 100 grams. |  | 3 | Each | 55.17 |  |  | Excess(+) | 1 | Full Conversion | INR | [40 empty] | #VALUE! | #VALUE! | #VALUE! | 16.02 | P/F C.P. grating with or without hole for waste pipe for floor/ nahani trap 100 mm dia. weight not less than 100 grams. | 3 | Each
16.03 | P/F C. P. brass shower rose with 15 mm or 20 inlet 75 mm dia fancy type. Cera Cat No 702010955. |  | 1 | Each | 1095.08 |  |  | Excess(+) | 1 | Full Conversion | INR | [40 empty] | #VALUE! | #VALUE! | #VALUE! | 16.03 | P/F C. P. brass shower rose with 15 mm or 20 inlet 75 mm dia fancy type. Cera Cat No 702010955. | 1 | Each
16.04 | Providing and fixing C.P coat pin hanger of approved make with necessary srews gully etc. cera make cat no 5015108 |  | 3 | Each | 290.26 |  |  | Excess(+) | 1 | Full Conversion | INR | [40 empty] | #VALUE! | #VALUE! | #VALUE! | 16.04 | Providing and fixing C.P coat pin hanger of approved make with necessary srews gully etc. cera make cat no 5015108 | 3 | Each
16.05 | P/F towel rod complete with teo c.p. brass brackets fixed to wooden cleats with c.p. brass scews of approved make size 600x20mm. |  | 1 | Each | 430.28 |  |  | Excess(+) | 1 | Full Conversion | INR | [40 empty] | #VALUE! | #VALUE! | #VALUE! | 16.05 | P/F towel rod complete with teo c.p. brass brackets fixed to wooden cleats with c.p. brass scews of approved make size 600x20mm. | 1 | Each
16.06 | Providing and fixing SS end cap for 25 mm dia curtain rod pipe as per approved make. |  | 16 | Each | 70.46 |  |  | Excess(+) | 1 | Full Conversion | INR | [40 empty] | #VALUE! | #VALUE! | #VALUE! | 16.06 | Providing and fixing SS end cap for 25 mm dia curtain rod pipe as per approved make. | 16 | Each
16.07 | Providing and fixing SS bracket heavy type with rawal plug and S.S screws etc complete. |  | 16 | Each | 57.72 |  |  | Excess(+) | 1 | Full Conversion | INR | [40 empty] | #VALUE! | #VALUE! | #VALUE! | 16.07 | Providing and fixing SS bracket heavy type with rawal plug and S.S screws etc complete. | 16 | Each
16.08 | Providing and fixing 25 mm dia SS curtain pipe 202 grade heavy type . |  | 11 | Per meter | 181.41 |  |  | Excess(+) | 1 | Full Conversion | INR | [40 empty] | #VALUE! | #VALUE! | #VALUE! | 16.08 | Providing and fixing 25 mm dia SS curtain pipe 202 grade heavy type . | 11 | Per meter
16.09 | Extra for providing and fixing of 8mm to 9mm thick ceramic glazed wall tiles instead of 5mm thick ceramic glazed wall tiles. |  | 100 | Sqm | 128.47 |  |  | Excess(+) | 1 | Full Conversion | INR | [40 empty] | #VALUE! | #VALUE! | #VALUE! | 16.09 | Extra for providing and fixing of 8mm to 9mm thick ceramic glazed wall tiles instead of 5mm thick ceramic glazed wall tiles. | 100 | Sqm
16.1 | Providing and fixing c.p. brass Towel Ring with round flange of (Jaguar make) code no. CAN-1121BN |  | 1 | Each | 1151.97 |  |  | Excess(+) | 1 | Full Conversion | INR | [40 empty] | #VALUE! | #VALUE! | #VALUE! | 16.1 | Providing and fixing c.p. brass Towel Ring with round flange of (Jaguar make) code no. CAN-1121BN | 1 | Each
16.11 | Providing and fixing C.P.. brass central hole basin mixer without popup waste system with 450 mm long copper pipes & nuts etc. of (Jaguar make) code no. 167 KNB |  | 1 | Each | 3986.15 |  |  | Excess(+) | 1 | Full Conversion | INR | [40 empty] | #VALUE! | #VALUE! | #VALUE! | 16.11 | Providing and fixing C.P.. brass central hole basin mixer without popup waste system with 450 mm long copper pipes & nuts etc. of (Jaguar make) code no. 167 KNB | 1 | Each
16.12 | Providing and fixing c.p. brass Tumbler Holder of Jaguar make code no.1141N. |  | 1 | Each | 888.1 |  |  | Excess(+) | 1 | Full Conversion | INR | [40 empty] | #VALUE! | #VALUE! | #VALUE! | 16.12 | Providing and fixing c.p. brass Tumbler Holder of Jaguar make code no.1141N. | 1 | Each
16.13 | Providing and fixing c.p. brass corner glass shelf with bracket of ( Jaguar make ) code no.ACN1173. |  | 1 | Each | 1528 |  |  | Excess(+) | 1 | Full Conversion | INR | [40 empty] | #VALUE! | #VALUE! | #VALUE! | 16.13 | Providing and fixing c.p. brass corner glass shelf with bracket of ( Jaguar make ) code no.ACN1173. | 1 | Each
16.14 | Diluting and injecting chemical emulsion for POST-CONSTRUCTIONAL anti-termite treatment ( including the cost of chemical emulsion) : Treatment of soil under existing building wall inside & out side using chemical emulsion © one litre per hole,600 mm apart including drilling 12 mm diameter holes and plugging with cement mortar 1 :2 (1 cement: 2 Coarse sand) to match the existing floor: With Chlorpyriphos/Lindane E.C. 20% with 1% concentration As per approved brand |  | 51 | Sqm | 133.17 |  |  | Excess(+) | 1 | Full Conversion | INR | [40 empty] | #VALUE! | #VALUE! | #VALUE! | 16.14 | Diluting and injecting chemical emulsion for POST-CONSTRUCTIONAL anti-termite treatment ( including the cost of chemical emulsion) : Treatment of soil under existing building wall inside & out side using chemical emulsion © one litre per hole,600 mm apart including drilling 12 mm diameter holes and plugging with cement mortar 1 :2 (1 cement: 2 Coarse sand) to match the existing floor: With Chlorpyriphos/Lindane E.C. 20% with 1% concentration As per approved brand | 51 | Sqm
16.15 | Providing and fixing c.p. brass hand shower Health faucet with 1 Meter long easy Flex tube in Chrome finish And wall hook of (Jaguar make) code no. ALD-CHR-565. |  | 1 | Each | 1704.46 |  |  | Excess(+) | 1 | Full Conversion | INR | [40 empty] | #VALUE! | #VALUE! | #VALUE! | 16.15 | Providing and fixing c.p. brass hand shower Health faucet with 1 Meter long easy Flex tube in Chrome finish And wall hook of (Jaguar make) code no. ALD-CHR-565. | 1 | Each
16.16 | Providing and fixing Hand Rail wall mounted hinged type hand rail 750*100 mm Cat no. B2210108 (Cera make) |  | 1 | Each | 11702.81 |  |  | Excess(+) | 1 | Full Conversion | INR | [40 empty] | #VALUE! | #VALUE! | #VALUE! | 16.16 | Providing and fixing Hand Rail wall mounted hinged type hand rail 750*100 mm Cat no. B2210108 (Cera make) | 1 | Each
16.17 | Providing and fixing Hand Rail wall mounted U shaped hand rail 6000*100 mm Cat no. B2210107 (Cera make) |  | 1 | Each | 10136.06 |  |  | Excess(+) | 1 | Full Conversion | INR | [40 empty] | #VALUE! | #VALUE! | #VALUE! | 16.17 | Providing and fixing Hand Rail wall mounted U shaped hand rail 6000*100 mm Cat no. B2210107 (Cera make) | 1 | Each
16.18 | Providing and fixing U shaped rail with wall and floor mounting 6000*100 mm Cat no. B2210101 (Cera make) |  | 1 | Each | 7644.1 |  |  | Excess(+) | 1 | Full Conversion | INR | [40 empty] | #VALUE! | #VALUE! | #VALUE! | 16.18 | Providing and fixing U shaped rail with wall and floor mounting 6000*100 mm Cat no. B2210101 (Cera make) | 1 | Each
16.19 | Providing and fixing Corner Grab Bar wall mounted corner grab bar with 500 mm and 600 mm long bars Cat no. B2210104 (Cera make) |  | 1 | Each | 6196.09 |  |  | Excess(+) | 1 | Full Conversion | INR | [40 empty] | #VALUE! | #VALUE! | #VALUE! | 16.19 | Providing and fixing Corner Grab Bar wall mounted corner grab bar with 500 mm and 600 mm long bars Cat no. B2210104 (Cera make) | 1 | Each
16.2 | Providing and fixing L-shaped Grab Bar wall mountedInverted L shaped grab bar with 500 mm and 700 mm long bars Cat no. B2210103 (Cera make) |  | 1 | Each | 6196.09 |  |  | Excess(+) | 1 | Full Conversion | INR | [40 empty] | #VALUE! | #VALUE! | #VALUE! | 16.2 | Providing and fixing L-shaped Grab Bar wall mountedInverted L shaped grab bar with 500 mm and 700 mm long bars Cat no. B2210103 (Cera make) | 1 | Each
16.21 | Providing and fixing Grab Bar wall mounte 600 mm long bars Cat no. B2210106 (Cera make) |  | 1 | Each | 3285.23 |  |  | Excess(+) | 1 | Full Conversion | INR | [40 empty] | #VALUE! | #VALUE! | #VALUE! | 16.21 | Providing and fixing Grab Bar wall mounte 600 mm long bars Cat no. B2210106 (Cera make) | 1 | Each
16.22 | Providing and fixing shower chair ( foldeable) with back rest 465*315 mm Cat no. B2210109 (Cera make) |  | 1 | Each | 19068.19 |  |  | Excess(+) | 1 | Full Conversion | INR | [40 empty] | #VALUE! | #VALUE! | #VALUE! | 16.22 | Providing and fixing shower chair ( foldeable) with back rest 465*315 mm Cat no. B2210109 (Cera make) | 1 | Each
Total in Figures | [51 empty] | #VALUE! | #VALUE! | #VALUE!
Quoted Rate in Figures |  |  |  | Select | [47 empty] | 0 | 0 | #VALUE!
Quoted Rate in Words |  | #VALUE!
Note on K15: gepadmin: 1. If you choose "Full Conversion" then Column BA (AMOUNT) and Column BB (TAXES) BOTH values will be convert based on selected Currency in (Column L). 2. If you choose "Partial Conversion" then Column BA (AMOUNT) only will be converted based on selected currency (Column L) and Column BB (TAXES) value (INR) will be added to the converted values.
Note on K18: gepadmin: 1. If you choose "Full Conversion" then Column BA (AMOUNT) and Column BB (TAXES) BOTH values will be convert based on selected Currency in (Column L). 2. If you choose "Partial Conversion" then Column BA (AMOUNT) only will be converted based on selected currency (Column L) and Column BB (TAXES) value (INR) will be added to the converted values.
Note on K20: gepadmin: 1. If you choose "Full Conversion" then Column BA (AMOUNT) and Column BB (TAXES) BOTH values will be convert based on selected Currency in (Column L). 2. If you choose "Partial Conversion" then Column BA (AMOUNT) only will be converted based on selected currency (Column L) and Column BB (TAXES) value (INR) will be added to the converted values.
Note on K23: gepadmin: 1. If you choose "Full Conversion" then Column BA (AMOUNT) and Column BB (TAXES) BOTH values will be convert based on selected Currency in (Column L). 2. If you choose "Partial Conversion" then Column BA (AMOUNT) only will be converted based on selected currency (Column L) and Column BB (TAXES) value (INR) will be added to the converted values.
Note on K24: gepadmin: 1. If you choose "Full Conversion" then Column BA (AMOUNT) and Column BB (TAXES) BOTH values will be convert based on selected Currency in (Column L). 2. If you choose "Partial Conversion" then Column BA (AMOUNT) only will be converted based on selected currency (Column L) and Column BB (TAXES) value (INR) will be added to the converted values.
Note on K26: gepadmin: 1. If you choose "Full Conversion" then Column BA (AMOUNT) and Column BB (TAXES) BOTH values will be convert based on selected Currency in (Column L). 2. If you choose "Partial Conversion" then Column BA (AMOUNT) only will be converted based on selected currency (Column L) and Column BB (TAXES) value (INR) will be added to the converted values.
Note on K28: gepadmin: 1. If you choose "Full Conversion" then Column BA (AMOUNT) and Column BB (TAXES) BOTH values will be convert based on selected Currency in (Column L). 2. If you choose "Partial Conversion" then Column BA (AMOUNT) only will be converted based on selected currency (Column L) and Column BB (TAXES) value (INR) will be added to the converted values.
Note on K29: gepadmin: 1. If you choose "Full Conversion" then Column BA (AMOUNT) and Column BB (TAXES) BOTH values will be convert based on selected Currency in (Column L). 2. If you choose "Partial Conversion" then Column BA (AMOUNT) only will be converted based on selected currency (Column L) and Column BB (TAXES) value (INR) will be added to the converted values.
Note on K31: gepadmin: 1. If you choose "Full Conversion" then Column BA (AMOUNT) and Column BB (TAXES) BOTH values will be convert based on selected Currency in (Column L). 2. If you choose "Partial Conversion" then Column BA (AMOUNT) only will be converted based on selected currency (Column L) and Column BB (TAXES) value (INR) will be added to the converted values.
Note on K34: gepadmin: 1. If you choose "Full Conversion" then Column BA (AMOUNT) and Column BB (TAXES) BOTH values will be convert based on selected Currency in (Column L). 2. If you choose "Partial Conversion" then Column BA (AMOUNT) only will be converted based on selected currency (Column L) and Column BB (TAXES) value (INR) will be added to the converted values.
Note on K36: gepadmin: 1. If you choose "Full Conversion" then Column BA (AMOUNT) and Column BB (TAXES) BOTH values will be convert based on selected Currency in (Column L). 2. If you choose "Partial Conversion" then Column BA (AMOUNT) only will be converted based on selected currency (Column L) and Column BB (TAXES) value (INR) will be added to the converted values.
Note on K37: gepadmin: 1. If you choose "Full Conversion" then Column BA (AMOUNT) and Column BB (TAXES) BOTH values will be convert based on selected Currency in (Column L). 2. If you choose "Partial Conversion" then Column BA (AMOUNT) only will be converted based on selected currency (Column L) and Column BB (TAXES) value (INR) will be added to the converted values.
Note on K39: gepadmin: 1. If you choose "Full Conversion" then Column BA (AMOUNT) and Column BB (TAXES) BOTH values will be convert based on selected Currency in (Column L). 2. If you choose "Partial Conversion" then Column BA (AMOUNT) only will be converted based on selected currency (Column L) and Column BB (TAXES) value (INR) will be added to the converted values.
Note on K40: gepadmin: 1. If you choose "Full Conversion" then Column BA (AMOUNT) and Column BB (TAXES) BOTH values will be convert based on selected Currency in (Column L). 2. If you choose "Partial Conversion" then Column BA (AMOUNT) only will be converted based on selected currency (Column L) and Column BB (TAXES) value (INR) will be added to the converted values.
Note on K44: gepadmin: 1. If you choose "Full Conversion" then Column BA (AMOUNT) and Column BB (TAXES) BOTH values will be convert based on selected Currency in (Column L). 2. If you choose "Partial Conversion" then Column BA (AMOUNT) only will be converted based on selected currency (Column L) and Column BB (TAXES) value (INR) will be added to the converted values.
Note on K46: gepadmin: 1. If you choose "Full Conversion" then Column BA (AMOUNT) and Column BB (TAXES) BOTH values will be convert based on selected Currency in (Column L). 2. If you choose "Partial Conversion" then Column BA (AMOUNT) only will be converted based on selected currency (Column L) and Column BB (TAXES) value (INR) will be added to the converted values.
Note on K47: gepadmin: 1. If you choose "Full Conversion" then Column BA (AMOUNT) and Column BB (TAXES) BOTH values will be convert based on selected Currency in (Column L). 2. If you choose "Partial Conversion" then Column BA (AMOUNT) only will be converted based on selected currency (Column L) and Column BB (TAXES) value (INR) will be added to the converted values.
Note on K48: gepadmin: 1. If you choose "Full Conversion" then Column BA (AMOUNT) and Column BB (TAXES) BOTH values will be convert based on selected Currency in (Column L). 2. If you choose "Partial Conversion" then Column BA (AMOUNT) only will be converted based on selected currency (Column L) and Column BB (TAXES) value (INR) will be added to the converted values.
Note on K49: gepadmin: 1. If you choose "Full Conversion" then Column BA (AMOUNT) and Column BB (TAXES) BOTH values will be convert based on selected Currency in (Column L). 2. If you choose "Partial Conversion" then Column BA (AMOUNT) only will be converted based on selected currency (Column L) and Column BB (TAXES) value (INR) will be added to the converted values.
Note on K52: gepadmin: 1. If you choose "Full Conversion" then Column BA (AMOUNT) and Column BB (TAXES) BOTH values will be convert based on selected Currency in (Column L). 2. If you choose "Partial Conversion" then Column BA (AMOUNT) only will be converted based on selected currency (Column L) and Column BB (TAXES) value (INR) will be added to the converted values.
Note on K55: gepadmin: 1. If you choose "Full Conversion" then Column BA (AMOUNT) and Column BB (TAXES) BOTH values will be convert based on selected Currency in (Column L). 2. If you choose "Partial Conversion" then Column BA (AMOUNT) only will be converted based on selected currency (Column L) and Column BB (TAXES) value (INR) will be added to the converted values.
Note on K56: gepadmin: 1. If you choose "Full Conversion" then Column BA (AMOUNT) and Column BB (TAXES) BOTH values will be convert based on selected Currency in (Column L). 2. If you choose "Partial Conversion" then Column BA (AMOUNT) only will be converted based on selected currency (Column L) and Column BB (TAXES) value (INR) will be added to the converted values.
Note on K58: gepadmin: 1. If you choose "Full Conversion" then Column BA (AMOUNT) and Column BB (TAXES) BOTH values will be convert based on selected Currency in (Column L). 2. If you choose "Partial Conversion" then Column BA (AMOUNT) only will be converted based on selected currency (Column L) and Column BB (TAXES) value (INR) will be added to the converted values.
Note on K59: gepadmin: 1. If you choose "Full Conversion" then Column BA (AMOUNT) and Column BB (TAXES) BOTH values will be convert based on selected Currency in (Column L). 2. If you choose "Partial Conversion" then Column BA (AMOUNT) only will be converted based on selected currency (Column L) and Column BB (TAXES) value (INR) will be added to the converted values.
Note on K61: gepadmin: 1. If you choose "Full Conversion" then Column BA (AMOUNT) and Column BB (TAXES) BOTH values will be convert based on selected Currency in (Column L). 2. If you choose "Partial Conversion" then Column BA (AMOUNT) only will be converted based on selected currency (Column L) and Column BB (TAXES) value (INR) will be added to the converted values.
Note on K63: gepadmin: 1. If you choose "Full Conversion" then Column BA (AMOUNT) and Column BB (TAXES) BOTH values will be convert based on selected Currency in (Column L). 2. If you choose "Partial Conversion" then Column BA (AMOUNT) only will be converted based on selected currency (Column L) and Column BB (TAXES) value (INR) will be added to the converted values.
Note on K64: gepadmin: 1. If you choose "Full Conversion" then Column BA (AMOUNT) and Column BB (TAXES) BOTH values will be convert based on selected Currency in (Column L). 2. If you choose "Partial Conversion" then Column BA (AMOUNT) only will be converted based on selected currency (Column L) and Column BB (TAXES) value (INR) will be added to the converted values.
Note on K66: gepadmin: 1. If you choose "Full Conversion" then Column BA (AMOUNT) and Column BB (TAXES) BOTH values will be convert based on selected Currency in (Column L). 2. If you choose "Partial Conversion" then Column BA (AMOUNT) only will be converted based on selected currency (Column L) and Column BB (TAXES) value (INR) will be added to the converted values.
Note on K68: gepadmin: 1. If you choose "Full Conversion" then Column BA (AMOUNT) and Column BB (TAXES) BOTH values will be convert based on selected Currency in (Column L). 2. If you choose "Partial Conversion" then Column BA (AMOUNT) only will be converted based on selected currency (Column L) and Column BB (TAXES) value (INR) will be added to the converted values.
Note on K69: gepadmin: 1. If you choose "Full Conversion" then Column BA (AMOUNT) and Column BB (TAXES) BOTH values will be convert based on selected Currency in (Column L). 2. If you choose "Partial Conversion" then Column BA (AMOUNT) only will be converted based on selected currency (Column L) and Column BB (TAXES) value (INR) will be added to the converted values.
Note on K71: gepadmin: 1. If you choose "Full Conversion" then Column BA (AMOUNT) and Column BB (TAXES) BOTH values will be convert based on selected Currency in (Column L). 2. If you choose "Partial Conversion" then Column BA (AMOUNT) only will be converted based on selected currency (Column L) and Column BB (TAXES) value (INR) will be added to the converted values.
Note on K73: gepadmin: 1. If you choose "Full Conversion" then Column BA (AMOUNT) and Column BB (TAXES) BOTH values will be convert based on selected Currency in (Column L). 2. If you choose "Partial Conversion" then Column BA (AMOUNT) only will be converted based on selected currency (Column L) and Column BB (TAXES) value (INR) will be added to the converted values.
Note on K75: gepadmin: 1. If you choose "Full Conversion" then Column BA (AMOUNT) and Column BB (TAXES) BOTH values will be convert based on selected Currency in (Column L). 2. If you choose "Partial Conversion" then Column BA (AMOUNT) only will be converted based on selected currency (Column L) and Column BB (TAXES) value (INR) will be added to the converted values.
Note on K78: gepadmin: 1. If you choose "Full Conversion" then Column BA (AMOUNT) and Column BB (TAXES) BOTH values will be convert based on selected Currency in (Column L). 2. If you choose "Partial Conversion" then Column BA (AMOUNT) only will be converted based on selected currency (Column L) and Column BB (TAXES) value (INR) will be added to the converted values.
Note on K80: gepadmin: 1. If you choose "Full Conversion" then Column BA (AMOUNT) and Column BB (TAXES) BOTH values will be convert based on selected Currency in (Column L). 2. If you choose "Partial Conversion" then Column BA (AMOUNT) only will be converted based on selected currency (Column L) and Column BB (TAXES) value (INR) will be added to the converted values.
Note on K82: gepadmin: 1. If you choose "Full Conversion" then Column BA (AMOUNT) and Column BB (TAXES) BOTH values will be convert based on selected Currency in (Column L). 2. If you choose "Partial Conversion" then Column BA (AMOUNT) only will be converted based on selected currency (Column L) and Column BB (TAXES) value (INR) will be added to the converted values.
Note on K85: gepadmin: 1. If you choose "Full Conversion" then Column BA (AMOUNT) and Column BB (TAXES) BOTH values will be convert based on selected Currency in (Column L). 2. If you choose "Partial Conversion" then Column BA (AMOUNT) only will be converted based on selected currency (Column L) and Column BB (TAXES) value (INR) will be added to the converted values.
Note on K87: gepadmin: 1. If you choose "Full Conversion" then Column BA (AMOUNT) and Column BB (TAXES) BOTH values will be convert based on selected Currency in (Column L). 2. If you choose "Partial Conversion" then Column BA (AMOUNT) only will be converted based on selected currency (Column L) and Column BB (TAXES) value (INR) will be added to the converted values.
Note on K89: gepadmin: 1. If you choose "Full Conversion" then Column BA (AMOUNT) and Column BB (TAXES) BOTH values will be convert based on selected Currency in (Column L). 2. If you choose "Partial Conversion" then Column BA (AMOUNT) only will be converted based on selected currency (Column L) and Column BB (TAXES) value (INR) will be added to the converted values.
Note on K92: gepadmin: 1. If you choose "Full Conversion" then Column BA (AMOUNT) and Column BB (TAXES) BOTH values will be convert based on selected Currency in (Column L). 2. If you choose "Partial Conversion" then Column BA (AMOUNT) only will be converted based on selected currency (Column L) and Column BB (TAXES) value (INR) will be added to the converted values.
Note on K94: gepadmin: 1. If you choose "Full Conversion" then Column BA (AMOUNT) and Column BB (TAXES) BOTH values will be convert based on selected Currency in (Column L). 2. If you choose "Partial Conversion" then Column BA (AMOUNT) only will be converted based on selected currency (Column L) and Column BB (TAXES) value (INR) will be added to the converted values.
Note on K96: gepadmin: 1. If you choose "Full Conversion" then Column BA (AMOUNT) and Column BB (TAXES) BOTH values will be convert based on selected Currency in (Column L). 2. If you choose "Partial Conversion" then Column BA (AMOUNT) only will be converted based on selected currency (Column L) and Column BB (TAXES) value (INR) will be added to the converted values.
Note on K97: gepadmin: 1. If you choose "Full Conversion" then Column BA (AMOUNT) and Column BB (TAXES) BOTH values will be convert based on selected Currency in (Column L). 2. If you choose "Partial Conversion" then Column BA (AMOUNT) only will be converted based on selected currency (Column L) and Column BB (TAXES) value (INR) will be added to the converted values.
Note on K99: gepadmin: 1. If you choose "Full Conversion" then Column BA (AMOUNT) and Column BB (TAXES) BOTH values will be convert based on selected Currency in (Column L). 2. If you choose "Partial Conversion" then Column BA (AMOUNT) only will be converted based on selected currency (Column L) and Column BB (TAXES) value (INR) will be added to the converted values.
Note on K100: gepadmin: 1. If you choose "Full Conversion" then Column BA (AMOUNT) and Column BB (TAXES) BOTH values will be convert based on selected Currency in (Column L). 2. If you choose "Partial Conversion" then Column BA (AMOUNT) only will be converted based on selected currency (Column L) and Column BB (TAXES) value (INR) will be added to the converted values.
Note on K102: gepadmin: 1. If you choose "Full Conversion" then Column BA (AMOUNT) and Column BB (TAXES) BOTH values will be convert based on selected Currency in (Column L). 2. If you choose "Partial Conversion" then Column BA (AMOUNT) only will be converted based on selected currency (Column L) and Column BB (TAXES) value (INR) will be added to the converted values.
Note on K104: gepadmin: 1. If you choose "Full Conversion" then Column BA (AMOUNT) and Column BB (TAXES) BOTH values will be convert based on selected Currency in (Column L). 2. If you choose "Partial Conversion" then Column BA (AMOUNT) only will be converted based on selected currency (Column L) and Column BB (TAXES) value (INR) will be added to the converted values.
Note on K107: gepadmin: 1. If you choose "Full Conversion" then Column BA (AMOUNT) and Column BB (TAXES) BOTH values will be convert based on selected Currency in (Column L). 2. If you choose "Partial Conversion" then Column BA (AMOUNT) only will be converted based on selected currency (Column L) and Column BB (TAXES) value (INR) will be added to the converted values.
Note on K108: gepadmin: 1. If you choose "Full Conversion" then Column BA (AMOUNT) and Column BB (TAXES) BOTH values will be convert based on selected Currency in (Column L). 2. If you choose "Partial Conversion" then Column BA (AMOUNT) only will be converted based on selected currency (Column L) and Column BB (TAXES) value (INR) will be added to the converted values.
Note on K109: gepadmin: 1. If you choose "Full Conversion" then Column BA (AMOUNT) and Column BB (TAXES) BOTH values will be convert based on selected Currency in (Column L). 2. If you choose "Partial Conversion" then Column BA (AMOUNT) only will be converted based on selected currency (Column L) and Column BB (TAXES) value (INR) will be added to the converted values.
Note on K111: gepadmin: 1. If you choose "Full Conversion" then Column BA (AMOUNT) and Column BB (TAXES) BOTH values will be convert based on selected Currency in (Column L). 2. If you choose "Partial Conversion" then Column BA (AMOUNT) only will be converted based on selected currency (Column L) and Column BB (TAXES) value (INR) will be added to the converted values.
Note on K113: gepadmin: 1. If you choose "Full Conversion" then Column BA (AMOUNT) and Column BB (TAXES) BOTH values will be convert based on selected Currency in (Column L). 2. If you choose "Partial Conversion" then Column BA (AMOUNT) only will be converted based on selected currency (Column L) and Column BB (TAXES) value (INR) will be added to the converted values.
Note on K115: gepadmin: 1. If you choose "Full Conversion" then Column BA (AMOUNT) and Column BB (TAXES) BOTH values will be convert based on selected Currency in (Column L). 2. If you choose "Partial Conversion" then Column BA (AMOUNT) only will be converted based on selected currency (Column L) and Column BB (TAXES) value (INR) will be added to the converted values.
Note on K117: gepadmin: 1. If you choose "Full Conversion" then Column BA (AMOUNT) and Column BB (TAXES) BOTH values will be convert based on selected Currency in (Column L). 2. If you choose "Partial Conversion" then Column BA (AMOUNT) only will be converted based on selected currency (Column L) and Column BB (TAXES) value (INR) will be added to the converted values.
Note on K118: gepadmin: 1. If you choose "Full Conversion" then Column BA (AMOUNT) and Column BB (TAXES) BOTH values will be convert based on selected Currency in (Column L). 2. If you choose "Partial Conversion" then Column BA (AMOUNT) only will be converted based on selected currency (Column L) and Column BB (TAXES) value (INR) will be added to the converted values.
Note on K119: gepadmin: 1. If you choose "Full Conversion" then Column BA (AMOUNT) and Column BB (TAXES) BOTH values will be convert based on selected Currency in (Column L). 2. If you choose "Partial Conversion" then Column BA (AMOUNT) only will be converted based on selected currency (Column L) and Column BB (TAXES) value (INR) will be added to the converted values.
Note on K121: gepadmin: 1. If you choose "Full Conversion" then Column BA (AMOUNT) and Column BB (TAXES) BOTH values will be convert based on selected Currency in (Column L). 2. If you choose "Partial Conversion" then Column BA (AMOUNT) only will be converted based on selected currency (Column L) and Column BB (TAXES) value (INR) will be added to the converted values.
Note on K122: gepadmin: 1. If you choose "Full Conversion" then Column BA (AMOUNT) and Column BB (TAXES) BOTH values will be convert based on selected Currency in (Column L). 2. If you choose "Partial Conversion" then Column BA (AMOUNT) only will be converted based on selected currency (Column L) and Column BB (TAXES) value (INR) will be added to the converted values.
Note on K124: gepadmin: 1. If you choose "Full Conversion" then Column BA (AMOUNT) and Column BB (TAXES) BOTH values will be convert based on selected Currency in (Column L). 2. If you choose "Partial Conversion" then Column BA (AMOUNT) only will be converted based on selected currency (Column L) and Column BB (TAXES) value (INR) will be added to the converted values.
Note on K125: gepadmin: 1. If you choose "Full Conversion" then Column BA (AMOUNT) and Column BB (TAXES) BOTH values will be convert based on selected Currency in (Column L). 2. If you choose "Partial Conversion" then Column BA (AMOUNT) only will be converted based on selected currency (Column L) and Column BB (TAXES) value (INR) will be added to the converted values.
Note on K128: gepadmin: 1. If you choose "Full Conversion" then Column BA (AMOUNT) and Column BB (TAXES) BOTH values will be convert based on selected Currency in (Column L). 2. If you choose "Partial Conversion" then Column BA (AMOUNT) only will be converted based on selected currency (Column L) and Column BB (TAXES) value (INR) will be added to the converted values.
Note on K130: gepadmin: 1. If you choose "Full Conversion" then Column BA (AMOUNT) and Column BB (TAXES) BOTH values will be convert based on selected Currency in (Column L). 2. If you choose "Partial Conversion" then Column BA (AMOUNT) only will be converted based on selected currency (Column L) and Column BB (TAXES) value (INR) will be added to the converted values.
Note on K133: gepadmin: 1. If you choose "Full Conversion" then Column BA (AMOUNT) and Column BB (TAXES) BOTH values will be convert based on selected Currency in (Column L). 2. If you choose "Partial Conversion" then Column BA (AMOUNT) only will be converted based on selected currency (Column L) and Column BB (TAXES) value (INR) will be added to the converted values.
Note on K136: gepadmin: 1. If you choose "Full Conversion" then Column BA (AMOUNT) and Column BB (TAXES) BOTH values will be convert based on selected Currency in (Column L). 2. If you choose "Partial Conversion" then Column BA (AMOUNT) only will be converted based on selected currency (Column L) and Column BB (TAXES) value (INR) will be added to the converted values.
Note on K139: gepadmin: 1. If you choose "Full Conversion" then Column BA (AMOUNT) and Column BB (TAXES) BOTH values will be convert based on selected Currency in (Column L). 2. If you choose "Partial Conversion" then Column BA (AMOUNT) only will be converted based on selected currency (Column L) and Column BB (TAXES) value (INR) will be added to the converted values.
Note on K141: gepadmin: 1. If you choose "Full Conversion" then Column BA (AMOUNT) and Column BB (TAXES) BOTH values will be convert based on selected Currency in (Column L). 2. If you choose "Partial Conversion" then Column BA (AMOUNT) only will be converted based on selected currency (Column L) and Column BB (TAXES) value (INR) will be added to the converted values.
Note on K144: gepadmin: 1. If you choose "Full Conversion" then Column BA (AMOUNT) and Column BB (TAXES) BOTH values will be convert based on selected Currency in (Column L). 2. If you choose "Partial Conversion" then Column BA (AMOUNT) only will be converted based on selected currency (Column L) and Column BB (TAXES) value (INR) will be added to the converted values.
Note on K146: gepadmin: 1. If you choose "Full Conversion" then Column BA (AMOUNT) and Column BB (TAXES) BOTH values will be convert based on selected Currency in (Column L). 2. If you choose "Partial Conversion" then Column BA (AMOUNT) only will be converted based on selected currency (Column L) and Column BB (TAXES) value (INR) will be added to the converted values.
Note on K147: gepadmin: 1. If you choose "Full Conversion" then Column BA (AMOUNT) and Column BB (TAXES) BOTH values will be convert based on selected Currency in (Column L). 2. If you choose "Partial Conversion" then Column BA (AMOUNT) only will be converted based on selected currency (Column L) and Column BB (TAXES) value (INR) will be added to the converted values.
Note on K150: gepadmin: 1. If you choose "Full Conversion" then Column BA (AMOUNT) and Column BB (TAXES) BOTH values will be convert based on selected Currency in (Column L). 2. If you choose "Partial Conversion" then Column BA (AMOUNT) only will be converted based on selected currency (Column L) and Column BB (TAXES) value (INR) will be added to the converted values.
Note on K151: gepadmin: 1. If you choose "Full Conversion" then Column BA (AMOUNT) and Column BB (TAXES) BOTH values will be convert based on selected Currency in (Column L). 2. If you choose "Partial Conversion" then Column BA (AMOUNT) only will be converted based on selected currency (Column L) and Column BB (TAXES) value (INR) will be added to the converted values.
Note on K152: gepadmin: 1. If you choose "Full Conversion" then Column BA (AMOUNT) and Column BB (TAXES) BOTH values will be convert based on selected Currency in (Column L). 2. If you choose "Partial Conversion" then Column BA (AMOUNT) only will be converted based on selected currency (Column L) and Column BB (TAXES) value (INR) will be added to the converted values.
Note on K154: gepadmin: 1. If you choose "Full Conversion" then Column BA (AMOUNT) and Column BB (TAXES) BOTH values will be convert based on selected Currency in (Column L). 2. If you choose "Partial Conversion" then Column BA (AMOUNT) only will be converted based on selected currency (Column L) and Column BB (TAXES) value (INR) will be added to the converted values.
Note on K155: gepadmin: 1. If you choose "Full Conversion" then Column BA (AMOUNT) and Column BB (TAXES) BOTH values will be convert based on selected Currency in (Column L). 2. If you choose "Partial Conversion" then Column BA (AMOUNT) only will be converted based on selected currency (Column L) and Column BB (TAXES) value (INR) will be added to the converted values.
Note on K157: gepadmin: 1. If you choose "Full Conversion" then Column BA (AMOUNT) and Column BB (TAXES) BOTH values will be convert based on selected Currency in (Column L). 2. If you choose "Partial Conversion" then Column BA (AMOUNT) only will be converted based on selected currency (Column L) and Column BB (TAXES) value (INR) will be added to the converted values.
Note on K158: gepadmin: 1. If you choose "Full Conversion" then Column BA (AMOUNT) and Column BB (TAXES) BOTH values will be convert based on selected Currency in (Column L). 2. If you choose "Partial Conversion" then Column BA (AMOUNT) only will be converted based on selected currency (Column L) and Column BB (TAXES) value (INR) will be added to the converted values.
Note on K160: gepadmin: 1. If you choose "Full Conversion" then Column BA (AMOUNT) and Column BB (TAXES) BOTH values will be convert based on selected Currency in (Column L). 2. If you choose "Partial Conversion" then Column BA (AMOUNT) only will be converted based on selected currency (Column L) and Column BB (TAXES) value (INR) will be added to the converted values.
Note on K162: gepadmin: 1. If you choose "Full Conversion" then Column BA (AMOUNT) and Column BB (TAXES) BOTH values will be convert based on selected Currency in (Column L). 2. If you choose "Partial Conversion" then Column BA (AMOUNT) only will be converted based on selected currency (Column L) and Column BB (TAXES) value (INR) will be added to the converted values.
Note on K165: gepadmin: 1. If you choose "Full Conversion" then Column BA (AMOUNT) and Column BB (TAXES) BOTH values will be convert based on selected Currency in (Column L). 2. If you choose "Partial Conversion" then Column BA (AMOUNT) only will be converted based on selected currency (Column L) and Column BB (TAXES) value (INR) will be added to the converted values.
Note on K167: gepadmin: 1. If you choose "Full Conversion" then Column BA (AMOUNT) and Column BB (TAXES) BOTH values will be convert based on selected Currency in (Column L). 2. If you choose "Partial Conversion" then Column BA (AMOUNT) only will be converted based on selected currency (Column L) and Column BB (TAXES) value (INR) will be added to the converted values.
Note on K169: gepadmin: 1. If you choose "Full Conversion" then Column BA (AMOUNT) and Column BB (TAXES) BOTH values will be convert based on selected Currency in (Column L). 2. If you choose "Partial Conversion" then Column BA (AMOUNT) only will be converted based on selected currency (Column L) and Column BB (TAXES) value (INR) will be added to the converted values.
Note on K170: gepadmin: 1. If you choose "Full Conversion" then Column BA (AMOUNT) and Column BB (TAXES) BOTH values will be convert based on selected Currency in (Column L). 2. If you choose "Partial Conversion" then Column BA (AMOUNT) only will be converted based on selected currency (Column L) and Column BB (TAXES) value (INR) will be added to the converted values.
Note on K171: gepadmin: 1. If you choose "Full Conversion" then Column BA (AMOUNT) and Column BB (TAXES) BOTH values will be convert based on selected Currency in (Column L). 2. If you choose "Partial Conversion" then Column BA (AMOUNT) only will be converted based on selected currency (Column L) and Column BB (TAXES) value (INR) will be added to the converted values.
Note on K173: gepadmin: 1. If you choose "Full Conversion" then Column BA (AMOUNT) and Column BB (TAXES) BOTH values will be convert based on selected Currency in (Column L). 2. If you choose "Partial Conversion" then Column BA (AMOUNT) only will be converted based on selected currency (Column L) and Column BB (TAXES) value (INR) will be added to the converted values.
Note on K175: gepadmin: 1. If you choose "Full Conversion" then Column BA (AMOUNT) and Column BB (TAXES) BOTH values will be convert based on selected Currency in (Column L). 2. If you choose "Partial Conversion" then Column BA (AMOUNT) only will be converted based on selected currency (Column L) and Column BB (TAXES) value (INR) will be added to the converted values.
Note on K176: gepadmin: 1. If you choose "Full Conversion" then Column BA (AMOUNT) and Column BB (TAXES) BOTH values will be convert based on selected Currency in (Column L). 2. If you choose "Partial Conversion" then Column BA (AMOUNT) only will be converted based on selected currency (Column L) and Column BB (TAXES) value (INR) will be added to the converted values.
Note on K179: gepadmin: 1. If you choose "Full Conversion" then Column BA (AMOUNT) and Column BB (TAXES) BOTH values will be convert based on selected Currency in (Column L). 2. If you choose "Partial Conversion" then Column BA (AMOUNT) only will be converted based on selected currency (Column L) and Column BB (TAXES) value (INR) will be added to the converted values.
Note on K181: gepadmin: 1. If you choose "Full Conversion" then Column BA (AMOUNT) and Column BB (TAXES) BOTH values will be convert based on selected Currency in (Column L). 2. If you choose "Partial Conversion" then Column BA (AMOUNT) only will be converted based on selected currency (Column L) and Column BB (TAXES) value (INR) will be added to the converted values.
Note on K184: gepadmin: 1. If you choose "Full Conversion" then Column BA (AMOUNT) and Column BB (TAXES) BOTH values will be convert based on selected Currency in (Column L). 2. If you choose "Partial Conversion" then Column BA (AMOUNT) only will be converted based on selected currency (Column L) and Column BB (TAXES) value (INR) will be added to the converted values.
Note on K186: gepadmin: 1. If you choose "Full Conversion" then Column BA (AMOUNT) and Column BB (TAXES) BOTH values will be convert based on selected Currency in (Column L). 2. If you choose "Partial Conversion" then Column BA (AMOUNT) only will be converted based on selected currency (Column L) and Column BB (TAXES) value (INR) will be added to the converted values.
Note on K190: gepadmin: 1. If you choose "Full Conversion" then Column BA (AMOUNT) and Column BB (TAXES) BOTH values will be convert based on selected Currency in (Column L). 2. If you choose "Partial Conversion" then Column BA (AMOUNT) only will be converted based on selected currency (Column L) and Column BB (TAXES) value (INR) will be added to the converted values.
Note on K192: gepadmin: 1. If you choose "Full Conversion" then Column BA (AMOUNT) and Column BB (TAXES) BOTH values will be convert based on selected Currency in (Column L). 2. If you choose "Partial Conversion" then Column BA (AMOUNT) only will be converted based on selected currency (Column L) and Column BB (TAXES) value (INR) will be added to the converted values.
Note on K194: gepadmin: 1. If you choose "Full Conversion" then Column BA (AMOUNT) and Column BB (TAXES) BOTH values will be convert based on selected Currency in (Column L). 2. If you choose "Partial Conversion" then Column BA (AMOUNT) only will be converted based on selected currency (Column L) and Column BB (TAXES) value (INR) will be added to the converted values.
Note on K196: gepadmin: 1. If you choose "Full Conversion" then Column BA (AMOUNT) and Column BB (TAXES) BOTH values will be convert based on selected Currency in (Column L). 2. If you choose "Partial Conversion" then Column BA (AMOUNT) only will be converted based on selected currency (Column L) and Column BB (TAXES) value (INR) will be added to the converted values.
Note on K197: gepadmin: 1. If you choose "Full Conversion" then Column BA (AMOUNT) and Column BB (TAXES) BOTH values will be convert based on selected Currency in (Column L). 2. If you choose "Partial Conversion" then Column BA (AMOUNT) only will be converted based on selected currency (Column L) and Column BB (TAXES) value (INR) will be added to the converted values.
Note on K199: gepadmin: 1. If you choose "Full Conversion" then Column BA (AMOUNT) and Column BB (TAXES) BOTH values will be convert based on selected Currency in (Column L). 2. If you choose "Partial Conversion" then Column BA (AMOUNT) only will be converted based on selected currency (Column L) and Column BB (TAXES) value (INR) will be added to the converted values.
Note on K202: gepadmin: 1. If you choose "Full Conversion" then Column BA (AMOUNT) and Column BB (TAXES) BOTH values will be convert based on selected Currency in (Column L). 2. If you choose "Partial Conversion" then Column BA (AMOUNT) only will be converted based on selected currency (Column L) and Column BB (TAXES) value (INR) will be added to the converted values.
Note on K204: gepadmin: 1. If you choose "Full Conversion" then Column BA (AMOUNT) and Column BB (TAXES) BOTH values will be convert based on selected Currency in (Column L). 2. If you choose "Partial Conversion" then Column BA (AMOUNT) only will be converted based on selected currency (Column L) and Column BB (TAXES) value (INR) will be added to the converted values.
Note on K206: gepadmin: 1. If you choose "Full Conversion" then Column BA (AMOUNT) and Column BB (TAXES) BOTH values will be convert based on selected Currency in (Column L). 2. If you choose "Partial Conversion" then Column BA (AMOUNT) only will be converted based on selected currency (Column L) and Column BB (TAXES) value (INR) will be added to the converted values.
Note on K207: gepadmin: 1. If you choose "Full Conversion" then Column BA (AMOUNT) and Column BB (TAXES) BOTH values will be convert based on selected Currency in (Column L). 2. If you choose "Partial Conversion" then Column BA (AMOUNT) only will be converted based on selected currency (Column L) and Column BB (TAXES) value (INR) will be added to the converted values.
Note on K208: gepadmin: 1. If you choose "Full Conversion" then Column BA (AMOUNT) and Column BB (TAXES) BOTH values will be convert based on selected Currency in (Column L). 2. If you choose "Partial Conversion" then Column BA (AMOUNT) only will be converted based on selected currency (Column L) and Column BB (TAXES) value (INR) will be added to the converted values.
Note on K209: gepadmin: 1. If you choose "Full Conversion" then Column BA (AMOUNT) and Column BB (TAXES) BOTH values will be convert based on selected Currency in (Column L). 2. If you choose "Partial Conversion" then Column BA (AMOUNT) only will be converted based on selected currency (Column L) and Column BB (TAXES) value (INR) will be added to the converted values.
Note on K210: gepadmin: 1. If you choose "Full Conversion" then Column BA (AMOUNT) and Column BB (TAXES) BOTH values will be convert based on selected Currency in (Column L). 2. If you choose "Partial Conversion" then Column BA (AMOUNT) only will be converted based on selected currency (Column L) and Column BB (TAXES) value (INR) will be added to the converted values.
Note on K211: gepadmin: 1. If you choose "Full Conversion" then Column BA (AMOUNT) and Column BB (TAXES) BOTH values will be convert based on selected Currency in (Column L). 2. If you choose "Partial Conversion" then Column BA (AMOUNT) only will be converted based on selected currency (Column L) and Column BB (TAXES) value (INR) will be added to the converted values.
Note on K212: gepadmin: 1. If you choose "Full Conversion" then Column BA (AMOUNT) and Column BB (TAXES) BOTH values will be convert based on selected Currency in (Column L). 2. If you choose "Partial Conversion" then Column BA (AMOUNT) only will be converted based on selected currency (Column L) and Column BB (TAXES) value (INR) will be added to the converted values.
Note on K213: gepadmin: 1. If you choose "Full Conversion" then Column BA (AMOUNT) and Column BB (TAXES) BOTH values will be convert based on selected Currency in (Column L). 2. If you choose "Partial Conversion" then Column BA (AMOUNT) only will be converted based on selected currency (Column L) and Column BB (TAXES) value (INR) will be added to the converted values.
Note on K214: gepadmin: 1. If you choose "Full Conversion" then Column BA (AMOUNT) and Column BB (TAXES) BOTH values will be convert based on selected Currency in (Column L). 2. If you choose "Partial Conversion" then Column BA (AMOUNT) only will be converted based on selected currency (Column L) and Column BB (TAXES) value (INR) will be added to the converted values.
Note on K215: gepadmin: 1. If you choose "Full Conversion" then Column BA (AMOUNT) and Column BB (TAXES) BOTH values will be convert based on selected Currency in (Column L). 2. If you choose "Partial Conversion" then Column BA (AMOUNT) only will be converted based on selected currency (Column L) and Column BB (TAXES) value (INR) will be added to the converted values.
Note on K216: gepadmin: 1. If you choose "Full Conversion" then Column BA (AMOUNT) and Column BB (TAXES) BOTH values will be convert based on selected Currency in (Column L). 2. If you choose "Partial Conversion" then Column BA (AMOUNT) only will be converted based on selected currency (Column L) and Column BB (TAXES) value (INR) will be added to the converted values.
Note on K217: gepadmin: 1. If you choose "Full Conversion" then Column BA (AMOUNT) and Column BB (TAXES) BOTH values will be convert based on selected Currency in (Column L). 2. If you choose "Partial Conversion" then Column BA (AMOUNT) only will be converted based on selected currency (Column L) and Column BB (TAXES) value (INR) will be added to the converted values.
Note on K218: gepadmin: 1. If you choose "Full Conversion" then Column BA (AMOUNT) and Column BB (TAXES) BOTH values will be convert based on selected Currency in (Column L). 2. If you choose "Partial Conversion" then Column BA (AMOUNT) only will be converted based on selected currency (Column L) and Column BB (TAXES) value (INR) will be added to the converted values.
Note on K219: gepadmin: 1. If you choose "Full Conversion" then Column BA (AMOUNT) and Column BB (TAXES) BOTH values will be convert based on selected Currency in (Column L). 2. If you choose "Partial Conversion" then Column BA (AMOUNT) only will be converted based on selected currency (Column L) and Column BB (TAXES) value (INR) will be added to the converted values.
Note on K220: gepadmin: 1. If you choose "Full Conversion" then Column BA (AMOUNT) and Column BB (TAXES) BOTH values will be convert based on selected Currency in (Column L). 2. If you choose "Partial Conversion" then Column BA (AMOUNT) only will be converted based on selected currency (Column L) and Column BB (TAXES) value (INR) will be added to the converted values.
Note on K221: gepadmin: 1. If you choose "Full Conversion" then Column BA (AMOUNT) and Column BB (TAXES) BOTH values will be convert based on selected Currency in (Column L). 2. If you choose "Partial Conversion" then Column BA (AMOUNT) only will be converted based on selected currency (Column L) and Column BB (TAXES) value (INR) will be added to the converted values.
Note on K222: gepadmin: 1. If you choose "Full Conversion" then Column BA (AMOUNT) and Column BB (TAXES) BOTH values will be convert based on selected Currency in (Column L). 2. If you choose "Partial Conversion" then Column BA (AMOUNT) only will be converted based on selected currency (Column L) and Column BB (TAXES) value (INR) will be added to the converted values.
Note on K223: gepadmin: 1. If you choose "Full Conversion" then Column BA (AMOUNT) and Column BB (TAXES) BOTH values will be convert based on selected Currency in (Column L). 2. If you choose "Partial Conversion" then Column BA (AMOUNT) only will be converted based on selected currency (Column L) and Column BB (TAXES) value (INR) will be added to the converted values.
Note on K224: gepadmin: 1. If you choose "Full Conversion" then Column BA (AMOUNT) and Column BB (TAXES) BOTH values will be convert based on selected Currency in (Column L). 2. If you choose "Partial Conversion" then Column BA (AMOUNT) only will be converted based on selected currency (Column L) and Column BB (TAXES) value (INR) will be added to the converted values.
Note on K225: gepadmin: 1. If you choose "Full Conversion" then Column BA (AMOUNT) and Column BB (TAXES) BOTH values will be convert based on selected Currency in (Column L). 2. If you choose "Partial Conversion" then Column BA (AMOUNT) only will be converted based on selected currency (Column L) and Column BB (TAXES) value (INR) will be added to the converted values.
Note on K226: gepadmin: 1. If you choose "Full Conversion" then Column BA (AMOUNT) and Column BB (TAXES) BOTH values will be convert based on selected Currency in (Column L). 2. If you choose "Partial Conversion" then Column BA (AMOUNT) only will be converted based on selected currency (Column L) and Column BB (TAXES) value (INR) will be added to the converted values.
Note on K227: gepadmin: 1. If you choose "Full Conversion" then Column BA (AMOUNT) and Column BB (TAXES) BOTH values will be convert based on selected Currency in (Column L). 2. If you choose "Partial Conversion" then Column BA (AMOUNT) only will be converted based on selected currency (Column L) and Column BB (TAXES) value (INR) will be added to the converted values.
Validate
Print
Help

## Macros
Please Enable Macros to View BoQ information